## Summary
Office of Water (4303T) Washington DC 20460
Steam Electric Technical Questionnaire Data Element Dictionary - Summary
2013-04-19
Background:
The Questionnaire for the Steam Electric Power Generating Effluent Guidelines collects general plant information and selected technical information about the plant processes and the electric generating units. The requested information includes economic data and technical information about flue gas desulfurization (FGD) wastewater, ash handling, flue gas mercury control, combustion residual leachate from landfills and surface impoundments, nonchemical metal cleaning wastes, and gasification of fuels such as coal and petroleum coke. The questionnaire also requires certain power plants to collect and analyze samples of leachate from surface impoundments and landfills containing coal combustion residues.
There are four different categories of respondents for the questionnaire. These categories include coal- and petroleum coke-fired power plants included in the statistical subset, coal- and petroleum coke-fired power plants not included in the statistical subset, oil-fired and combination power plants, and gas-fired and nuclear power plants. EPA distributed four different versions of questionnaire, corresponding to the categories stated above.
The coal- and petroleum coke-fired power plants included in the statistical subset received Version 1 of the questionnaire which includes Parts A through I. Version 2 of the questionnaire includes Parts A through D, H, and I and was distributed to the coal- and petroleum coke-fired power plants not included in the statistical subset. Oil-fired and combination power plants received Version 3 which includes Parts A through E, H, and I of the questionnaire. Gas-fired and nuclear power plants received Version 4 which consists of Parts A, E, H, and I of the questionnaire.
The final version of the non-CBI Steam Electric Technical Questionnaire database has been sanitized and therefore does not contain CBI or CBI-deducible information. CBI information was removed for any information associated with a CBI checkbox marked "True". CBI deducible data is that which could be combined with non-CBI information or data to determine (or back calculate) CBI information. EPA determined CBI deducible data elements in the database as a data set where only one or two companies claimed information as CBI. For those elements, EPA also stripped all responses in the database, even if the CBI checkbox was not marked "True". Please note the following codes, inserted into the surveys during the technical review or entered to cover CBI or CBI deducible information, throughout the database: -1: code that represents a "True" answer; -999: code that represents blank answers not required to be filled in according to the nature of plant data or skip patterns in the survey; -111: code that represents missing data that should have been completed in the survey; -555: true zero values entered by respondents; -777: code that represents a data type mismatch error, such as text being entered into a numeric field; -9999: code that represents redacted CBI data in a numeric field; and Redacted: code that represents redacted CBI data in text or memo fields. Additionally, redacted CBI data in date/time fields are shown as blank.
Data Element Dictionary:
This MS Excel file is the data element dictionary that cross references the Steam Electric Questionnaire with the sanitized version of the Steam Electric Technical Questionnaire Database (NonCBI_SteamElectricTechQDB_04192013). This database includes information from Parts A through H of the questionnaire. The elements of the dictionary include:
| Part: | Identifies the part of the questionnaire (A through H).
| Section: | Identifies the section of the questionnaire within a specific part.
| Question Number: | Identifies the question number or corresponding ID associated with a specific section and part.
| Questionnaire Table Number: | Table number in the questionnaire that corresponds to a specific question number in a section and part.
| Database Table Name: | Table name in the database that corresponds to the information in a specific set of questions in the questionnaire.
| Database Field Name: | Field name within a database table that corresponds to a specific answer field to a question in the questionnaire. All responses in the questionnaire correspond to a field name in the database. Field names can be repeated for the same type of information being entered (i.e., SE Unit IDs, Plant_ID).
| Field Type: | Specified data type of the field name (e.g., text, numeric, memo).
| Field Description: | Description of the field name that corresponds to a questionnaire answer field.
Three different sorts are included in this file to allow the user to reference the database table or field name and find the corresponding questionnaire location, or reference the questionnaire and find the corresponding database location. Please find a summary of each sort below:
DB Table Name: Data dictionary sorted alphabetically by database table name. This is the order that the tables are found in the database. The dictionary is then sorted by section and question number within each database table name.
DB Field Name: Data dictionary sorted alphabetically by database field name. Use this data dictionary sort to determine how many times a certain field (i.e., Plant_ID) is used throughout the questionnaire. Within each database field name, the dictionary is sorted by section and question number.
Part_Section_Q#: Data dictionary sorted by part. Use this data dictionary sort when searching the questionnaire and looking for a corresponding database table or field name. Within each part, the dictionary is sorted by section and question number.
The sanitized version of the Steam Electric Technical Questionnaire Database (NonCBI_SteamElectricTechQDB_04192013) also includes one additional table, 00_Read Me_04192013. This table briefly describes the content of database and the different codes used throughout the data tables.

## DB Table Name
Database Table Name | Part | Section | Question | Questionnaire Table Number | Database Field Name | Field Type | Field Description | Table Name Order | Order
Act_Pond_Chem_Addn | D | 4.1 | Plant_ID | Table D-7 | plant_id | Number (Double) | Plant identification number | 1 | 2753
Act_Pond_Chem_Addn | D | 4.1 | Pond_ID | Table D-7 | Pond_ID | Text | Pond/impoundment unit identification. | 2 | 2754
Act_Pond_Chem_Addn | D | 4.1 | D4-12 | Table D-7 | cbi_Act_Chem_Addn | Yes/No | CBI designation checkbox for QD4-12 | 3 | 2755
Act_Pond_Chem_Addn | D | 4.1 | D4-12 | Table D-7 | Act_Chem_Type | Text | Chemical type | 4 | 2756
Act_Pond_Chem_Addn | D | 4.1 | D4-12 | Table D-7 | Act_Chem_Trade | Text | Trade name of chemical being added | 5 | 2757
Act_Pond_Chem_Addn | D | 4.1 | D4-12 | Table D-7 | Act_Chem_Manu | Text | Manufacturer of chemical | 6 | 2758
Act_Pond_Chem_Addn | D | 4.1 | D4-12 | Table D-7 | Act_Chem_Purpose | Text | Purpose of chemical addition | 7 | 2759
Act_Pond_Chem_Addn | D | 4.1 | D4-12 | Table D-7 | Act_Chem_Location | Text | Location of chemical addition | 8 | 2760
Act_Pond_Chem_Addn | D | 4.1 | D4-12 | Table D-7 | Act_Chem_Avg_Dose | Number (Double) | Average dose concentration (g/L) of chemical | 9 | 2761
Act_Pond_Chem_Addn | D | 4.1 | D4-12 | Table D-7 | Act_Chem_Add_Rate | Number (Double) | Average addition rate (value) | 10 | 2762
Act_Pond_Chem_Addn | D | 4.1 | D4-12 | Table D-7 | Act_Chem_Add_Rate_Unit | Text | Average addition rate (gpd or lb/day) | 11 | 2763
Act_Pond_Chem_Addn | D | 4.1 | D4-12 | Table D-7 | Act_Chem_Add_Rate_Type | Text | Average addition rate (solid or liquid) | 12 | 2764
Act_Pond_Chem_Addn | D | 4.1 | D4-12 | Table D-7 | Act_Chem_Freq | Number (Double) | Frequency of addition (dpy) | 13 | 2765
Act_Pond_Unit | D | 4.1 | Plant_ID |  | plant_id | Number (Double) | Plant identification number. | 14 | 2684
Act_Pond_Unit | D | 4.1 | Pond_ID |  | Pond_ID | Text | Pond/impoundment unit identification. | 15 | 2685
Act_Pond_Unit | D | 4.1 | D4-2 |  | cbi_Act_Pond_Res_Time | Yes/No | CBI designation checkbox for QD4-2. | 16 | 2686
Act_Pond_Unit | D | 4.1 | D4-2 |  | Act_Pond_Res_Time | Number (Double) | Pond unit residence time in hours. | 17 | 2687
Act_Pond_Unit | D | 4.1 | D4-2 |  | Act_Pond_Life | Number (Double) | Life of pond unit in years. | 18 | 2688
Act_Pond_Unit | D | 4.1 | D4-2 |  | Act_Pond_Cells | Number (Double) | Number of cells in pond unit. | 19 | 2689
Act_Pond_Unit | D | 4.1 | D4-4 |  | cbi_Act_Pond_Liner | Yes/No | CBI designation checkbox for QD4-4. | 20 | 2690
Act_Pond_Unit | D | 4.1 | D4-4 |  | Act_Pond_Liner | Text | Yes/no/na if the pond unit has a liner. | 21 | 2691
Act_Pond_Unit | D | 4.1 | D4-5 |  | cbi_Pond_Drdg | Yes/No | CBI designation checkbox for QD4-5. | 22 | 2692
Act_Pond_Unit | D | 4.1 | D4-5 |  | Act_Pond_Drdg | Text | Yes/no/na if pond unit has ever been dredged. | 23 | 2693
Act_Pond_Unit | D | 4.1 | D4-5 |  | Act_Pond_Drdg_Yr | Number (Double) | Year of last dredging. | 24 | 2694
Act_Pond_Unit | D | 4.1 | D4-5 |  | Act_Pond_Drdg_Freq_Yr | Number (Double) | Frequency of dredging in the year it was last dredged, days per year. | 25 | 2695
Act_Pond_Unit | D | 4.1 | D4-5 |  | Act_Pond_Drdg_AmtRem_Yr | Number (Double) | Amount removed in last year of dredging, tons. | 26 | 2696
Act_Pond_Unit | D | 4.1 | D4-5 |  | Act_Pond_Drdg_NmbrTimes_5Yr | Number (Double) | Number of dredgings in last 5 years. | 27 | 2697
Act_Pond_Unit | D | 4.1 | D4-5 |  | Act_Pond_Drgd_NmbrDays_5Yr | Number (Double) | Number of days dredged in last 5 years. | 28 | 2698
Act_Pond_Unit | D | 4.1 | D4-5 |  | Act_Pond_Drgd_AmtRem_5Yr | Number (Double) | Amount removed in last 5 years, tons. | 29 | 2699
Act_Pond_Unit | D | 4.1 | D4-6 |  | cbi_Act_Drdg_Transfer | Yes/No | CBI designation checkbox for QD4-6. | 30 | 2700
Act_Pond_Unit | D | 4.1 | D4-6 |  | Act_Drdg_Transfer | Text | Indication of where dredged solids are transferred, used in construction, landfill, sold, or other. | 31 | 2701
Act_Pond_Unit | D | 4.1 | D4-6 |  | Act_Drdg_Transfer_Other | Text | Plant explanation of location for dredged solids. | 32 | 2702
Act_Pond_Unit | D | 4.1 | D4-7 |  | cbi_Act_Pond_Expand | Yes/No | CBI designation checkbox for QD4-7. | 33 | 2703
Act_Pond_Unit | D | 4.1 | D4-7 |  | Act_Pond_Expand | Text | Yes/no/na if the pond has been expanded since being built. | 34 | 2704
Act_Pond_Unit | D | 4.1 | D4-8 |  | cbi_Act_Expand_Type | Yes/No | CBI designation checkbox for QD4-8. | 35 | 2705
Act_Pond_Unit | D | 4.1 | D4-8 |  | Act_Expand_Type | Text | Indication of type of expansion, lateral, vertical, or both. | 36 | 2706
Act_Pond_Unit | D | 4.1 | D4-9 |  | cbi_Act_Expand_Desc | Yes/No | CBI designation checkbox for QD4-9. | 37 | 2707
Act_Pond_Unit | D | 4.1 | D4-9 |  | Act_Expand_Desc | Text | Plant description of any expansions since 1/1/2000. | 38 | 2708
Act_Pond_Unit | D | 4.1 | D4-9 |  | Act_Expand_Cost | Number (Double) | Total cost of any expansion since 1/1/2000. | 39 | 2709
Act_Pond_Unit | D | 4.1 | D4-10 |  | cbi_Act_Trgtd_Pollutants | Yes/No | CBI designation checkbox for QD4-10. | 40 | 2710
Act_Pond_Unit | D | 4.1 | D4-10 |  | Act_Trgtd_Metals | Text | Checkbox to indicate metal as targeted pollutant. | 41 | 2711
Act_Pond_Unit | D | 4.1 | D4-10 |  | Act_Trgtd_Metals_Specify | Text | Specific type of metal targeted. | 42 | 2712
Act_Pond_Unit | D | 4.1 | D4-10 |  | Act_Trgtd_TSS | Text | Checkbox to indicate TSS as targeted pollutant. | 43 | 2713
Act_Pond_Unit | D | 4.1 | D4-10 |  | Act_Trgtd_Ntr | Text | Checkbox to indicate nitrogen compounds as targeted pollutant. | 44 | 2714
Act_Pond_Unit | D | 4.1 | D4-10 |  | Act_Trgtd_Org_Acids | Text | Checkbox to indicate organic acids as targeted pollutant. | 45 | 2715
Act_Pond_Unit | D | 4.1 | D4-10 |  | Act_Trgtd_Chlor_Oxidizing | Text | Checkbox to indicate chlorine and other oxidizing agents as targeted pollutants. | 46 | 2716
Act_Pond_Unit | D | 4.1 | D4-10 |  | Act_Trgtd_OandG | Text | Checkbox to indicate oil and grease as targeted pollutant. | 47 | 2717
Act_Pond_Unit | D | 4.1 | D4-10 |  | Act_Trgtd_Other | Text | Checkbox to indicate plant targets other pollutants not listed. | 48 | 2718
Act_Pond_Unit | D | 4.1 | D4-10 |  | Act_Trgtd_Other_Specify | Text | Other targeted pollutants not in listed on survey. | 49 | 2719
Act_Pond_Unit | D | 4.1 | D4-10 |  | Act_Trgtd_NA | Text | Checkbox to indicate no pollutants are targeted for removal by pond. | 50 | 2720
Act_Pond_Unit | D | 4.1 | D4-11 |  | cbi_Act_Poll_Lim_Driver | Yes/No | CBI designation checkbox for QD4-11. | 51 | 2721
Act_Pond_Unit | D | 4.1 | D4-11 |  | Act_Poll_1 | Text | Name of first pollutant driving operation of pond. | 52 | 2722
Act_Pond_Unit | D | 4.1 | D4-11 |  | Act_Lim_1 | Number (Double) | Limitation of first pollutant. | 53 | 2723
Act_Pond_Unit | D | 4.1 | D4-11 |  | Act_Lim_Unit_1 | Text | Units for limitation of first pollutant. | 54 | 2724
Act_Pond_Unit | D | 4.1 | D4-11 |  | Act_Poll_2 | Text | Name of second pollutant driving operation of pond. | 55 | 2725
Act_Pond_Unit | D | 4.1 | D4-11 |  | Act_Lim_2 | Number (Double) | Limitation of second pollutant. | 56 | 2726
Act_Pond_Unit | D | 4.1 | D4-11 |  | Act_Lim_Unit_2 | Text | Units for limitation of second pollutant. | 57 | 2727
Act_Pond_Unit | D | 4.1 | D4-11 |  | Act_Poll_3 | Text | Name of third pollutant driving operation of pond. | 58 | 2728
Act_Pond_Unit | D | 4.1 | D4-11 |  | Act_Lim_3 | Number (Double) | Limitation of third pollutant. | 59 | 2729
Act_Pond_Unit | D | 4.1 | D4-11 |  | Act_Lim_Unit_3 | Text | Units for limitation of third pollutant. | 60 | 2730
Act_Pond_Unit | D | 4.1 | D4-12 |  | Act_cbi_Add_Chem_Pond | Yes/No | CBI designation checkbox for QD4-12. | 61 | 2731
Act_Pond_Unit | D | 4.1 | D4-12 |  | Act_Add_Chem_Pond | Text | Yes/no/na if plant added chemicals to pond in 2009. | 62 | 2732
Act_Pond_Unit_Dimensions | D | 4.1 | Plant_ID | Table D-5 | plant_id | Number (Double) | Plant identification number. | 63 | 2733
Act_Pond_Unit_Dimensions | D | 4.1 | Pond_ID | Table D-5 | Pond_ID | Text | Pond/impoundment system identification. | 64 | 2734
Act_Pond_Unit_Dimensions | D | 4.1 | D4-3 | Table D-5 | cbi_Act_Pond_Dimensions | Yes/No | CBI designation checkbox for QD4-3. | 65 | 2735
Act_Pond_Unit_Dimensions | D | 4.1 | D4-3 | Table D-5 | Act_Status | Text | Status of dimension: original, current, or expected close. | 66 | 2736
Act_Pond_Unit_Dimensions | D | 4.1 | D4-3 | Table D-5 | Act_Volume | Number (Double) | Volume of pond unit in ft3. | 67 | 2737
Act_Pond_Unit_Dimensions | D | 4.1 | D4-3 | Table D-5 | Act_SA | Number (Double) | Surface area of pond in ft2. | 68 | 2738
Act_Pond_Unit_Dimensions | D | 4.1 | D4-3 | Table D-5 | Act_Bot_Elevation | Number (Double) | Bottom elevation of pond in ft. | 69 | 2739
Act_Pond_Unit_Dimensions | D | 4.1 | D4-3 | Table D-5 | Act_Top_Elevation | Number (Double) | Top elevation of pond in ft, height of berm/dam. | 70 | 2740
Act_Pond_Unit_Dimensions | D | 4.1 | D4-3 | Table D-5 | Act_Freeboard | Number (Double) | Freeboard height in ft. | 71 | 2741
Act_Pond_Unit_Dimensions | D | 4.1 | D4-3 | Table D-5 | Act_Max_Ht_Berms | Number (Double) | Maximum height of berms/dams above grade in ft. | 72 | 2742
Act_Pond_Unit_Dimensions | D | 4.1 | D4-3 | Table D-5 | Act_Tot_Solids | Text | Total amount of solids placed in the pond in tons. | 73 | 2743
Act_Pond_Unit_Dimensions | D | 4.1 | D4-3 | Table D-5 | Act_Exp_Close | Text | Expected year of closure/retirement for pond. | 74 | 2744
Act_Pond_Unit_Liner | D | 4.1 | Plant_ID | Table D-6 | plant_id | Number (Double) | Plant identification number. | 75 | 2745
Act_Pond_Unit_Liner | D | 4.1 | Pond_ID | Table D-6 | Pond_ID | Text | Pond/impoundment identification. | 76 | 2746
Act_Pond_Unit_Liner | D | 4.1 | D4-4 | Table D-6 | cbi_Act_Pond_Liner | Yes/No | CBI designation checkbox for QD4-4. | 77 | 2747
Act_Pond_Unit_Liner | D | 4.1 | D4-4 | Table D-6 | Act_Liner_Nmbr | Number (Double) | Liner layer number (numbered from inner to outer layer). | 78 | 2748
Act_Pond_Unit_Liner | D | 4.1 | D4-4 | Table D-6 | Act_Liner_Type | Text | Type of liner: compacted clay, geosynthetic clay, HPDE, or other. | 79 | 2749
Act_Pond_Unit_Liner | D | 4.1 | D4-4 | Table D-6 | Act_Liner_Type_Other | Text | Plant provided explanation for 'other'. | 80 | 2750
Act_Pond_Unit_Liner | D | 4.1 | D4-4 | Table D-6 | Act_Liner_Thick | Number (Double) | Thickness of liner layer in cm. | 81 | 2751
Act_Pond_Unit_Liner | D | 4.1 | D4-4 | Table D-6 | Act_Liner_Perm | Number (Double) | Permeability of liner layer in cm/sec. | 82 | 2752
Active_Pond_Systems | D | 2 | Plant_ID | Table D-1 | plant_id | Number (Double) | Plant identification number. | 83 | 2603
Active_Pond_Systems | D | 2 | D2-6 | Table D-1 | cbi_Pond_ID | Yes/No | CBI designation checkbox for QD2-6. | 84 | 2604
Active_Pond_Systems | D | 2 | D2-6 | Table D-1 | System_ID | Text | Pond/Impoundment system identification. | 85 | 2605
Active_Pond_Systems | D | 2 | D2-6 | Table D-1 | Pond_Status | Text | Status of pond, active/inactive/open or retired/closed or planned. | 86 | 2606
Active_Pond_Systems | D | 2 | D2-6 | Table D-1 | Pond_Initial_Yr | Number (Double) | Year pond system initially brought online. | 87 | 2607
Active_Pond_Systems | D | 2 | D2-6 | Table D-1 | Plant_Desig | Text | Plant's name for pond system. | 88 | 2608
Active_Pond_Systems | D | 2 | D2-6 | Table D-1 | SPD-01 | Text | Checkbox to indicate SPD-1 included in pond system. | 89 | 2609
Active_Pond_Systems | D | 2 | D2-6 | Table D-1 | SPD-02 | Text | Checkbox to indicate SPD-2 included in pond system. | 90 | 2610
Active_Pond_Systems | D | 2 | D2-6 | Table D-1 | SPD-03 | Text | Checkbox to indicate SPD-3 included in pond system. | 91 | 2611
Active_Pond_Systems | D | 2 | D2-6 | Table D-1 | SPD-04 | Text | Checkbox to indicate SPD-4 included in pond system. | 92 | 2612
Active_Pond_Systems | D | 2 | D2-6 | Table D-1 | SPD-05 | Text | Checkbox to indicate SPD-5 included in pond system. | 93 | 2613
Active_Pond_Systems | D | 2 | D2-6 | Table D-1 | SPD-06 | Text | Checkbox to indicate SPD-6 included in pond system. | 94 | 2614
Active_Pond_Systems | D | 2 | D2-6 | Table D-1 | SPD-07 | Text | Checkbox to indicate SPD-7 included in pond system. | 95 | 2615
Active_Pond_Systems | D | 2 | D2-6 | Table D-1 | SPD-08 | Text | Checkbox to indicate SPD-8 included in pond system. | 96 | 2616
Active_Pond_Systems | D | 2 | D2-6 | Table D-1 | SPD-09 | Text | Checkbox to indicate SPD-9 included in pond system. | 97 | 2617
Active_Pond_Systems | D | 2 | D2-6 | Table D-1 | SPD-010 | Text | Checkbox to indicate SPD-10 included in pond system. | 98 | 2618
Active_Pond_Systems | D | 2 | D2-6 | Table D-1 | SPD-011 | Text | Checkbox to indicate SPD-11 included in pond system. | 99 | 2619
Active_Pond_Systems | D | 2 | D2-6 | Table D-1 | SPD-012 | Text | Checkbox to indicate SPD-12 included in pond system. | 100 | 2620
Active_Pond_Systems | D | 2 | D2-6 | Table D-1 | SPD-013 | Text | Checkbox to indicate SPD-13 included in pond system. | 101 | 2621
Active_Pond_Systems | D | 2 | D2-6 | Table D-1 | SPD-014 | Text | Checkbox to indicate SPD-14 included in pond system. | 102 | 2622
Air_Heater_Ash | C | 5 | Plant_ID |  | plant_id | Number (Double) | Plant identification number | 103 | 2540
Air_Heater_Ash | C | 5 | SE_Unit_ID |  | seunit_id | Text | Steam electric generating unit ID | 104 | 2541
Air_Heater_Ash | C | 5 | C5-1 |  | cbi_aha_handle | Yes/No | CBI designation checkbox for QC5-1 | 105 | 2542
Air_Heater_Ash | C | 5 | C5-1 |  | aha_handle | Text | Method of handling air heater ash | 106 | 2543
Air_Heater_Ash | C | 5 | C5-1 |  | aha_handle_segregated_desc | Text | If segregated from FA/BA, how is it handled | 107 | 2544
Air_Heater_Ash | C | 5 | C5-2 |  | cbi_aha_how_cmbn | Yes/No | CBI designation checkbox for QC5-2 | 108 | 2545
Air_Heater_Ash | C | 5 | C5-2 |  | aha_how_cmbn | Text | How the air heater ash is combined with FA and/or BA | 109 | 2546
Air_Heater_Ash | C | 5 | C5-2 |  | aha_cmbn_other_desc | Text | Other method for combining air heater ash with FA and/or BA | 110 | 2547
Air_Heater_Ash | C | 5 | C5-3 |  | cbi_aha_gen_amt | Yes/No | CBI designation checkbox for QC5-3 | 111 | 2548
Air_Heater_Ash | C | 5 | C5-3 |  | aha_gen_tpd | Number (Double) | Amount of air heater ash produced (tpd - dry weight basis) | 112 | 2549
Air_Heater_Ash | C | 5 | C5-3 |  | aha_gen_dpy | Number (Double) | Frequency of air heater ash production (dpy) | 113 | 2550
Air_Heater_Ash | C | 5 | C5-4 |  | cbi_aha_gen_WW | Yes/No | CBI designation checkbox for QC5-4 | 114 | 2551
Air_Heater_Ash | C | 5 | C5-4 |  | aha_gen_WW | Text | Is process wastewater generated from the handling of air heater ash | 115 | 2552
Air_Heater_Ash | C | 5 | C5-4 |  | aha_WW_gpd | Number (Double) | Volume of wastewater produced (gpd) | 116 | 2553
Air_Heater_Ash | C | 5 | C5-4 |  | aha_WW_days | Number (Double) | Frequency of wastewater (Over ____ days) | 117 | 2554
Air_Heater_Ash | C | 5 | C5-4 |  | aha_WW_dest | Text | Destination of air heater ash wastewater generated | 118 | 2555
Air_Heater_Ash | C | 5 | C5-5 |  | cbi_aha_fnl_dest | Yes/No | CBI designation checkbox for QC5-5 | 119 | 2556
Air_Heater_Ash | C | 5 | C5-5 |  | aha_dest_landfill_report | Text | Economizer ash stored in a landfill in Table A-6 | 120 | 2557
Air_Heater_Ash | C | 5 | C5-5 |  | aha_dest_landfill_report_per | Number (Double) | Percentage of economizer ash stored in a landfill in Table A-6 | 121 | 2558
Air_Heater_Ash | C | 5 | C5-5 |  | aha_dest_pond_report | Text | Economizer ash stored in a pond reported in Table A-4 | 122 | 2559
Air_Heater_Ash | C | 5 | C5-5 |  | aha_dest_pond_report_per | Number (Double) | Percentage of economizer ash stored in a pond reported in Table A-4 | 123 | 2560
Air_Heater_Ash | C | 5 | C5-5 |  | aha_dest_landfill_not_report | Text | Economizer ash is stored in a landfill not reported in Table A-6 | 124 | 2561
Air_Heater_Ash | C | 5 | C5-5 |  | aha_dest_landfill_not_report_per | Number (Double) | Percentage of economizer ash not stored in a landfill reported in Table A-6 | 125 | 2562
Air_Heater_Ash | C | 5 | C5-5 |  | aha_dest_mkt | Text | Economizer ash is hauled off site (to be marketed) | 126 | 2563
Air_Heater_Ash | C | 5 | C5-5 |  | aha_dest_mkt_per | Number (Double) | Percentage of economizer ash hauled off site to be marketed | 127 | 2564
Air_Heater_Ash | C | 5 | C5-5 |  | aha_dest_gv_awy | Text | Economizer ash is hauled of site (to be given away) | 128 | 2565
Air_Heater_Ash | C | 5 | C5-5 |  | aha_dest_gv_awy_per | Number (Double) | Percentage of economizer ash hauled off site to be given away | 129 | 2566
Air_Heater_Ash | C | 5 | C5-5 |  | aha_dest_other | Text | Other destination of economizer ash | 130 | 2567
Air_Heater_Ash | C | 5 | C5-5 |  | aha_dest_other_desc | Text | Description of other destination of economizer ash | 131 | 2568
Air_Heater_Ash | C | 5 | C5-5 |  | aha_dest_other_per | Number (Double) | Percentage of economizer ash in other destination | 132 | 2569
Ash_General | C | 1 | Plant_ID |  | plant_id | Number (Double) | Plant identification number | 133 | 1468
Ash_General | C | 1 | C1-1 |  | cbi_generate_ash | Yes/No | CBI designation checkbox for any ash generation | 134 | 1469
Ash_General | C | 1 | C1-1 |  | generate_ash | Text | Does facility generate any ash answer | 135 | 1470
Ash_General | C | 1 | C1-2 | Table C-1 | cbi_total_acre | Yes/No | CBI designation checkbox for total acreage | 136 | 1471
Ash_General | C | 1 | C1-2 | Table C-1 | total_acre | Number (Double) | Total acreage of the plant including all contiguous and non-adjoining property within 20 miles under the operational control of the plant or operated by the same ultimate parent, and receiving the plant's waste | 137 | 1472
Ash_General | C | 1 | C1-2 | Table C-1 | parking_acre | Number (Double) | Total acreage of parking lots | 138 | 1473
Ash_General | C | 1 | C1-2 | Table C-1 | buildings_acre | Number (Double) | Total acreage of buildings and other developed areas | 139 | 1474
Ash_General | C | 1 | C1-2 | Table C-1 | ponds_acre | Number (Double) | Total acreage of active/inactive/open ash ponds | 140 | 1475
Ash_General | C | 1 | C1-2 | Table C-1 | landfills_acre | Number (Double) | Total acreage of active/inactive/open landfills | 141 | 1476
Ash_General | C | 1 | C1-2 | Table C-1 | closed_pond_land_acre | Number (Double) | Total acreage of closed ponds/impoundments and landfills | 142 | 1477
Ash_General | C | 1 | C1-2 | Table C-1 | unusable_type | Text | Description of type of unusable land | 143 | 1478
Ash_General | C | 1 | C1-2 | Table C-1 | unusable_acre | Number (Double) | Total acreage of unusable land | 144 | 1479
Ash_General | C | 1 | C1-2 | Table C-1 | other_type_1 | Text | Description of first additional type of unusable land | 145 | 1480
Ash_General | C | 1 | C1-2 | Table C-1 | other_acre_1 | Number (Double) | Total acreage of first additional type of unusable land | 146 | 1481
Ash_General | C | 1 | C1-2 | Table C-1 | other_type_2 | Text | Description of second additional type of unusable land | 147 | 1482
Ash_General | C | 1 | C1-2 | Table C-1 | other_acre_2 | Number (Double) | Total acreage of second additional type of unusable land | 148 | 1483
Ash_General | C | 1 | C1-3 |  | cbi_generate_fly | Yes/No | CBI designation checkbox for fly ash generation | 149 | 1484
Ash_General | C | 1 | C1-3 |  | generate_fly | Text | Does facility generate any fly ash answer | 150 | 1485
BMPs_Kickout | F | 1 | Plant_ID |  | plant_id | Number (Double) | Plant identification number. | 151 | 3368
BMPs_Kickout | F | 1 | F1-1 |  | cbi_Ponds_Landfills | Yes/No | CBI designation checkbox for QF1-1. | 152 | 3369
BMPs_Kickout | F | 1 | F1-1 |  | Ponds_Landfills | Text | The yes/no answer to whether the plant has one or more pond/impoundments or landfills. | 153 | 3370
BMPs_Pond_Info | F | 2 | Plant_ID |  | plant_id | Number (Double) | Plant identification number. | 154 | 3371
BMPs_Pond_Info | F | 2 | Pond_ID |  | pond_ID | Text | EPA-assigned pond/impoundment unit ID. | 155 | 3372
BMPs_Pond_Info | F | 2 | F2-1 |  | cbi_Pond_Hydr_Dsgn | Yes/No | CBI designation checkbox for QF2-1. | 156 | 3373
BMPs_Pond_Info | F | 2 | F2-1 |  | Pond_Hydr_Dsgn | Text | The hydrologic design criteria of the pond/impoundment unit. | 157 | 3374
BMPs_Pond_Info | F | 2 | F2-1 |  | Pond_Hydr_Dsgn_Other_desc | Text | The specification of another hydrologic design criteria of the pond/impoundment unit identified. | 158 | 3375
BMPs_Pond_Info | F | 2 | F2-2 |  | cbi_Pond_Ovrflw | Yes/No | CBI designation checkbox for QF2-2. | 159 | 3376
BMPs_Pond_Info | F | 2 | F2-2 |  | Pond_Ovrflw | Text | The yes/no answer to whether the pond/impoundment unit experienced an overflow since 1/1/95. | 160 | 3377
BMPs_Pond_Info | F | 2 | F2-2 |  | Pond_Ovrflw_desc | Text | A description of when the overflow occurred and the reason for the overflow. | 161 | 3378
BMPs_Pond_Info | F | 2 | F2-3 |  | cbi_Pond_Ovrflw_Dsch | Yes/No | CBI designation checkbox for QF2-3. | 162 | 3379
BMPs_Pond_Info | F | 2 | F2-3 |  | Pond_Ovrflw_Dsch | Text | The yes/no answer to whether the pond/impoundment unit has had a non-permitted overflow to a receiving water since 1/1/95. | 163 | 3380
BMPs_Pond_Info | F | 2 | F2-3 |  | Pond_Ovrflw_Dsch_RW | Text | The name of the non-permitted overflow receiving water. | 164 | 3381
BMPs_Pond_Info | F | 2 | F2-9 |  | cbi_Pond_Mon | Yes/No | CBI designation checkbox for QF2-9. | 165 | 3382
BMPs_Pond_Info | F | 2 | F2-9 |  | Pond_Mon | Text | The yes/no answer to whether the plant monitors/inspects the structural integrity of the pond/impoundment unit on a regular basis. | 166 | 3383
Btm_Ash_Dry_Handling | C | 3.1 | Plant_ID |  | plant_id | Number (Double) | Plant identification number | 167 | 2118
Btm_Ash_Dry_Handling | C | 3.1 | seunit_ID |  | seunit_id | Text | Steam electric generating unit ID | 168 | 2119
Btm_Ash_Dry_Handling | C | 3.1 | C3-16 |  | cbi_btm_wetanddry | Yes/No | CBI designation checkbox for QC3-16 | 169 | 2120
Btm_Ash_Dry_Handling | C | 3.1 | C3-16 |  | btm_wetanddry | Text | Was the bottom ash from this unit handled both wet and dry? | 170 | 2121
Btm_Ash_Dry_Handling | C | 3.1 | C3-17 |  | cbi_btm_why_wetanddry | Yes/No | CBI designation checkbox for QC3-17 | 171 | 2122
Btm_Ash_Dry_Handling | C | 3.1 | C3-17 |  | btm_not_marketable | Text | Wet bottom ash handling system operated during times in which the dry collected bottom ash was not marketable | 172 | 2123
Btm_Ash_Dry_Handling | C | 3.1 | C3-17 |  | btm_not_marketable_days | Number (Double) | Number of days wet ash handling system operated because dry ash was not marketable | 173 | 2124
Btm_Ash_Dry_Handling | C | 3.1 | C3-17 |  | btm_maintenance | Text | Wet bottom ash handling system operated when the dry bottom ash collection system was not operational due to maintenance issues | 174 | 2125
Btm_Ash_Dry_Handling | C | 3.1 | C3-17 |  | btm_maintenance_dry | Text | Number of days wet ash handling system operated because the dry system was down due to maintenance | 175 | 2126
Btm_Ash_Dry_Handling | C | 3.1 | C3-17 |  | btm_backup | Text | Wet bottom ash handling system operated in order to maintain its function as a backup | 176 | 2127
Btm_Ash_Dry_Handling | C | 3.1 | C3-17 |  | btm_backup_days | Number (Double) | Number of days wet ash handling system operated in order to maintain its function as a backup | 177 | 2128
Btm_Ash_Dry_Handling | C | 3.1 | C3-17 |  | btm_capacity | Text | Wet bottom ash handling system operated because the dry bottom ash handling system does not have the capacity to handle all of the bottom ash | 178 | 2129
Btm_Ash_Dry_Handling | C | 3.1 | C3-17 |  | btm_capacity_days | Number (Double) | Number of days wet ash handling system was operated because dry system does not have the capacity to handle all of the ash | 179 | 2130
Btm_Ash_Dry_Handling | C | 3.1 | C3-17 |  | btm_both_other | Text | Both wet and dry handling for other reason | 180 | 2131
Btm_Ash_Dry_Handling | C | 3.1 | C3-17 |  | btm_both_other_desc | Text | Description of other reason for handling bottom ash both wet and dry | 181 | 2132
Btm_Ash_Dry_Handling | C | 3.1 | C3-17 |  | btm_both_other_days | Number (Double) | Number of days wet ash handling system was operated because of other reason | 182 | 2133
Btm_Ash_Dry_Handling | C | 3.1 | C3-18 |  | cbi_btm_modifications | Yes/No | CBI designation checkbox for QC3-18 | 183 | 2134
Btm_Ash_Dry_Handling | C | 3.1 | C3-18 |  | btm_no_mods | Text | No system modification necessary (procedural changes would be sufficient) | 184 | 2135
Btm_Ash_Dry_Handling | C | 3.1 | C3-18 |  | btm_increase_silo_cap | Text | Increase the capacity of the silos | 185 | 2136
Btm_Ash_Dry_Handling | C | 3.1 | C3-18 |  | btm_increase_silo_nmbr | Text | Increase the number of silos | 186 | 2137
Btm_Ash_Dry_Handling | C | 3.1 | C3-18 |  | btm_moisture_condition | Text | Modify the loading silos to have the ability to moisture condition the ash | 187 | 2138
Btm_Ash_Dry_Handling | C | 3.1 | C3-18 |  | btm_increase_landfill | Text | Install/increase the capacity of the landfills | 188 | 2139
Btm_Ash_Dry_Handling | C | 3.1 | C3-18 |  | btm_increase_dry_convey | Text | Increase the capacity of the dry bottom ash conveyance equipment | 189 | 2140
Btm_Ash_Dry_Handling | C | 3.1 | C3-18 |  | btm_new_infrastructure | Text | Design/develop new infrastructure to dispose of dry ash | 190 | 2141
Btm_Ash_Dry_Handling | C | 3.1 | C3-18 |  | btm_new_infra_desc | Text | Description of new infrastructure needed | 191 | 2142
Btm_Ash_Dry_Handling | C | 3.1 | C3-18 |  | btm_mod_other | Text | Other modification necessary to handle all of the bottom ash dry | 192 | 2143
Btm_Ash_Dry_Handling | C | 3.1 | C3-18 |  | btm_mod_other_desc | Text | Description of other modification to handle all of the bottom ash dry | 193 | 2144
Btm_Ash_Dry_Handling | C | 3.1 | C3-19 |  | cbi_btm_change_operations | Yes/No | CBI designation checkbox for QC3-19 | 194 | 2145
Btm_Ash_Dry_Handling | C | 3.1 | C3-19 |  | btm_expand_capacity | Text | Bottom ash handling operations are expected to expand capacity of handling and/or storage | 195 | 2146
Btm_Ash_Dry_Handling | C | 3.1 | C3-19 |  | btm_decrease_wet | Text | Bottom ash handling operations are expected to decrease in the use of the wet bottom ash handling system | 196 | 2147
Btm_Ash_Dry_Handling | C | 3.1 | C3-19 |  | btm_decrease_wet_days | Number (Double) | Expected number of days wet bottom ash handling system is expected to operate per year | 197 | 2148
Btm_Ash_Dry_Handling | C | 3.1 | C3-19 |  | btm_end_wet | Text | Bottom ash handling operations are expected to end the use of the wet bottom ash handling system | 198 | 2149
Btm_Ash_Dry_Handling | C | 3.1 | C3-19 |  | btm_end_wet_date | Date/Time | Expected wet bottom ash handling system end date | 199 | 2150
Btm_Ash_Dry_Handling | C | 3.1 | C3-19 |  | btm_no_change | Text | No change expected in bottom ash handling operations | 200 | 2151
Btm_Ash_Dry_Handling | C | 3.1 | C3-19 |  | btm_change_other | Text | Other change expected in bottom ash handling operations | 201 | 2152
Btm_Ash_Dry_Handling | C | 3.1 | C3-19 |  | btm_change_other_desc | Text | Description of other change expected in bottom ash handling operations | 202 | 2153
Btm_Ash_Dry_Installation | C | 3.1 | Plant_ID |  | plant_id | Number (Double) | Plant identification number | 203 | 2193
Btm_Ash_Dry_Installation | C | 3.1 | seunit_ID |  | seunit_id | Text | Steam electric generating unit ID | 204 | 2194
Btm_Ash_Dry_Installation | C | 3.1 | C3-24 |  | cbi_btm_dry_install | Yes/No | CBI designation checkbox for QC3-24 | 205 | 2195
Btm_Ash_Dry_Installation | C | 3.1 | C3-24 |  | btm_dry_install | Text | Is the plant in the process of installing a dry bottom ash handling system | 206 | 2196
Btm_Ash_Dry_Installation | C | 3.1 | C3-24 |  | btm_dry_install_days | Number (Double) | Estimated shutdown time in days required to bring the bottom ash handling system online | 207 | 2197
Btm_Ash_Dry_Installation | C | 3.1 | C3-25 |  | cbi_btm_dry_plan | Yes/No | CBI designation checkbox for QC3-25 | 208 | 2198
Btm_Ash_Dry_Installation | C | 3.1 | C3-25 |  | btm_dry_plan | Text | Is the plant planning to install a dry bottom ash handling system | 209 | 2199
Btm_Ash_Dry_Installation | C | 3.1 | C3-25 |  | btm_dry_plan_days | Number (Double) | Estimated shutdown time in days required to bring the planned bottom ash handling system online | 210 | 2200
Btm_Ash_Dry_Installation | C | 3.1 | C3-26 |  | cbi_btm_dry_cost_est_instl | Yes/No | CBI designation checkbox for QC3-26 | 211 | 2201
Btm_Ash_Dry_Installation | C | 3.1 | C3-26 |  | btm_dry_cost_est_instl | Text | Cost estimates for the installation or planned installation have been developed | 212 | 2202
Btm_Ash_Dry_Installation | C | 3.1 | C3-26 |  | btm_dry_cost_est_instl_attch | Text | Cost estimates for the installation or planned installation of the dry bottom ash handling system attached | 213 | 2203
Btm_Ash_Dry_Installation | C | 3.1 | C3-26 |  | btm_dry_cost_est_instl_explain | Memo | Explanation for documents not attached | 214 | 2204
Btm_Ash_Dry_Installation | C | 3.1 | C3-27 |  | cbi_btm_install_mods | Yes/No | CBI designation checkbox for QC3-27 | 215 | 2205
Btm_Ash_Dry_Installation | C | 3.1 | C3-27 |  | btm_install_physical | Text | Physical changes to install dry bottom handling | 216 | 2206
Btm_Ash_Dry_Installation | C | 3.1 | C3-27 |  | btm_install_install_mech_drag | Text | Installation of mechanical drag system for dry bottom handling | 217 | 2207
Btm_Ash_Dry_Installation | C | 3.1 | C3-27 |  | btm_install_altr_boiler | Text | Boiler alteration to accommodate MDS | 218 | 2208
Btm_Ash_Dry_Installation | C | 3.1 | C3-27 |  | btm_install_complete_dry | Text | Installation of completely dry bottom ash handling system | 219 | 2209
Btm_Ash_Dry_Installation | C | 3.1 | C3-27 |  | btm_install_silos | Text | Installation of storage silos for dry bottom handling | 220 | 2210
Btm_Ash_Dry_Installation | C | 3.1 | C3-27 |  | btm_install_silo_mc | Text | Modification of silos to moisture-condition ash for dry bottom handling | 221 | 2211
Btm_Ash_Dry_Installation | C | 3.1 | C3-27 |  | btm_install_silo_ashtransfer | Text | Modification of silos for ash transfer to rail cars for dry bottom handling | 222 | 2212
Btm_Ash_Dry_Installation | C | 3.1 | C3-27 |  | btm_install_silo_market | Text | Modification of silos for marketable ash for dry bottom handling | 223 | 2213
Btm_Ash_Dry_Installation | C | 3.1 | C3-27 |  | btm_install_haul_roads | Text | Construction of haul roads for dry bottom handling | 224 | 2214
Btm_Ash_Dry_Installation | C | 3.1 | C3-27 |  | btm_install_rail | Text | Construction of rail track for dry bottom handling | 225 | 2215
Btm_Ash_Dry_Installation | C | 3.1 | C3-27 |  | btm_install_landfill | Text | Construction of landfill for dry bottom handling | 226 | 2216
Btm_Ash_Dry_Installation | C | 3.1 | C3-27 |  | btm_install_landfill_ID | Text | Constructed landfill ID from Table A-6 | 227 | 2217
Btm_Ash_Dry_Installation | C | 3.1 | C3-27 |  | btm_install_inc_landfill | Text | Increase capacity of landfill for dry bottom handling | 228 | 2218
Btm_Ash_Dry_Installation | C | 3.1 | C3-27 |  | btm_install_inc_landfill_ID | Text | Increased capacity landfill ID from Table A-6 | 229 | 2219
Btm_Ash_Dry_Installation | C | 3.1 | C3-27 |  | btm_install_air_permit | Text | Changes to air permit for dry bottom handling | 230 | 2220
Btm_Ash_Dry_Installation | C | 3.1 | C3-27 |  | btm_install_phys_other | Text | Other changes to install dry bottom handling | 231 | 2221
Btm_Ash_Dry_Installation | C | 3.1 | C3-27 |  | btm_install_phys_other_desc | Text | Description of other changes to install dry bottom handling | 232 | 2222
Btm_Ash_Dry_Installation | C | 3.1 | C3-27 |  | btm_install_personnel | Text | Changes in personnel/training for dry bottom ash handling | 233 | 2223
Btm_Ash_Dry_Installation | C | 3.1 | C3-27 |  | btm_install_personnel_desc | Text | Description of changes to personnel/training | 234 | 2224
Btm_Ash_Dry_Installation | C | 3.1 | C3-27 |  | btm_install_ashdisposal | Text | Changes in ash disposal practices for dry bottom handling | 235 | 2225
Btm_Ash_Dry_Installation | C | 3.1 | C3-27 |  | btm_install_starge_landfills | Text | Storage of ash in landfill for dry bottom handling | 236 | 2226
Btm_Ash_Dry_Installation | C | 3.1 | C3-27 |  | btm_install_storage_landfills_ID | Text | Landfill ID from Table A-6 | 237 | 2227
Btm_Ash_Dry_Installation | C | 3.1 | C3-27 |  | btm_install_market_ash | Text | Marketing of ash for dry bottom handling | 238 | 2228
Btm_Ash_Dry_Installation | C | 3.1 | C3-27 |  | btm_install_haul_off | Text | Hauling ash to off-site storage for bottom ash handling | 239 | 2229
Btm_Ash_Dry_Installation | C | 3.1 | C3-27 |  | btm_install_dust | Text | Dust suppression activities for bottom ash handling | 240 | 2230
Btm_Ash_Dry_Installation | C | 3.1 | C3-27 |  | btm_install_disposal_other | Text | Other changes in ash disposal practices for bottom ash handling | 241 | 2231
Btm_Ash_Dry_Installation | C | 3.1 | C3-27 |  | btm_install_disposal_other_desc | Text | Explanation of other changes in ash disposal practices for bottom ash handling | 242 | 2232
Btm_Ash_Dry_Installation | C | 3.1 | C3-28 |  | cbi_btm_dry_exp_dest | Yes/No | CBI designation checkbox for QC3-28 | 243 | 2233
Btm_Ash_Dry_Installation | C | 3.1 | C3-28 |  | btm_dry_exp_marketed | Text | Dry bottom ash marketed, sold, or given away | 244 | 2234
Btm_Ash_Dry_Installation | C | 3.1 | C3-28 |  | btm_dry_exp_mark_dest_1 | Text | Market Destination 1 of dry bottom ash | 245 | 2235
Btm_Ash_Dry_Installation | C | 3.1 | C3-28 |  | btm_dry_exp_mark_dest_other_1 | Text | Other description of market destination 1 of dry bottom ash | 246 | 2236
Btm_Ash_Dry_Installation | C | 3.1 | C3-28 |  | btm_dry_exp_mark_perc_1 | Number (Double) | Percent of the dry bottom ash to market destination 1 | 247 | 2237
Btm_Ash_Dry_Installation | C | 3.1 | C3-28 |  | btm_dry_exp_mark_dest_2 | Text | Market Destination 2 of dry bottom ash | 248 | 2238
Btm_Ash_Dry_Installation | C | 3.1 | C3-28 |  | btm_dry_exp_mark_dest_other_2 | Text | Other description of market destination 2 of dry bottom ash | 249 | 2239
Btm_Ash_Dry_Installation | C | 3.1 | C3-28 |  | btm_dry_exp_mark_perc_2 | Number (Double) | Percent of the dry bottom ash to market destination 2 | 250 | 2240
Btm_Ash_Dry_Installation | C | 3.1 | C3-28 |  | btm_dry_exp_mark_dest_3 | Text | Market Destination 3 of dry bottom ash | 251 | 2241
Btm_Ash_Dry_Installation | C | 3.1 | C3-28 |  | btm_dry_exp_mark_dest_other_3 | Text | Other description of market destination 3 of dry bottom ash | 252 | 2242
Btm_Ash_Dry_Installation | C | 3.1 | C3-28 |  | btm_dry_exp_mark_perc_3 | Number (Double) | Percent of the dry bottom ash to market destination 3 | 253 | 2243
Btm_Ash_Dry_Installation | C | 3.1 | C3-28 |  | btm_dry_exp_landfills_A-6 | Text | Dry bottom ash stored in landfills reported in Table A-6 | 254 | 2244
Btm_Ash_Dry_Installation | C | 3.1 | C3-28 |  | btm_dry_exp_landfills_A-6_perc | Number (Double) | Percent of the dry bottom ash stored in Table A-6 landfills | 255 | 2245
Btm_Ash_Dry_Installation | C | 3.1 | C3-28 |  | btm_dry_exp_ landfill_noA-6 | Text | Dry bottom ash stored in landfills not reported in Table A-6 | 256 | 2246
Btm_Ash_Dry_Installation | C | 3.1 | C3-28 |  | btm_dry_exp_ landfill_noA-6_perc | Number (Double) | Percent of the dry bottom ash stored in landfills not reported in Table A-6 | 257 | 2247
Btm_Ash_Dry_Installation | C | 3.1 | C3-28 |  | btm_dry_exp_other | Text | Other destination of dry bottom ash | 258 | 2248
Btm_Ash_Dry_Installation | C | 3.1 | C3-28 |  | btm_dry_exp_other_desc | Text | Description of other destination of dry bottom ash | 259 | 2249
Btm_Ash_Dry_Installation | C | 3.1 | C3-28 |  | btm_dry_exp_other_perc | Number (Double) | Percent of the dry bottom ash to the other destination | 260 | 2250
Btm_Ash_Dry_Installation | C | 3.1 | C3-29 |  | cbi_btm_dry_cost_est_not_instl | Yes/No | CBI checkbox designation for QC3-29 | 261 | 2251
Btm_Ash_Dry_Installation | C | 3.1 | C3-29 |  | btm_dry_cost_est_not_instl | Text | Cost estimates that have been obtained/developed since 1/1/1995 for a dry bottom ash conversion/installation | 262 | 2252
Btm_Ash_Dry_Installation | C | 3.1 | C3-29 |  | btm_dry_cost_est_not_instl_attch | Text | Cost estimates have been attached | 263 | 2253
Btm_Ash_Dry_Installation | C | 3.1 | C3-29 |  | btm_dry_cost_est_not_instl_explain | Memo | Explanation for why cost estimates were not attached | 264 | 2254
Btm_Ash_Dry_Retrofit | C | 3.1 | Plant_ID |  | plant_id | Number (Double) | Plant identification number | 265 | 2154
Btm_Ash_Dry_Retrofit | C | 3.1 | seunit_ID |  | seunit_id | Text | Steam electric generating unit ID | 266 | 2155
Btm_Ash_Dry_Retrofit | C | 3.1 | C3-20 |  | cbi_btm_dry_retrofit | Yes/No | CBI designation checkbox for QC3-20 | 267 | 2156
Btm_Ash_Dry_Retrofit | C | 3.1 | C3-20 |  | btm_dry_retrofit | Text | Was the dry bottom ash handling system installed as a retrofit | 268 | 2157
Btm_Ash_Dry_Retrofit | C | 3.1 | C3-20 |  | btm_dry_retrofit_yr | Number (Double) | Year dry bottom ash handling retrofit was built | 269 | 2158
Btm_Ash_Dry_Retrofit | C | 3.1 | C3-20 |  | btm_dry_retrofit_shutdown | Text | Shutdown time (in days) required to bring the dry bottom ash handling system online | 270 | 2159
Btm_Ash_Dry_Retrofit | C | 3.1 | C3-20 |  | btm_dry_retrofit_outages | Text | Was a unit outage(s), outside of regularly scheduled outages, required to bring the dry bottom ash handling system on line? | 271 | 2160
Btm_Ash_Dry_Retrofit | C | 3.1 | C3-21 |  | cbi_btm_dry_retrofit_type | Yes/No | CBI designation checkbox for QC3-21 | 272 | 2161
Btm_Ash_Dry_Retrofit | C | 3.1 | C3-21 |  | btm_dry_retrofit_type | Text | Type of retrofit to the bottom ash handling system | 273 | 2162
Btm_Ash_Dry_Retrofit | C | 3.1 | C3-22 |  | cbi_btm_ret_mods | Yes/No | CBI designation checkbox for QC3-22 | 274 | 2163
Btm_Ash_Dry_Retrofit | C | 3.1 | C3-22 |  | btm_retrofit_physical | Text | Physical changes required to retrofit the dry bottom ash handling system | 275 | 2164
Btm_Ash_Dry_Retrofit | C | 3.1 | C3-22 |  | btm_retrofit_install_pv_system | Text | Installation of pressure/vacuum system and piping for dry bottom retrofit | 276 | 2165
Btm_Ash_Dry_Retrofit | C | 3.1 | C3-22 |  | btm_retrofit_altr_boiler | Text | Boiler alteration to accommodate mechanical drag system for dry bottom retrofit | 277 | 2166
Btm_Ash_Dry_Retrofit | C | 3.1 | C3-22 |  | btm_retrofit_expand_pv_system | Text | Expansion of pressure/vacuum system and piping for dry bottom retrofit | 278 | 2167
Btm_Ash_Dry_Retrofit | C | 3.1 | C3-22 |  | btm_retrofit_silos | Text | Installation of storage silos for dry bottom retrofit | 279 | 2168
Btm_Ash_Dry_Retrofit | C | 3.1 | C3-22 |  | btm_retrofit_silo_mc | Text | Modification of silos to moisture condition the ash for dry bottom retrofit | 280 | 2169
Btm_Ash_Dry_Retrofit | C | 3.1 | C3-22 |  | btm_retrofit_silo_ashtransfer | Text | Modification of silos for ash transfer to rail cars for dry bottom retrofit | 281 | 2170
Btm_Ash_Dry_Retrofit | C | 3.1 | C3-22 |  | btm_retrofit_silo_market | Text | Modification of silos for marketable ash for dry bottom retrofit | 282 | 2171
Btm_Ash_Dry_Retrofit | C | 3.1 | C3-22 |  | btm_retrofit_haul_roads | Text | Construction of haul roads for dry bottom retrofit | 283 | 2172
Btm_Ash_Dry_Retrofit | C | 3.1 | C3-22 |  | btm_retrofit_rail | Text | Construction of rail track for dry bottom retrofit | 284 | 2173
Btm_Ash_Dry_Retrofit | C | 3.1 | C3-22 |  | btm_retrofit_landfill | Text | Construction of landfills for dry bottom retrofit | 285 | 2174
Btm_Ash_Dry_Retrofit | C | 3.1 | C3-22 |  | btm_retrofit_landfill_ID | Text | Construction of landfill ID from Table A-6 | 286 | 2175
Btm_Ash_Dry_Retrofit | C | 3.1 | C3-22 |  | btm_retrofit_inc_landfill | Text | Increasing landfill capacity for dry bottom retrofit | 287 | 2176
Btm_Ash_Dry_Retrofit | C | 3.1 | C3-22 |  | btm_retrofit_inc_landfill_ID | Text | Increased capacity landfill ID from Table A-6 | 288 | 2177
Btm_Ash_Dry_Retrofit | C | 3.1 | C3-22 |  | btm_retrofit_air_permit | Text | Changes to the air permit for dry bottom retrofit | 289 | 2178
Btm_Ash_Dry_Retrofit | C | 3.1 | C3-22 |  | btm_retrofit_phys_other | Text | Other changes required for the dry bottom retrofit | 290 | 2179
Btm_Ash_Dry_Retrofit | C | 3.1 | C3-22 |  | btm_retrofit_phsy_other_desc | Text | Description of other changes required for the dry bottom retrofit | 291 | 2180
Btm_Ash_Dry_Retrofit | C | 3.1 | C3-22 |  | btm_retrofit_personnel | Text | Changes in personnel and training for dry bottom retrofit | 292 | 2181
Btm_Ash_Dry_Retrofit | C | 3.1 | C3-22 |  | btm_retrofit_personnel_desc | Text | Explanation of changes in the personnel/training required | 293 | 2182
Btm_Ash_Dry_Retrofit | C | 3.1 | C3-22 |  | btm_retrofit_ashdisposal | Text | Changes in ash disposal practices for dry bottom retrofit | 294 | 2183
Btm_Ash_Dry_Retrofit | C | 3.1 | C3-22 |  | btm_retrofit_storage_landfills | Text | Storage of ash in landfills for dry bottom retrofit | 295 | 2184
Btm_Ash_Dry_Retrofit | C | 3.1 | C3-22 |  | btm_retrofit_storage_landfills_ID | Text | Landfill IDs of ash storage for dry bottom retrofit | 296 | 2185
Btm_Ash_Dry_Retrofit | C | 3.1 | C3-22 |  | btm_retrofit_market_ash | Text | Marketing of ash for dry bottom retrofit | 297 | 2186
Btm_Ash_Dry_Retrofit | C | 3.1 | C3-22 |  | btm_retrofit_haul_off | Text | Hauling ash to off-site storage for dry bottom retrofit | 298 | 2187
Btm_Ash_Dry_Retrofit | C | 3.1 | C3-22 |  | btm_retrofit_dust | Text | Dust suppression activities for dry bottom retrofit | 299 | 2188
Btm_Ash_Dry_Retrofit | C | 3.1 | C3-22 |  | btm_retrofit_disposal_other | Text | Other changes in ash disposal practices for dry bottom retrofit | 300 | 2189
Btm_Ash_Dry_Retrofit | C | 3.1 | C3-22 |  | btm_retrofit_disposal_other_desc | Text | Description of other changes in ash disposal practices for dry bottom retrofit | 301 | 2190
Btm_Ash_Dry_Retrofit | C | 3.1 | C3-23 |  | cbi_btm_dry_retrofit_diagram | Yes/No | CBI designation checkbox for QC3-23 | 302 | 2191
Btm_Ash_Dry_Retrofit | C | 3.1 | C3-23 |  | btm_dry_retrofit_diagram | Text | Process diagram(s) for the dry bottom ash handling retrofit that depicts the conveyance portion of the system is attached | 303 | 2192
Btm_Ash_Mech_Drag | C | 3.1 | Plant_ID |  | plant_id | Number (Double) | Plant identification number | 304 | 2086
Btm_Ash_Mech_Drag | C | 3.1 | seunit_ID |  | seunit_id | Text | Steam electric generating unit ID | 305 | 2087
Btm_Ash_Mech_Drag | C | 3.1 | C3-11 |  | cbi_btm_use_mech_drag | Yes/No | CBI designation checkbox for QC3-11 | 306 | 2088
Btm_Ash_Mech_Drag | C | 3.1 | C3-11 |  | btm_use_mech_drag | Text | Does the plant use a mechanical drag system to remove bottom ash from this generating unit boiler? | 307 | 2089
Btm_Ash_Mech_Drag | C | 3.1 | C3-11 |  | btm_mech_drag_desc | Text | Type and description of the process of removing bottom ash from the generating unit boiler | 308 | 2090
Btm_Ash_Mech_Drag | C | 3.1 | C3-12 |  | cbi_btm_mech_drag_gen_WW | Yes/No | CBI designation checkbox for QC3-12 | 309 | 2091
Btm_Ash_Mech_Drag | C | 3.1 | C3-12 |  | btm_mech_drag_gen_WW | Text | Is any process wastewater generated from overflow from the mechanical drag system | 310 | 2092
Btm_Ash_Mech_Drag | C | 3.1 | C3-13 |  | cbi_btm_mech_drag_WW_gpd | Yes/No | CBI designation checkbox for QC3-13 | 311 | 2093
Btm_Ash_Mech_Drag | C | 3.1 | C3-13 |  | btm_mech_drag_WW_gpd | Number (Double) | Amount of wastewater overflow from mechanical drag system (gpd) | 312 | 2094
Btm_Ash_Mech_Drag | C | 3.1 | C3-14 |  | cbi_btm_mech_drag_dest | Yes/No | CBI designation checkbox for QC3-14 | 313 | 2095
Btm_Ash_Mech_Drag | C | 3.1 | C3-14 |  | btm_mech_drag_recycle | Text | MDS wastewater overflow is immediately recycled back to plant process | 314 | 2096
Btm_Ash_Mech_Drag | C | 3.1 | C3-14 |  | btm_mech_drag_recycle_gpd | Number (Double) | The amount of MDS wastewater overflow recycled back to the plant process (gpd) | 315 | 2097
Btm_Ash_Mech_Drag | C | 3.1 | C3-14 |  | btm_mech_drag_recycle_desc | Text | Description of how the MDS wastewater overflow recycle is reused | 316 | 2098
Btm_Ash_Mech_Drag | C | 3.1 | C3-14 |  | btm_mech_drag_treat | Text | MDS wastewater overflow is transferred to an onsite treatment system | 317 | 2099
Btm_Ash_Mech_Drag | C | 3.1 | C3-14 |  | btm_mech_drag_treat_pond | Text | MDS wastewater overflow is sent to a pond | 318 | 2100
Btm_Ash_Mech_Drag | C | 3.1 | C3-14 |  | btm_mech_drag_treat_pH | Text | MDS wastewater overflow is treated with pH adjustment | 319 | 2101
Btm_Ash_Mech_Drag | C | 3.1 | C3-14 |  | btm_mech_drag_treat_wetlands | Text | MDS wastewater overflow is sent to constructed wetlands | 320 | 2102
Btm_Ash_Mech_Drag | C | 3.1 | C3-14 |  | btm_mech_drag_treat_other | Text | Other onsite treatment for MDS wastewater overflow | 321 | 2103
Btm_Ash_Mech_Drag | C | 3.1 | C3-14 |  | btm_mech_drag_treat_other_desc | Text | Description of onsite treatment for MDS wastewater overflow | 322 | 2104
Btm_Ash_Mech_Drag | C | 3.1 | C3-14 |  | btm_mech_drag_surf_water | Text | MDS wastewater overflow is discharged to SW | 323 | 2105
Btm_Ash_Mech_Drag | C | 3.1 | C3-14 |  | Outfall_number | Text | Outfall number of MDS wastewater overflow discharge | 324 | 2106
Btm_Ash_Mech_Drag | C | 3.1 | C3-14 |  | btm_mech_drag_POTW | Text | MDS wastewater overflow is indirectly discharged to a POTW or PrOTW | 325 | 2107
Btm_Ash_Mech_Drag | C | 3.1 | C3-14 |  | btm_mech_drag_other | Text | Other destination for MDS wastewater overflow | 326 | 2108
Btm_Ash_Mech_Drag | C | 3.1 | C3-14 |  | btm_mech_drag_other_desc | Text | Description of other destination for MDS wastewater overflow | 327 | 2109
Btm_Ash_Mkt_General | C | 3.2 | Plant_ID |  | plant_id | Number (Double) | Plant identification number | 328 | 2299
Btm_Ash_Mkt_General | C | 3.2 | C3-33 |  | cbi_btm_dry_mkt | Yes/No | CBI designation checkbox for QC3-33 | 329 | 2300
Btm_Ash_Mkt_General | C | 3.2 | C3-33 |  | btm_dry_mkt | Text | Does the plant market, sell, and/or give away dry bottom ash from the dry ash handling system | 330 | 2301
Btm_Ash_Mkt_General | C | 3.2 | C3-34 |  | cbi_btm_wet_mkt | Yes/No | CBI designation checkbox for QC3-34 | 331 | 2302
Btm_Ash_Mkt_General | C | 3.2 | C3-34 |  | btm_wet_mkt | Text | Does the plant market, sell, and/or give away wet bottom ash from the wet ash handling system | 332 | 2303
Btm_Ash_Outages | C | 3.1 | Plant_ID |  | plant_id | Number (Double) | Plant identification number | 333 | 2255
Btm_Ash_Outages | C | 3.1 | seunit_ID |  | seunit_id | Text | Steam electric generating unit ID | 334 | 2256
Btm_Ash_Outages | C | 3.1 | C3-30 |  | cbi_btm_unscdld_outages | Yes/No | CBI designation checkbox for QC3-30 | 335 | 2257
Btm_Ash_Outages | C | 3.1 | C3-30 |  | btm_unscdld_outages | Text | Has the plant encountered any unscheduled outages on this generating unit caused by the bottom ash handling system | 336 | 2258
Btm_Ash_Outages | C | 3.1 | C3-31 | Table C-22 | cbi_btm_out | Yes/No | CBI designation checkbox for QC3-31 | 337 | 2259
Btm_Ash_Outages | C | 3.1 | C3-31 | Table C-22 | btm_out_2005_wet_days | Date/Time | Wet bottom ash handling caused outage - total days in 2005 | 338 | 2260
Btm_Ash_Outages | C | 3.1 | C3-31 | Table C-22 | btm_out_2005_wet_resn | Text | Reason for outage | 339 | 2261
Btm_Ash_Outages | C | 3.1 | C3-31 | Table C-22 | btm_out_2005_wet_reslvd | Text | Method(s) used to resolve outage(s) | 340 | 2262
Btm_Ash_Outages | C | 3.1 | C3-31 | Table C-22 | btm_out_2005_dry_days | Number (Double) | Dry bottom ash handling caused outage - total days in 2005 | 341 | 2263
Btm_Ash_Outages | C | 3.1 | C3-31 | Table C-22 | btm_out_2005_dry_resn | Text | Reason for outage | 342 | 2264
Btm_Ash_Outages | C | 3.1 | C3-31 | Table C-22 | btm_out_2005_dry_reslvd | Text | Method(s) used to resolve outage(s) | 343 | 2265
Btm_Ash_Outages | C | 3.1 | C3-31 | Table C-22 | btm_out_2006_wet_days | Number (Double) | Wet bottom ash handling caused outage - total days in 2006 | 344 | 2266
Btm_Ash_Outages | C | 3.1 | C3-31 | Table C-22 | btm_out_2006_wet_resn | Text | Reason for outage | 345 | 2267
Btm_Ash_Outages | C | 3.1 | C3-31 | Table C-22 | btm_out_2006_wet_reslvd | Text | Method(s) used to resolve outage(s) | 346 | 2268
Btm_Ash_Outages | C | 3.1 | C3-31 | Table C-22 | btm_out_2006_dry_days | Number (Double) | Dry bottom ash handling caused outage - total days in 2006 | 347 | 2269
Btm_Ash_Outages | C | 3.1 | C3-31 | Table C-22 | btm_out_2006_dry_resn | Text | Reason for outage | 348 | 2270
Btm_Ash_Outages | C | 3.1 | C3-31 | Table C-22 | btm_out_2006_dry_reslvd | Text | Method(s) used to resolve outage(s) | 349 | 2271
Btm_Ash_Outages | C | 3.1 | C3-31 | Table C-22 | btm_out_2007_wet_days | Number (Double) | Wet bottom ash handling caused outage - total days in 2007 | 350 | 2272
Btm_Ash_Outages | C | 3.1 | C3-31 | Table C-22 | btm_out_2007_wet_resn | Text | Reason for outage | 351 | 2273
Btm_Ash_Outages | C | 3.1 | C3-31 | Table C-22 | btm_out_2007_wet_reslvd | Text | Method(s) used to resolve outage(s) | 352 | 2274
Btm_Ash_Outages | C | 3.1 | C3-31 | Table C-22 | btm_out_2007_dry_days | Number (Double) | Dry bottom ash handling caused outage - total days in 2007 | 353 | 2275
Btm_Ash_Outages | C | 3.1 | C3-31 | Table C-22 | btm_out_2007_dry_resn | Text | Reason for outage | 354 | 2276
Btm_Ash_Outages | C | 3.1 | C3-31 | Table C-22 | btm_out_2007_dry_reslvd | Text | Method(s) used to resolve outage(s) | 355 | 2277
Btm_Ash_Outages | C | 3.1 | C3-31 | Table C-22 | btm_out_2008_wet_days | Number (Double) | Wet bottom ash handling caused outage - total days in 2008 | 356 | 2278
Btm_Ash_Outages | C | 3.1 | C3-31 | Table C-22 | btm_out_2008_wet_resn | Text | Reason for outage | 357 | 2279
Btm_Ash_Outages | C | 3.1 | C3-31 | Table C-22 | btm_out_2008_wet_reslvd | Text | Method(s) used to resolve outage(s) | 358 | 2280
Btm_Ash_Outages | C | 3.1 | C3-31 | Table C-22 | btm_out_2008_dry_days | Number (Double) | Dry bottom ash handling caused outage - total days in 2008 | 359 | 2281
Btm_Ash_Outages | C | 3.1 | C3-31 | Table C-22 | btm_out_2008_dry_resn | Text | Reason for outage | 360 | 2282
Btm_Ash_Outages | C | 3.1 | C3-31 | Table C-22 | btm_out_2008_dry_reslvd | Text | Method(s) used to resolve outage(s) | 361 | 2283
Btm_Ash_Outages | C | 3.1 | C3-31 | Table C-22 | btm_out_2009_wet_days | Number (Double) | Wet bottom ash handling caused outage - total days in 2009 | 362 | 2284
Btm_Ash_Outages | C | 3.1 | C3-31 | Table C-22 | btm_out_2009_wet_resn | Text | Reason for outage | 363 | 2285
Btm_Ash_Outages | C | 3.1 | C3-31 | Table C-22 | btm_out_2009_wet_reslvd | Text | Method(s) used to resolve outage(s) | 364 | 2286
Btm_Ash_Outages | C | 3.1 | C3-31 | Table C-22 | btm_out_2009_dry_days | Number (Double) | Dry bottom ash handling caused outage - total days in 2009 | 365 | 2287
Btm_Ash_Outages | C | 3.1 | C3-31 | Table C-22 | btm_out_2009_dry_resn | Text | Reason for outage | 366 | 2288
Btm_Ash_Outages | C | 3.1 | C3-31 | Table C-22 | btm_out_2009_dry_reslvd | Text | Method(s) used to resolve outage(s) | 367 | 2289
Btm_Ash_Sluicing | C | 3.1 | Plant_ID | Table C-19 | plant_id | Number (Double) | Plant identification number | 368 | 2011
Btm_Ash_Sluicing | C | 3.1 | seunit_ID | Table C-19 | seunit_id | Text | Steam electric generating unit ID | 369 | 2012
Btm_Ash_Sluicing | C | 3.1 | C3-3 | Table C-19 | cbi_btm_ash_sluice | Yes/No | CBI designation checkbox for QC3-3 | 370 | 2013
Btm_Ash_Sluicing | C | 3.1 | C3-3 | Table C-19 | btm_ash_sluice | Text | Is wet sluicing used to collect bottom ash from this unit? | 371 | 2014
Btm_Ash_Sluicing | C | 3.1 | C3-3 | Table C-19 | btm_sluice_avg_flow | Number (Double) | Average sluice water flow rate (gpd) | 372 | 2015
Btm_Ash_Sluicing | C | 3.1 | C3-3 | Table C-19 | btm_sluice_duration | Number (Double) | Typical duration of sluicing (hpd) | 373 | 2016
Btm_Ash_Sluicing | C | 3.1 | C3-3 | Table C-19 | btm_sluice_freq | Number (Double) | Typical frequency of sluicing (dpy) | 374 | 2017
Btm_Ash_Sluicing | C | 3.1 | C3-3 | Table C-19 | btm_sluice_source_1 | Text | Source of sluice water - Option 1 | 375 | 2018
Btm_Ash_Sluicing | C | 3.1 | C3-3 | Table C-19 | btm_sluice_source_2 | Text | Source of sluice water - Option 2 | 376 | 2019
Btm_Ash_Sluicing | C | 3.1 | C3-3 | Table C-19 | btm_sluice_source_3 | Text | Source of sluice water - Option 3 | 377 | 2020
Btm_Ash_Sluicing | C | 3.1 | C3-3 | Table C-19 | btm_sluice_source_other_desc | Text | Source of sluice water - "Other" field | 378 | 2021
Btm_Ash_Sluicing | C | 3.1 | C3-3 | Table C-19 | btm_sluice_percent_1 | Number (Double) | Percent contribution of option 1 sluice water | 379 | 2022
Btm_Ash_Sluicing | C | 3.1 | C3-3 | Table C-19 | btm_sluice_percent_2 | Number (Double) | Percent contribution of option 2 sluice water | 380 | 2023
Btm_Ash_Sluicing | C | 3.1 | C3-3 | Table C-19 | btm_sluice_percent_3 | Number (Double) | Percent contribution of option 3 sluice water | 381 | 2024
Btm_Ash_Sluicing | C | 3.1 | C3-3 | Table C-19 | btm_sluice_percent_other | Number (Double) | Percent contribution of other sluice water | 382 | 2025
Btm_Ash_Sluicing | C | 3.1 | C3-4 |  | cbi_btm_sluice_criteria | Yes/No | CBI designation checkbox for QC3-4 | 383 | 2026
Btm_Ash_Sluicing | C | 3.1 | C3-4 |  | btm_sluice_chlorides | Text | Criteria for selecting water sources that may be used as a source of bottom ash sluice water - chlorides concentration | 384 | 2027
Btm_Ash_Sluicing | C | 3.1 | C3-4 |  | btm_sluice_chlorides_ppm | Number (Double) | Maximum chlorides concentrations (ppm) for selection of water sources for use as bottom ash sluice water | 385 | 2028
Btm_Ash_Sluicing | C | 3.1 | C3-4 |  | btm_sluice_solids | Text | Criteria for selecting water sources that may be used as a source of bottom ash sluice water - solids percentage | 386 | 2029
Btm_Ash_Sluicing | C | 3.1 | C3-4 |  | btm_sluice_solids_percent | Number (Double) | Maximum solids percentage (%) for selection of water sources for use ash bottom ash sluice water | 387 | 2030
Btm_Ash_Sluicing | C | 3.1 | C3-4 |  | btm_sluice_other | Text | Other criteria for selecting water sources that may be used as a source of bottom ash sluice water | 388 | 2031
Btm_Ash_Sluicing | C | 3.1 | C3-4 |  | btm_sluice_other_desc | Text | Description of other criteria for source water used as bottom as sluice water | 389 | 2032
Btm_Ash_Sluicing | C | 3.1 | C3-4 |  | btm_sluice_other_ppm | Number (Double) | Other maximum criteria amount (ppm) | 390 | 2033
Btm_Ash_Sluicing | C | 3.1 | C3-5 |  | cbi_btm_sluice_recyc | Yes/No | CBI designation checkbox for QC3-5 | 391 | 2034
Btm_Ash_Sluicing | C | 3.1 | C3-5 |  | btm_sluice_recyc | Text | Is any of the wet bottom ash sluice water immediately recycled back to plant process | 392 | 2035
Btm_Ash_Sluicing | C | 3.1 | C3-5 |  | btm_sluice_recyc_decs | Text | Description of how wet bottom ash sluice water is recycled back to the plant process | 393 | 2036
Btm_Ash_Sluicing | C | 3.1 | C3-6 |  | cbi_btm_sluice_POTW | Yes/No | CBI designation checkbox for QC3-6 | 394 | 2037
Btm_Ash_Sluicing | C | 3.1 | C3-6 |  | btm_sluice_POTW | Text | Is any of the wet bottom ash sluice indirectly discharged to a POTW or PrOTW | 395 | 2038
Btm_Ash_Solids_Rmvl | C | 3.1 | Plant_ID |  | plant_id | Number (Double) | Plant identification number | 396 | 2039
Btm_Ash_Solids_Rmvl | C | 3.1 | seunit_ID |  | seunit_id | Text | Steam electric generating unit ID | 397 | 2040
Btm_Ash_Solids_Rmvl | C | 3.1 | C3-7 |  | cbi_btm_plant_solids_rmvl | Yes/No | CBI designation checkbox for QC3-7 | 398 | 2041
Btm_Ash_Solids_Rmvl | C | 3.1 | C3-7 |  | btm_plant_solids_rmvl | Text | Does solids removed (other than in pond(s) occur at the plant? | 399 | 2042
Btm_Ash_Solids_Rmvl | C | 3.1 | C3-8 | Table C-20 | cbi_btm_slds_rmvl_tbl | Yes/No | CBI designation checkbox for QC3-8 | 400 | 2043
Btm_Ash_Solids_Rmvl | C | 3.1 | C3-8 | Table C-20 | btm_slds_rmvl_dewatering_bin | Text | Solids removal by dewatering bins | 401 | 2044
Btm_Ash_Solids_Rmvl | C | 3.1 | C3-8 | Table C-20 | btm_slds_rmvl_hydroclone | Text | Solids removal by hydroclones | 402 | 2045
Btm_Ash_Solids_Rmvl | C | 3.1 | C3-8 | Table C-20 | btm_slds_rmvl_centrifuge | Text | Solids removal by centrifuges | 403 | 2046
Btm_Ash_Solids_Rmvl | C | 3.1 | C3-8 | Table C-20 | btm_slds_rmvl_filter | Text | Solids removal by filters | 404 | 2047
Btm_Ash_Solids_Rmvl | C | 3.1 | C3-8 | Table C-20 | btm_slds_rmvl_other | Text | Other form of solids removal | 405 | 2048
Btm_Ash_Solids_Rmvl | C | 3.1 | C3-8 | Table C-20 | btm_slds_rmvl_other_desc | Text | Description of other form of solids removal | 406 | 2049
Btm_Ash_Solids_Rmvl | C | 3.1 | C3-8 | Table C-20 | btm_disp_sold_untrt | Text | Bottom ash is sold or given away without further treatment | 407 | 2050
Btm_Ash_Solids_Rmvl | C | 3.1 | C3-8 | Table C-20 | btm_disp_sold_untrt_tons | Number (Double) | Amount (tons) of solids disposed (dry weight) untreated | 408 | 2051
Btm_Ash_Solids_Rmvl | C | 3.1 | C3-8 | Table C-20 | btm_disp_sold_untrt_H2O_per | Number (Double) | Typical percent moisture of untreated bottom ash disposed | 409 | 2052
Btm_Ash_Solids_Rmvl | C | 3.1 | C3-8 | Table C-20 | btm_disp_sold_trt | Text | Bottom ash is sold or given away with further treatment | 410 | 2053
Btm_Ash_Solids_Rmvl | C | 3.1 | C3-8 | Table C-20 | btm_disp_sold_trt_tons | Number (Double) | Amount (tons) of solids disposed (dry weight) treated | 411 | 2054
Btm_Ash_Solids_Rmvl | C | 3.1 | C3-8 | Table C-20 | btm_disp_sold_trt_H2O_per | Number (Double) | Typical percent moisture of treated bottom ash disposed | 412 | 2055
Btm_Ash_Solids_Rmvl | C | 3.1 | C3-8 | Table C-20 | btm_disp_stor_pond | Text | Bottom ash is stored in/transferred to a pond/impoundment reported in Table A-4 | 413 | 2056
Btm_Ash_Solids_Rmvl | C | 3.1 | C3-8 | Table C-20 | btm_disp_stor_pond_tons | Number (Double) | Amount (tons) of solids disposed (dry weight) to a pond/impoundment in Table A-4 | 414 | 2057
Btm_Ash_Solids_Rmvl | C | 3.1 | C3-8 | Table C-20 | btm_disp_stor_pond_H2O_per | Number (Double) | Typical percent moisture of bottom ash disposed in pond/impoundment in Table A-4 | 415 | 2058
Btm_Ash_Solids_Rmvl | C | 3.1 | C3-8 | Table C-20 | btm_disp_stor_landfill_A-06 | Text | Bottom ash is stored in landfills reported in Table A-6 | 416 | 2059
Btm_Ash_Solids_Rmvl | C | 3.1 | C3-8 | Table C-20 | btm_disp_stor_landfill_A-06_tons | Number (Double) | Amount (tons) of solids disposed (dry weight) in landfills reported in Table A-6 | 417 | 2060
Btm_Ash_Solids_Rmvl | C | 3.1 | C3-8 | Table C-20 | btm_disp_stor_landfill_A-06_H2O_per | Number (Double) | Typical percent moisture of bottom ash disposed in landfills reported in Table A-6 | 418 | 2061
Btm_Ash_Solids_Rmvl | C | 3.1 | C3-8 | Table C-20 | btm_disp_stor_landfill_not_A-06 | Text | Bottom ash is stored in landfills not reported in Table A-6 | 419 | 2062
Btm_Ash_Solids_Rmvl | C | 3.1 | C3-8 | Table C-20 | btm_disp_stor_landfill_not_A-06_tons | Number (Double) | Amount (tons) of solids disposed (dry weight) in landfills not reported in Table A-6 | 420 | 2063
Btm_Ash_Solids_Rmvl | C | 3.1 | C3-8 | Table C-20 | btm_disp_stor_landfill_not_A-06_H2O_per | Number (Double) | Typical percent moisture of bottom ash disposed in landfills not reported in Table A-6 | 421 | 2064
Btm_Ash_Solids_Rmvl | C | 3.1 | C3-8 | Table C-20 | btm_disp_other | Text | Other bottom ash disposal | 422 | 2065
Btm_Ash_Solids_Rmvl | C | 3.1 | C3-8 | Table C-20 | btm_disp_other_desc | Text | Description of other bottom ash disposal | 423 | 2066
Btm_Ash_Solids_Rmvl | C | 3.1 | C3-8 | Table C-20 | btm_disp_other_tons | Number (Double) | Amount (tons) of solids disposed by other ash disposal process | 424 | 2067
Btm_Ash_Solids_Rmvl | C | 3.1 | C3-8 | Table C-20 | btm_disp_other_H2O_per | Number (Double) | Typical percent moisture of bottom ash disposed in other ash disposal process | 425 | 2068
Btm_Ash_Solids_Rmvl | C | 3.1 | C3-9 |  | cbi_btm_slds_rmvl_overflow_gpd | Yes/No | CBI designation checkbox for QC3-9 | 426 | 2069
Btm_Ash_Solids_Rmvl | C | 3.1 | C3-9 |  | btm_slds_rmvl_overflow_gpd | Number (Double) | Amount of wastewater overflow from solids removal for the wet ash sluice system | 427 | 2070
Btm_Ash_Solids_Rmvl | C | 3.1 | C3-10 |  | cbi_btm_slds_rmvl_dest | Yes/No | CBI designation checkbox for QC3-10 | 428 | 2071
Btm_Ash_Solids_Rmvl | C | 3.1 | C3-10 |  | btm_slds_rmvl_recycle | Text | Wastewater overflow immediately recycled back to plant process | 429 | 2072
Btm_Ash_Solids_Rmvl | C | 3.1 | C3-10 |  | btm_slds_rmvl_recycle_gpd | Number (Double) | Amount of wastewater overflow that is recycled (gpd) | 430 | 2073
Btm_Ash_Solids_Rmvl | C | 3.1 | C3-10 |  | btm_slds_rmvl_recycle_desc | Text | Description of how the wastewater overflow is reused | 431 | 2074
Btm_Ash_Solids_Rmvl | C | 3.1 | C3-10 |  | btm_slds_rmvl_treat | Text | Wastewater overflow is transferred to an on-site treatment system | 432 | 2075
Btm_Ash_Solids_Rmvl | C | 3.1 | C3-10 |  | btm_slds_rmvl_treat_pond | Text | Wastewater overflow treated in settling pond | 433 | 2076
Btm_Ash_Solids_Rmvl | C | 3.1 | C3-10 |  | btm_slds_rmvl_treat_pH | Text | Wastewater overflow treated with pH adjustment | 434 | 2077
Btm_Ash_Solids_Rmvl | C | 3.1 | C3-10 |  | btm_slds_rmvl_treat_wetlands | Text | Wastewater overflow treated in constructed wetlands | 435 | 2078
Btm_Ash_Solids_Rmvl | C | 3.1 | C3-10 |  | btm_slds_rmvl_treat_other | Text | Wastewater overflow treated by "other" | 436 | 2079
Btm_Ash_Solids_Rmvl | C | 3.1 | C3-10 |  | btm_slds_rmvl_treat_other_desc | Text | Description of "other" wastewater overflow on site treatment | 437 | 2080
Btm_Ash_Solids_Rmvl | C | 3.1 | C3-10 |  | btm_slds_rmvl_surf_water | Text | Wastewater overflow discharges to SW | 438 | 2081
Btm_Ash_Solids_Rmvl | C | 3.1 | C3-10 |  | Outfall_number | Text | SW Outfall number that wastewater overflow is discharged to | 439 | 2082
Btm_Ash_Solids_Rmvl | C | 3.1 | C3-10 |  | btm_slds_rmvl_POTW | Text | Wastewater overflow is indirectly discharged to a POTW or PrOTW | 440 | 2083
Btm_Ash_Solids_Rmvl | C | 3.1 | C3-10 |  | btm_slds_rmvl_dest_other | Text | Wastewater overflow destination marked "Other" | 441 | 2084
Btm_Ash_Solids_Rmvl | C | 3.1 | C3-10 |  | btm_slds_rmvl_dest_other_desc | Text | Description of "Other" wastewater overflow destination | 442 | 2085
Btm_Ash_Storage | C | 3.2 | Plant_ID | Table C-23 | plant_id | Number (Double) | Plant identification number | 443 | 2290
Btm_Ash_Storage | C | 3.2 | C3-32 | Table C-23 | cbi_btm_storage | Yes/No | CBI designation number for QC3-32 | 444 | 2291
Btm_Ash_Storage | C | 3.2 | C3-32 | Table C-23 | storage_ID | Text | Storage destination ID (from Storage Destination Table in Code Tables tab) | 445 | 2292
Btm_Ash_Storage | C | 3.2 | C3-32 | Table C-23 | storage_ID_other | Text | Description of "Other" storage destination ID | 446 | 2293
Btm_Ash_Storage | C | 3.2 | C3-32 | Table C-23 | btm_storage_miles | Number (Double) | Distance from the unit to intermediate storage or from intermediate storage to the final disposal/destination | 447 | 2294
Btm_Ash_Storage | C | 3.2 | C3-32 | Table C-23 | btm_storage_tons | Number (Double) | Tons of bottom ash transported to destination in 2008 (dry weight basis) | 448 | 2295
Btm_Ash_Storage | C | 3.2 | C3-32 | Table C-23 | btm_storage_trnspt | Text | How is the bottom ash transported to destination | 449 | 2296
Btm_Ash_Storage | C | 3.2 | C3-32 | Table C-23 | btm_storage_trnspt_other | Text | Other method of bottom ash transportation to destination | 450 | 2297
Btm_Ash_Storage | C | 3.2 | C3-32 | Table C-23 | btm_storage_per_H2O | Number (Double) | Percent moisture of the bottom ash entering the destination (%) | 451 | 2298
Btm_Ash_Storage_Dest | C | 3.1 | Plant_ID | Table C-21 | plant_id | Number (Double) | Plant identification number | 452 | 2110
Btm_Ash_Storage_Dest | C | 3.1 | seunit_ID | Table C-21 | seunit_ID | Text | Steam electric generating unit ID | 453 | 2111
Btm_Ash_Storage_Dest | C | 3.1 | C3-15 | Table C-21 | cbi_btm_ash_storage_tbl | Yes/No | CBI designation checkbox for QC3-15 | 454 | 2112
Btm_Ash_Storage_Dest | C | 3.1 | C3-15 | Table C-21 | btm_ash_type | Text | Type of bottom ash handling (Wet vs. Dry) | 455 | 2113
Btm_Ash_Storage_Dest | C | 3.1 | C3-15 | Table C-21 | storage_ID | Text | Storage destination ID (from Storage Destination Table in Code Tables tab) | 456 | 2114
Btm_Ash_Storage_Dest | C | 3.1 | C3-15 | Table C-21 | storage_ID_other | Text | Description of "Other" storage destination | 457 | 2115
Btm_Ash_Storage_Dest | C | 3.1 | C3-15 | Table C-21 | btm_percent | Number (Double) | Percent of dry/wet conveyed bottom ash to this destination | 458 | 2116
Btm_Ash_Storage_Dest | C | 3.1 | C3-15 | Table C-21 | btm_destin_type | Text | Bottom ash storage destination type (Intermediate vs. Final) | 459 | 2117
Btm_Ash_System | C | 3.1 | Plant_ID |  | plant_id | Number (Double) | Plant identification number | 460 | 1978
Btm_Ash_System | C | 3.1 | seunit_ID |  | seunit_ID | Text | Steam electric generating unit ID | 461 | 1979
Btm_Ash_System | C | 3.1 | C3-1 |  | cbi_gen_btm_ash | Yes/No | CBI designation checkbox for QC3-1 | 462 | 1980
Btm_Ash_System | C | 3.1 | C3-1 |  | gen_btm_ash | Text | Is bottom ash generated in any units at the plant? | 463 | 1981
Btm_Ash_System | C | 3.1 | C3-2 | Table C-18 | cbi_btm_boiler_type | Yes/No | CBI designation checkbox for QC3-2 | 464 | 1982
Btm_Ash_System | C | 3.1 | C3-2 | Table C-18 | btm_boiler_type | Text | Type of boiler | 465 | 1983
Btm_Ash_System | C | 3.1 | C3-2 | Table C-18 | btm_boiler_type_other | Text | Other type of boiler description | 466 | 1984
Btm_Ash_System | C | 3.1 | C3-2 | Table C-18 | btm_wet_sluicing | Text | Wet sluicing bottom ash handling system | 467 | 1985
Btm_Ash_System | C | 3.1 | C3-2 | Table C-18 | btm_mech_drag | Text | Mechanical drag bottom ash handling system | 468 | 1986
Btm_Ash_System | C | 3.1 | C3-2 | Table C-18 | btm_dry_vacuum | Text | Dry vacuum bottom ash handling system | 469 | 1987
Btm_Ash_System | C | 3.1 | C3-2 | Table C-18 | btm_dry_pressure | Text | Dry pressure bottom ash handling system | 470 | 1988
Btm_Ash_System | C | 3.1 | C3-2 | Table C-18 | btm_other | Text | Other type of bottom ash handling system | 471 | 1989
Btm_Ash_System | C | 3.1 | C3-2 | Table C-18 | btm_other_desc | Text | Description of other type of bottom ash handling system | 472 | 1990
Btm_Ash_System | C | 3.1 | C3-2 | Table C-18 | btm_produced_wet_tpd | Number (Double) | Typical amount of bottom ash produced in 2009 (dry weight basis) - wet conveyed tons per day | 473 | 1991
Btm_Ash_System | C | 3.1 | C3-2 | Table C-18 | btm_produced_wet_dpy | Number (Double) | Typical amount of bottom ash produced in 2009 (dry weight basis) - wet conveyed days per year | 474 | 1992
Btm_Ash_System | C | 3.1 | C3-2 | Table C-18 | btm_produced_dry_tpd | Number (Double) | Typical amount of bottom ash produced in 2009 (dry weight basis) - dry conveyed tons per day | 475 | 1993
Btm_Ash_System | C | 3.1 | C3-2 | Table C-18 | btm_produced_dry_dpy | Number (Double) | Typical amount of bottom ash produced in 2009 (dry weight basis) - dry conveyed days per year | 476 | 1994
Btm_Ash_System | C | 3.1 | C3-2 | Table C-18 | btm_moisture_wet_per | Text | Typical percent moisture of wet conveyed bottom ash | 477 | 1995
Btm_Ash_System | C | 3.1 | C3-2 | Table C-18 | btm_moisture_dry_per | Text | Typical percent moisture of dry conveyed bottom ash | 478 | 1996
Btm_Ash_System | C | 3.1 | C3-2 | Table C-18 | btm_design_wet_tpd | Number (Double) | Design ash handling rate of wet conveyed bottom ash - tons per day | 479 | 1997
Btm_Ash_System | C | 3.1 | C3-2 | Table C-18 | btm_design_wet_dpy | Number (Double) | Design ash handling rate of wet conveyed bottom ash - days per year | 480 | 1998
Btm_Ash_System | C | 3.1 | C3-2 | Table C-18 | btm_design_dry_tpd | Number (Double) | Design ash handling rate of dry conveyed bottom ash - tons per day | 481 | 1999
Btm_Ash_System | C | 3.1 | C3-2 | Table C-18 | btm_design_dry_dpy | Number (Double) | Design ash handling rate of wet conveyed bottom ash - days per year | 482 | 2000
Btm_Ash_System | C | 3.1 | C3-2 | Table C-18 | btm_wet_days | Number (Double) | Number of days wet conveyed ash was handled by the bottom ash handling system in 2009 | 483 | 2001
Btm_Ash_System | C | 3.1 | C3-2 | Table C-18 | btm_dry_days | Number (Double) | Number of days dry conveyed ash was handled by the bottom ash handling system in 2009 | 484 | 2002
Btm_Ash_System | C | 3.1 | C3-2 | Table C-18 | btm_LOI_wet_min | Number (Double) | Wet conveyed LOI minimum value (percent) | 485 | 2003
Btm_Ash_System | C | 3.1 | C3-2 | Table C-18 | btm_LOI_wet_max | Number (Double) | Wet conveyed LOI maximum value (percent) | 486 | 2004
Btm_Ash_System | C | 3.1 | C3-2 | Table C-18 | btm_LOI_wet_not_mntr | Text | LOI of wet conveyed bottom ash not monitored | 487 | 2005
Btm_Ash_System | C | 3.1 | C3-2 | Table C-18 | btm_LOI_wet_NA | Text | LOI of wet conveyed ash - NA | 488 | 2006
Btm_Ash_System | C | 3.1 | C3-2 | Table C-18 | btm_LOI_dry_min | Number (Double) | Dry conveyed LOI minimum value (percent) | 489 | 2007
Btm_Ash_System | C | 3.1 | C3-2 | Table C-18 | btm_LOI_dry_max | Number (Double) | Dry conveyed LOI maximum value (percent) | 490 | 2008
Btm_Ash_System | C | 3.1 | C3-2 | Table C-18 | btm_LOI_dry_not_mntr | Text | LOI of dry conveyed bottom ash not monitored | 491 | 2009
Btm_Ash_System | C | 3.1 | C3-2 | Table C-18 | btm_LOI_dry_NA | Text | LOI of dry conveyed bottom ash - NA | 492 | 2010
Btm_Cnvy_Capital_Cost | C | 3.3 | Plant_ID | Table C-27 | plant_id | Number (Double) | Plant identification number | 493 | 2349
Btm_Cnvy_Capital_Cost | C | 3.3 | seunit_ID | Table C-27 | seunit_ID | Text | Steam electric generating unit ID | 494 | 2350
Btm_Cnvy_Capital_Cost | C | 3.3 | C3-39 | Table C-27 | cbi_btm_cnvy_cap_tbl | Yes/No | CBI designation checkbox for QC3-39 | 495 | 2351
Btm_Cnvy_Capital_Cost | C | 3.3 | C3-39 | Table C-27 | btm_cnvy_cap_project | Text | Project description for each subcategory of capital costs in Table C-27 | 496 | 2352
Btm_Cnvy_Capital_Cost | C | 3.3 | C3-39 | Table C-27 | btm_cnvy_cap_original | Number (Double) | Cost for system as originally installed | 497 | 2353
Btm_Cnvy_Capital_Cost | C | 3.3 | C3-39 | Table C-27 | btm_cnvy_cap_mdfy | Number (Double) | Cost for modifications to the system | 498 | 2354
Btm_Cnvy_Capital_Cost | C | 3.3 | C3-39 | Table C-27 | btm_cnvy_cap_original_yr_based | Number (Double) | Year on which original cost is based | 499 | 2355
Btm_Cnvy_Capital_Cost | C | 3.3 | C3-39 | Table C-27 | btm_cnvy_cap_mdfy_yr_based | Number (Double) | Year on which modifications cost is based | 500 | 2356
Btm_Cnvy_Cmpnts | C | 3.3 | Plant_ID | Table C-26 | plant_id | Number (Double) | Plant identification number | 501 | 2324
Btm_Cnvy_Cmpnts | C | 3.3 | seunit_ID | Table C-26 | seunit_ID | Text | Steam electric generating ID | 502 | 2325
Btm_Cnvy_Cmpnts | C | 3.3 | C3-35 | Table C-26 | cbi_btm_cnvy_cmpnts_tbl | Yes/No | CBI designation checkbox for QC3-35 | 503 | 2326
Btm_Cnvy_Cmpnts | C | 3.3 | C3-35 | Table C-26 | btm_cnvy_cmpnts | Text | Type of bottom ash handling conveyance components | 504 | 2327
Btm_Cnvy_Cmpnts | C | 3.3 | C3-35 | Table C-26 | btm_cnvy_cmpnts_other | Text | Description of other type of bottom ash handling conveyance components | 505 | 2328
Btm_Cnvy_Cmpnts | C | 3.3 | C3-35 | Table C-26 | btm_cnvy_cmpnts_nmbr | Number (Double) | Number of conveyance components in the system | 506 | 2329
Btm_Cnvy_Cmpnts | C | 3.3 | C3-35 | Table C-26 | btm_cnvy_cmpnts_cpcty | Number (Double) | Capacity of conveyance components in the system | 507 | 2330
Btm_Cnvy_Cmpnts | C | 3.3 | C3-35 | Table C-26 | btm_cnvy_cmpnts_cpcty_unit | Text | Capacity units of conveyance component in the system | 508 | 2331
Btm_Cnvy_Cmpnts | C | 3.3 | C3-35 | Table C-26 | btm_cnvy_cmpnts_cpcty_unit_other | Text | Other unit of conveyance component in the system | 509 | 2332
Btm_Cnvy_General | C | 3.3 | Plant_ID |  | plant_id | Number (Double) | Plant identification number | 510 | 2333
Btm_Cnvy_General | C | 3.3 | seunit_ID |  | seunit_ID | Text | Steam electric generating unit ID | 511 | 2334
Btm_Cnvy_General | C | 3.3 | Status |  | btm_cnvy_planned | Text | Bottom ash conveyance system planned | 512 | 2335
Btm_Cnvy_General | C | 3.3 | C3-36 |  | cbi_btm_diagram | Yes/No | CBI designation checkbox for QC3-36 | 513 | 2336
Btm_Cnvy_General | C | 3.3 | C3-36 |  | btm_diagram_attch | Text | Block diagram of the entire bottom ash handling system is attached | 514 | 2337
Btm_Cnvy_General | C | 3.3 | C3-37 |  | cbi_btm_cnvy_cntrctr_instl | Yes/No | CBI designation checkbox for QC3-37 | 515 | 2338
Btm_Cnvy_General | C | 3.3 | C3-37 |  | btm_cnvy_cntrctr_instl | Memo | List of all major components in the bottom ash conveyance system that a contractor constructed/installed (or plans to) at the contractor's expense | 516 | 2339
Btm_Cnvy_General | C | 3.3 | C3-37 |  | btm_cnvy_cntrctr_instl_all | Text | Contractor installed/will install all components identified in Btm_Cnvy_Cmpnts at the contractor's expense | 517 | 2340
Btm_Cnvy_General | C | 3.3 | C3-38 |  | cbi_btm_cnvy_cntrctr_oversee | Yes/No | CBI designation checkbox for QC3-38 | 518 | 2341
Btm_Cnvy_General | C | 3.3 | C3-38 |  | btm_cnvy_cntrctr_oversee | Memo | List of all major O&M activities of the bottom ash conveyance system that a contractor oversees (or plans to) at the contractor's expense | 519 | 2342
Btm_Cnvy_General | C | 3.3 | C3-38 |  | btm_cnvy_cntrctr_oversee_all | Text | Contractor oversees/will oversee all O&M activities in dealing with the conveyance portion of the bottom ash handling system at the contractor's expense | 520 | 2343
Btm_Cnvy_General | C | 3.3 | C3-39 |  | cbi_btm_cnvy_cap_tbl | Yes/No | CBI designation checkbox for QC3-39 | 521 | 2344
Btm_Cnvy_General | C | 3.3 | C3-39 |  | btm_cnvy_outside_firm_oversee | Text | Capital cost - hired outside engineering firm to oversee design and/or installation of the system | 522 | 2345
Btm_Cnvy_General | C | 3.3 | C3-40 |  | cbi_btm_cnvy_all_cmpnts_cap_costs | Yes/No | CBI designation checkbox fro QC3-40 | 523 | 2346
Btm_Cnvy_General | C | 3.3 | C3-40 |  | btm_cnvy_all_cmpnts_cap_costs | Text | Are all major components of the conveyance portion of the bottom ash handling system included in the capital costs reported in table Btm_Cnvy_Capital_Cost | 524 | 2347
Btm_Cnvy_General | C | 3.3 | C3-40 |  | btm_cnvy_cmpnts_not_cap_costs | Memo | List of components included/excluded in the total capital cost in table Btm_Cnvy_Captial_Cost | 525 | 2348
Btm_Cnvy_OM_Cost | C | 3.3 | Plant_ID | Table C-28 | plant_id | Number (Double) | Plant identification number | 526 | 2357
Btm_Cnvy_OM_Cost | C | 3.3 | seunit_ID | Table C-28 | seunit_ID | Text | Steam electric generating unit ID | 527 | 2358
Btm_Cnvy_OM_Cost | C | 3.3 | C3-41 | Table C-28 | cbi_btm_cnvy_OM_tbl | Yes/No | CBI designation checkbox for QC3-41 | 528 | 2359
Btm_Cnvy_OM_Cost | C | 3.3 | C3-41 | Table C-28 | btm_cnvy_OM_OLbr_2009_cost | Number (Double) | Annual 2009 operating labor cost | 529 | 2360
Btm_Cnvy_OM_Cost | C | 3.3 | C3-41 | Table C-28 | btm_cnvy_OM_OLbr_rate_hourly | Number (Double) | 2009 Rate per hour (average rate of labor) operating labor | 530 | 2361
Btm_Cnvy_OM_Cost | C | 3.3 | C3-41 | Table C-28 | btm_cnvy_OM_OLbr_staff_nmbr | Number (Double) | 2009 Staffing (No. of workers) operating labor | 531 | 2362
Btm_Cnvy_OM_Cost | C | 3.3 | C3-41 | Table C-28 | btm_cnvy_OM_OLbr_staff_hpd | Number (Double) | 2009 Staffing (Hours per day) operating labor | 532 | 2363
Btm_Cnvy_OM_Cost | C | 3.3 | C3-41 | Table C-28 | btm_cnvy_OM_OLbr_staff_dpy | Number (Double) | 2009 Staffing (Days per year) operating labor | 533 | 2364
Btm_Cnvy_OM_Cost | C | 3.3 | C3-41 | Table C-28 | btm_cnvy_OM_MLbr_2009_cost | Number (Double) | Annual 2009 maintenance labor | 534 | 2365
Btm_Cnvy_OM_Cost | C | 3.3 | C3-41 | Table C-28 | btm_cnvy_OM_MLbr_rate_hourly | Number (Double) | 2009 Rate per hour (average rate of labor) maintenance labor | 535 | 2366
Btm_Cnvy_OM_Cost | C | 3.3 | C3-41 | Table C-28 | btm_cnvy_OM_MLbr_staff_nmbr | Number (Double) | 2009 Staffing (No. of workers) maintenance labor | 536 | 2367
Btm_Cnvy_OM_Cost | C | 3.3 | C3-41 | Table C-28 | btm_cnvy_OM_MLbr_staff_hpd | Number (Double) | 2009 Staffing (Hours per day) maintenance labor | 537 | 2368
Btm_Cnvy_OM_Cost | C | 3.3 | C3-41 | Table C-28 | btm_cnvy_OM_MLbr_staff_dpy | Number (Double) | 2009 Staffing (Days per year) maintenance labor | 538 | 2369
Btm_Cnvy_OM_Cost | C | 3.3 | C3-41 | Table C-28 | btm_cnvy_OM_MMtrls_2009_cost | Number (Double) | Annual 2009 maintenance material cost | 539 | 2370
Btm_Cnvy_OM_Cost | C | 3.3 | C3-41 | Table C-28 | btm_cnvy_OM_energy_2009_cost | Number (Double) | Annual 2009 energy cost | 540 | 2371
Btm_Cnvy_OM_Cost | C | 3.3 | C3-41 | Table C-28 | btm_cnvy_OM_energy_rate_per_kWh | Number (Double) | 2009 Rate $ per kWh energy | 541 | 2372
Btm_Cnvy_OM_Cost | C | 3.3 | C3-41 | Table C-28 | btm_cnvy_OM_energy_kWh/hr | Number (Double) | 2009 Consumption (kWh/hr) energy | 542 | 2373
Btm_Cnvy_OM_Cost | C | 3.3 | C3-41 | Table C-28 | btm_cnvy_OM_other1_desc | Text | Other (1) annual cost description | 543 | 2374
Btm_Cnvy_OM_Cost | C | 3.3 | C3-41 | Table C-28 | btm_cnvy_OM_other1_2009_cost | Number (Double) | Annual 2009 other (1) cost | 544 | 2375
Btm_Cnvy_OM_Cost | C | 3.3 | C3-41 | Table C-28 | btm_cnvy_OM_other2_desc | Text | Other (2) annual cost description | 545 | 2376
Btm_Cnvy_OM_Cost | C | 3.3 | C3-41 | Table C-28 | btm_cnvy_OM_other2_2009_cost | Number (Double) | Annual 2009 other (2) cost | 546 | 2377
Btm_Cnvy_OM_Cost | C | 3.3 | C3-41 | Table C-28 | btm_cnvy_OM_total_2009_cost | Number (Double) | Total 2009 Annual O&M Cost for Conveyance | 547 | 2378
Btm_Dry_Market | C | 3.2 | Plant_ID | Table C-24 | plant_id | Number (Double) | Plant identification number | 548 | 2304
Btm_Dry_Market | C | 3.2 | C3-33 | Table C-24 | cbi_btm_dry_mkt | Yes/No | CBI designation checkbox for QC3-33 | 549 | 2305
Btm_Dry_Market | C | 3.2 | C3-33 | Table C-24 | btm_dry_mkt_dest | Text | Destination of marketed dry bottom ash | 550 | 2306
Btm_Dry_Market | C | 3.2 | C3-33 | Table C-24 | btm_dry_mkt_per_H2O | Number (Double) | Typical percent moisture of dry bottom ash | 551 | 2307
Btm_Dry_Market | C | 3.2 | C3-33 | Table C-24 | btm_dry_mkt_2005_tons | Number (Double) | 2005 tons of dry bottom ash (dry basis) | 552 | 2308
Btm_Dry_Market | C | 3.2 | C3-33 | Table C-24 | btm_dry_mkt_2005_rev | Number (Double) | 2005 gross revenue generated | 553 | 2309
Btm_Dry_Market | C | 3.2 | C3-33 | Table C-24 | btm_dry_mkt_2007_tons | Number (Double) | 2007 tons of dry bottom ash (dry basis) | 554 | 2310
Btm_Dry_Market | C | 3.2 | C3-33 | Table C-24 | btm_dry_mkt_2007_rev | Number (Double) | 2007 gross revenue generated | 555 | 2311
Btm_Dry_Market | C | 3.2 | C3-33 | Table C-24 | btm_dry_mkt_2009_tons | Number (Double) | 2009 tons of dry bottom ash (dry basis) | 556 | 2312
Btm_Dry_Market | C | 3.2 | C3-33 | Table C-24 | btm_dry_mkt_2009_rev | Number (Double) | 2009 gross revenue generated | 557 | 2313
Btm_storage_Capital_Cost | C | 3.4 | Plant_ID | Table C-30 | plant_id | Number (Double) | Plant identification number | 558 | 2407
Btm_storage_Capital_Cost | C | 3.4 | Storage_ID | Table C-30 | storage_ID | Text | Storage ID from Storage Destination table in Code Tables tab | 559 | 2408
Btm_storage_Capital_Cost | C | 3.4 | C3-47 | Table C-30 | cbi_btm_storage_cap_tbl | Yes/No | CBI designation checkbox for QC3-47 (Table C-30) | 560 | 2409
Btm_storage_Capital_Cost | C | 3.4 | C3-47 | Table C-30 | btm_storage_cap_project | Text | Project description for each subcategory of capital costs in Table C-30 | 561 | 2410
Btm_storage_Capital_Cost | C | 3.4 | C3-47 | Table C-30 | btm_cnvy_storage_original | Number (Double) | Project description for each subcategory of capital costs in Table C-27 | 562 | 2411
Btm_storage_Capital_Cost | C | 3.4 | C3-47 | Table C-30 | btm_storage_cap_mdfy | Number (Double) | Cost for modifications to the system | 563 | 2412
Btm_storage_Capital_Cost | C | 3.4 | C3-47 | Table C-30 | btm_storage_cap_original_yr_based | Number (Double) | Year on which original cost is based | 564 | 2413
Btm_storage_Capital_Cost | C | 3.4 | C3-47 | Table C-30 | btm_storage_cap_mdfy_yr_based | Number (Double) | Year on which modifications cost is based | 565 | 2414
Btm_storage_Cmpnts | C | 3.4 | Plant_ID | Table C-29 | plant_id | Number (Double) | Plant identification number | 566 | 2398
Btm_storage_Cmpnts | C | 3.4 | Storage_ID | Table C-29 | storage_ID | Text | Storage ID from Storage Destination table in Code Tables tab | 567 | 2399
Btm_storage_Cmpnts | C | 3.4 | C3-44 | Table C-29 | cbi_btm_storage_cmpnts_tbl | Yes/No | CBI designation checkbox for C3-44 (table C-29) | 568 | 2400
Btm_storage_Cmpnts | C | 3.4 | C3-44 | Table C-29 | btm_storage_cmpnts | Text | Individual components of the intermediate storage destination | 569 | 2401
Btm_storage_Cmpnts | C | 3.4 | C3-44 | Table C-29 | btm_storage_cmpnts_other | Text | Other type of component of the intermediate storage destination | 570 | 2402
Btm_storage_Cmpnts | C | 3.4 | C3-44 | Table C-29 | btm_storage_cmpnts_nmbr | Number (Double) | Number of type of intermediate storage component in the system | 571 | 2403
Btm_storage_Cmpnts | C | 3.4 | C3-44 | Table C-29 | btm_storage_cmpnts_cpcty | Number (Double) | Capacity of type of intermediate storage component(s) | 572 | 2404
Btm_storage_Cmpnts | C | 3.4 | C3-44 | Table C-29 | btm_storage_cmpnts_cpcty_unit | Text | Component capacity units | 573 | 2405
Btm_storage_Cmpnts | C | 3.4 | C3-44 | Table C-29 | btm_storage_cmpnts_cpcty_unit_other | Text | Other component capacity units | 574 | 2406
Btm_storage_General | C | 3.4 | Plant_ID |  | plant_id | Number (Double) | Plant identification number | 575 | 2379
Btm_storage_General | C | 3.4 | Storage_ID |  | storage_ID | Text | Storage destination identification (from Storage Destinations in Code Tables tab) | 576 | 2380
Btm_storage_General | C | 3.4 | Status |  | btm_storage_planned | Text | Storage destination ID is a planned destination | 577 | 2381
Btm_storage_General | C | 3.4 | C3-42 |  | cbi_btm_fly_share_storage | Yes/No | CBI designation checkbox for QC3-42 | 578 | 2382
Btm_storage_General | C | 3.4 | C3-42 |  | btm_fly_share_storage | Text | List of Units that contribute to FA and BA shared storage | 579 | 2383
Btm_storage_General | C | 3.4 | C3-42 |  | btm_fly_share_storage_cmpnts | Text | Does this storage ID store both fly and bottom ash together? | 580 | 2384
Btm_storage_General | C | 3.4 | C3-43 |  | cbi_btm_storage_pond | Yes/No | CBI designation checkbox for QC3-43 | 581 | 2385
Btm_storage_General | C | 3.4 | C3-43 |  | btm_storage_pond | Text | Is the final storage destination a pond/impoundment? | 582 | 2386
Btm_storage_General | C | 3.4 | C3-45 |  | cbi_btm_storage_cntrctr_instl | Yes/No | CBI designation checkbox for QC3-45 | 583 | 2387
Btm_storage_General | C | 3.4 | C3-45 |  | btm_storage_cntrctr_instl | Memo | All major components of this Storage ID that contractors(s) constructed or installed at the contractors expense. | 584 | 2388
Btm_storage_General | C | 3.4 | C3-45 |  | btm_storage_cntrctr_instl_all | Text | Contractor installed/will install ALL components in Btm_Storage_Cmpnts at the contractor's expense | 585 | 2389
Btm_storage_General | C | 3.4 | C3-46 |  | cbi_btm_storage_cntrctr_oversee | Yes/No | CBI designation checkbox for QC3-46 | 586 | 2390
Btm_storage_General | C | 3.4 | C3-46 |  | btm_storage_cntrctr_oversee | Memo | All O&M activities that contactor(s) oversee/will oversee at the contractor's expense. | 587 | 2391
Btm_storage_General | C | 3.4 | C3-46 |  | btm_storage_cntrctr_oversee_all | Text | Contractor oversees/will oversee ALL operations at the contractor's expense | 588 | 2392
Btm_storage_General | C | 3.4 | C3-47 |  | cbi_btm_storage_cap_tbl | Yes/No | CBI designation checkbox for QC3-47 | 589 | 2393
Btm_storage_General | C | 3.4 | C3-47 |  | btm_storage_outside_firm_oversee | Text | Hired outside engineering firm to oversee design and/or installation of system | 590 | 2394
Btm_storage_General | C | 3.4 | C3-48 |  | cbi_btm_storage_all_cmpnts_cap_costs | Yes/No | CBI designation checkbox for QC3-8 | 591 | 2395
Btm_storage_General | C | 3.4 | C3-48 |  | btm_storage_all_cmpnts_cap_costs | Text | Are all major components of the storage ID included in Btm_Storage_Capitcal_Cost | 592 | 2396
Btm_storage_General | C | 3.4 | C3-48 |  | btm_storage_cmpnts_not_cap_costs | Memo | If not, list of what is and what is not included in the costs from Btm_Storage_Capital_Cost | 593 | 2397
Btm_storage_OM_Cost | C | 3.4 | Plant_ID | Table C-31 | plant_id | Number (Double) | Plant identification number | 594 | 2415
Btm_storage_OM_Cost | C | 3.4 | Storage_ID | Table C-31 | storage_ID | Text | Storage ID from Storage Destination table in Code Tables tab | 595 | 2416
Btm_storage_OM_Cost | C | 3.4 | C3-49 | Table C-31 | cbi_btm_storage_OM_tbl | Yes/No | CBI designation checkbox for QC3-49 | 596 | 2417
Btm_storage_OM_Cost | C | 3.4 | C3-49 | Table C-31 | btm_storage_OM_OLbr_trks_2009_cost | Number (Double) | 2009 Annual cost for operating labor - water trucks only | 597 | 2418
Btm_storage_OM_Cost | C | 3.4 | C3-49 | Table C-31 | btm_storage_OM_OLbr_trks_rate_hourly | Number (Double) | 2009 Rate per hour (average rate of labor) for operating labor - water trucks only | 598 | 2419
Btm_storage_OM_Cost | C | 3.4 | C3-49 | Table C-31 | btm_storage_OM_OLbr_trks_staff_nmbr | Number (Double) | 2009 Staffing (No. of workers) for operating labor - water trucks only | 599 | 2420
Btm_storage_OM_Cost | C | 3.4 | C3-49 | Table C-31 | btm_storage_OM_OLbr_trks_staff_hpd | Number (Double) | 2009 Staffing (hours per day) for operating labor - water trucks only | 600 | 2421
Btm_storage_OM_Cost | C | 3.4 | C3-49 | Table C-31 | btm_storage_OM_OLbr_trks_staff_dpy | Number (Double) | 2009 Staffing (days per year ) for operating labor - water trucks only | 601 | 2422
Btm_storage_OM_Cost | C | 3.4 | C3-49 | Table C-31 | btm_storage_OM_OLbr_othr_2009_cost | Number (Double) | 2009 Annual cost for operating labor (all other) | 602 | 2423
Btm_storage_OM_Cost | C | 3.4 | C3-49 | Table C-31 | btm_storage_OM_OLbr_othr_rate_hourly | Number (Double) | 2009 Rate per hour (average rate of labor) for operating labor (all other) | 603 | 2424
Btm_storage_OM_Cost | C | 3.4 | C3-49 | Table C-31 | btm_storage_OM_OLbr_othr_staff_nmbr | Number (Double) | 2009 Staffing (No. of workers) for operating labor (all other) | 604 | 2425
Btm_storage_OM_Cost | C | 3.4 | C3-49 | Table C-31 | btm_storage_OM_OLbr_othr_staff_hpd | Number (Double) | 2009 Staffing (hours per day) for operating labor (all other) | 605 | 2426
Btm_storage_OM_Cost | C | 3.4 | C3-49 | Table C-31 | btm_storage_OM_OLbr_othr_staff_dpy | Number (Double) | 2009 Staffing (days per year ) for operating labor (all other) | 606 | 2427
Btm_storage_OM_Cost | C | 3.4 | C3-49 | Table C-31 | btm_storage_OM_MLbr_2009_cost | Number (Double) | 2009 Annual cost for maintenance labor | 607 | 2428
Btm_storage_OM_Cost | C | 3.4 | C3-49 | Table C-31 | btm_storage_OM_MLbr_rate_hourly | Number (Double) | 2009 Rate per hour (average rate of labor) for maintenance labor | 608 | 2429
Btm_storage_OM_Cost | C | 3.4 | C3-49 | Table C-31 | btm_storage_OM_MLbr_staff_nmbr | Number (Double) | 2009 Staffing (No. of workers) for maintenance labor | 609 | 2430
Btm_storage_OM_Cost | C | 3.4 | C3-49 | Table C-31 | btm_storage_OM_MLbr_staff_hpd | Number (Double) | 2009 Staffing (hours per day) for maintenance labor | 610 | 2431
Btm_storage_OM_Cost | C | 3.4 | C3-49 | Table C-31 | btm_storage_OM_MLbr_staff_dpy | Number (Double) | 2009 Staffing (days per year ) for maintenance labor | 611 | 2432
Btm_storage_OM_Cost | C | 3.4 | C3-49 | Table C-31 | btm_storage_OM_MMtrls_2009_cost | Number (Double) | 2009 Annual cost for maintenance materials | 612 | 2433
Btm_storage_OM_Cost | C | 3.4 | C3-49 | Table C-31 | btm_storage_OM_energy_2009_cost | Number (Double) | 2009 Annual cost for energy | 613 | 2434
Btm_storage_OM_Cost | C | 3.4 | C3-49 | Table C-31 | btm_storage_OM_energy_rate_per_kWh | Number (Double) | 2009 rate per kWh for energy | 614 | 2435
Btm_storage_OM_Cost | C | 3.4 | C3-49 | Table C-31 | btm_storage_OM_energy_kWh/hr | Number (Double) | 2009 consumption kWh/hr for energy | 615 | 2436
Btm_storage_OM_Cost | C | 3.4 | C3-49 | Table C-31 | btm_storage_OM_other1_desc | Text | Other (1) description of 2009 annual cost | 616 | 2437
Btm_storage_OM_Cost | C | 3.4 | C3-49 | Table C-31 | btm_storage_OM_other1_2009_cost | Number (Double) | 2009 Annual Other (1) cost | 617 | 2438
Btm_storage_OM_Cost | C | 3.4 | C3-49 | Table C-31 | btm_storage_OM_other2_desc | Text | Other (2) description of 2009 annual cost | 618 | 2439
Btm_storage_OM_Cost | C | 3.4 | C3-49 | Table C-31 | btm_storage_OM_other2_2009_cost | Number (Double) | 2009 Annual Other (2) cost | 619 | 2440
Btm_storage_OM_Cost | C | 3.4 | C3-49 | Table C-31 | btm_storage_OM_total_2009_cost | Number (Double) | Total 2009 Annual Cost - Intermediate Storage | 620 | 2441
Btm_Trspt_Disp_Capital_Cost | C | 3.5 | Plant_ID | Table C-32 | plant_id | Number (Double) | Plant identification number | 621 | 2472
Btm_Trspt_Disp_Capital_Cost | C | 3.5 | C3-55 | Table C-32 | cbi_btm_trspt_disp_cap_tbl | Yes/No | CBI designation checkbox for QC3-55 | 622 | 2473
Btm_Trspt_Disp_Capital_Cost | C | 3.5 | C3-55 | Table C-32 | btm_trspt_disp_cap_project | Text | Project description for each subcategory of capital costs in Table C-27 | 623 | 2474
Btm_Trspt_Disp_Capital_Cost | C | 3.5 | C3-55 | Table C-32 | btm_trspt_disp_original | Number (Double) | Cost for system as originally installed | 624 | 2475
Btm_Trspt_Disp_Capital_Cost | C | 3.5 | C3-55 | Table C-32 | btm_trspt_disp_cap_mdfy | Number (Double) | Cost for modifications to the system | 625 | 2476
Btm_Trspt_Disp_Capital_Cost | C | 3.5 | C3-55 | Table C-32 | btm_trspt_disp_cap_original_yr_based | Number (Double) | Year on which original cost is based | 626 | 2477
Btm_Trspt_Disp_Capital_Cost | C | 3.5 | C3-55 | Table C-32 | btm_trspt_disp_cap_mdfy_yr_based | Number (Double) | Year on which modifications cost is based | 627 | 2478
Btm_Trspt_Disp_General | C | 3.5 | Plant_ID |  | plant_id | Number (Double) | Plant identification number | 628 | 2442
Btm_Trspt_Disp_General | C | 3.5 | C3-50 |  | cbi_share_trspt_disp | Yes/No | CBI designation checkbox for QC3-50 | 629 | 2443
Btm_Trspt_Disp_General | C | 3.5 | C3-50 |  | btm_fly_share_trspt_disp | Text | Does the plant use the same transport and disposal methods for both fly and bottom ash | 630 | 2444
Btm_Trspt_Disp_General | C | 3.5 | C3-50 |  | btm_fly_share_trspt_disp_cmpnts | Text | Units contributing FA and BA to transport and disposal system | 631 | 2445
Btm_Trspt_Disp_General | C | 3.5 | C3-51 |  | cbi_btm_trspt_disp_pond | Yes/No | CBI designation checkbox for Q3-51 | 632 | 2446
Btm_Trspt_Disp_General | C | 3.5 | C3-51 |  | btm_trspt_disp_pond | Text | Is a pond/impoundment the final destination of all bottom ash collected by the plant? | 633 | 2447
Btm_Trspt_Disp_General | C | 3.5 | C3-52 |  | cbi_btm_trspt_disp_mthd | Yes/No | CBI designation checkbox for Q3-52 | 634 | 2448
Btm_Trspt_Disp_General | C | 3.5 | C3-52 |  | btm_trspt_disp_truck | Text | Trucks are used to transport the collected bottom ash to final disposal | 635 | 2449
Btm_Trspt_Disp_General | C | 3.5 | C3-52 |  | btm_trspt_disp_truck_nmbr | Text | Number of trucks used | 636 | 2450
Btm_Trspt_Disp_General | C | 3.5 | C3-52 |  | btm_trspt_disp_truck_bought | Text | Trucks were purchased | 637 | 2451
Btm_Trspt_Disp_General | C | 3.5 | C3-52 |  | btm_trspt_disp_truck_lease | Text | Trucks are leased | 638 | 2452
Btm_Trspt_Disp_General | C | 3.5 | C3-52 |  | btm_trspt_disp_truck_contract | Text | Trucks are contracted out | 639 | 2453
Btm_Trspt_Disp_General | C | 3.5 | C3-52 |  | btm_trspt_disp_rail | Text | Rail cars are used to transport the collected bottom ash to the final disposal | 640 | 2454
Btm_Trspt_Disp_General | C | 3.5 | C3-52 |  | btm_trspt_disp_rail_nmbr | Text | Number of rail cars used | 641 | 2455
Btm_Trspt_Disp_General | C | 3.5 | C3-52 |  | btm_trspt_disp_rail_bought | Text | Rail cars were purchased | 642 | 2456
Btm_Trspt_Disp_General | C | 3.5 | C3-52 |  | btm_trspt_disp_rail_lease | Text | Rail cars are leased | 643 | 2457
Btm_Trspt_Disp_General | C | 3.5 | C3-52 |  | btm_trspt_disp_rail_contract | Text | Rail cars are contracted out | 644 | 2458
Btm_Trspt_Disp_General | C | 3.5 | C3-52 |  | btm_trspt_disp_other | Text | Other method used to transport collected bottom ash to final disposal | 645 | 2459
Btm_Trspt_Disp_General | C | 3.5 | C3-52 |  | btm_trspt_disp_other_desc | Text | Description of other transport method | 646 | 2460
Btm_Trspt_Disp_General | C | 3.5 | C3-53 |  | cbi_btm_trspt_disp_cntrctr_pay_instl | Yes/No | CBI designation checkbox for Q3-53 | 647 | 2461
Btm_Trspt_Disp_General | C | 3.5 | C3-53 |  | btm_trspt_disp_cntrctr_pay_instl | Memo | List all of the major components for transport and disposal that a contractor installed/will install at their expense | 648 | 2462
Btm_Trspt_Disp_General | C | 3.5 | C3-53 |  | btm_trspt_disp_ctrctr_pay_instl_all | Text | Contractor installed/will install all ash transport/disposal equipment at the contractors expense | 649 | 2463
Btm_Trspt_Disp_General | C | 3.5 | C3-54 |  | cbi_btm_trspt_disp_cntrctr_pay_oversee | Yes/No | CBI designation checkbox for QC3-54 | 650 | 2464
Btm_Trspt_Disp_General | C | 3.5 | C3-54 |  | btm_trspt_disp_cntrctr_pay_oversee | Memo | List of all the O&M activities for transport and disposal that a contractor oversees/will oversee at their expense | 651 | 2465
Btm_Trspt_Disp_General | C | 3.5 | C3-54 |  | btm_trspt_disp_cntrctr_pay_oversee_all | Text | Contractor oversees/will oversee all O&M at the contractors expense | 652 | 2466
Btm_Trspt_Disp_General | C | 3.5 | C3-55 |  | cbi_btm_trspt_disp_cap_tbl | Yes/No | CBI designation checkbox for QC3-55 | 653 | 2467
Btm_Trspt_Disp_General | C | 3.5 | C3-55 |  | btm_trspt_disp_outside_firm_oversee | Text | Hire outside engineering firm to oversee design and/or installation of the system | 654 | 2468
Btm_Trspt_Disp_General | C | 3.5 | C3-56 |  | cbi_btm_trspt_disp_all_cmpnts_cap_costs | Yes/No | CBI designation checkbox for C3-56 | 655 | 2469
Btm_Trspt_Disp_General | C | 3.5 | C3-56 |  | btm_trspt_disp_all_cmpnts_cap_costs | Text | Are all major components listed included in the cost reported in Btm_Trspt_Disp_Capital_Cost | 656 | 2470
Btm_Trspt_Disp_General | C | 3.5 | C3-56 |  | btm_trspt_disp_cmpnts_not_cap_costs | Memo | If no, list of what is and what is not included in the capital cost in Btm_Trspt_Disp_Capital_Cost | 657 | 2471
Btm_Trspt_Disp_OM_Cost | C | 3.5 | Plant_ID | Table C-33 | plant_id | Number (Double) | Plant identification number | 658 | 2479
Btm_Trspt_Disp_OM_Cost | C | 3.5 | C3-57 | Table C-33 | cbi_btm_trspt_disp_OM_tbl | Yes/No | CBI designation checkbox for QC3-57 | 659 | 2480
Btm_Trspt_Disp_OM_Cost | C | 3.5 | C3-57 | Table C-33 | btm_trspt_disp_OM_OLbr_tspt_2009_cost | Number (Double) | Annual 2009 Cost for operating labor - trucks/rail cars/other transport | 660 | 2481
Btm_Trspt_Disp_OM_Cost | C | 3.5 | C3-57 | Table C-33 | btm_trspt_disp_OM_OLbr_tspt_rate_hourly | Number (Double) | 2009 Rate per hour (average rate of labor) for operating labor - trucks/rail cars/ other transport | 661 | 2482
Btm_Trspt_Disp_OM_Cost | C | 3.5 | C3-57 | Table C-33 | btm_trspt_disp_OM_OLbr_tspt_staff_nmbr | Number (Double) | 2009 Staffing (No. of workers) for operating labor - trucks/rail cars/ other transport | 662 | 2483
Btm_Trspt_Disp_OM_Cost | C | 3.5 | C3-57 | Table C-33 | btm_trspt_disp_OM_OLbr_tspt_staff_hpd | Number (Double) | 2009 Staffing (hours per day) for operating labor - trucks/rail cars/ other transport | 663 | 2484
Btm_Trspt_Disp_OM_Cost | C | 3.5 | C3-57 | Table C-33 | btm_trspt_disp_OM_OLbr_tspt_staff_dpy | Number (Double) | 2009 Staffing (days per year) for operating labor - trucks/rail cars/ other transport | 664 | 2485
Btm_Trspt_Disp_OM_Cost | C | 3.5 | C3-57 | Table C-33 | btm_trspt_disp_OM_OLbr_tspt_rate_lds/day | Number (Double) | Transport Rate (Loads per day) | 665 | 2486
Btm_Trspt_Disp_OM_Cost | C | 3.5 | C3-57 | Table C-33 | btm_trspt_disp_OM_OLbr_tspt_rate_dpy | Number (Double) | Transport Rate (Days per year) | 666 | 2487
Btm_Trspt_Disp_OM_Cost | C | 3.5 | C3-57 | Table C-33 | btm_trspt_disp_OM_OLbr_othr_2009_cost | Number (Double) | Annual 2009 Cost for operating labor - all other | 667 | 2488
Btm_Trspt_Disp_OM_Cost | C | 3.5 | C3-57 | Table C-33 | btm_trspt_disp_OM_OLbr_othr_rate_hourly | Number (Double) | 2009 Rate per hour (average rate of labor) for operating labor - all other | 668 | 2489
Btm_Trspt_Disp_OM_Cost | C | 3.5 | C3-57 | Table C-33 | btm_trspt_disp_OM_OLbr_othr_staff_nmbr | Number (Double) | 2009 Staffing (No. of workers) for operating labor - all other | 669 | 2490
Btm_Trspt_Disp_OM_Cost | C | 3.5 | C3-57 | Table C-33 | btm_trspt_disp_OM_OLbr_othr_staff_hpd | Number (Double) | 2009 Staffing (hours per day) for operating labor - all other | 670 | 2491
Btm_Trspt_Disp_OM_Cost | C | 3.5 | C3-57 | Table C-33 | btm_trspt_disp_OM_OLbr_othr_staff_dpy | Number (Double) | 2009 Staffing (days per year) for operating labor - all other | 671 | 2492
Btm_Trspt_Disp_OM_Cost | C | 3.5 | C3-57 | Table C-33 | btm_trspt_disp_OM_MLbr_2009_cost | Number (Double) | Annual 2009 Cost for maintenance labor | 672 | 2493
Btm_Trspt_Disp_OM_Cost | C | 3.5 | C3-57 | Table C-33 | btm_trspt_disp_OM_MLbr_rate_hourly | Number (Double) | 2009 Rate per hour (average rate of labor) for maintenance labor | 673 | 2494
Btm_Trspt_Disp_OM_Cost | C | 3.5 | C3-57 | Table C-33 | btm_trspt_disp_OM_MLbr_staff_nmbr | Number (Double) | 2009 Staffing (No. of workers) for maintenance labor | 674 | 2495
Btm_Trspt_Disp_OM_Cost | C | 3.5 | C3-57 | Table C-33 | btm_trspt_disp_OM_MLbr_staff_hpd | Number (Double) | 2009 Staffing (hours per day) for maintenance labor | 675 | 2496
Btm_Trspt_Disp_OM_Cost | C | 3.5 | C3-57 | Table C-33 | btm_trspt_disp_OM_MLbr_staff_dpy | Number (Double) | 2009 Staffing (days per year) for maintenance labor | 676 | 2497
Btm_Trspt_Disp_OM_Cost | C | 3.5 | C3-57 | Table C-33 | btm_trspt_disp_OM_MMtrls_2009_cost | Number (Double) | 2009 Annual cost for maintenance materials | 677 | 2498
Btm_Trspt_Disp_OM_Cost | C | 3.5 | C3-57 | Table C-33 | btm_trspt_disp_OM_energy_2009_cost | Number (Double) | 2009 Annual energy costs | 678 | 2499
Btm_Trspt_Disp_OM_Cost | C | 3.5 | C3-57 | Table C-33 | btm_trspt_disp_OM_energy_rate_per_kWh | Number (Double) | 2009 rate per kWh for energy | 679 | 2500
Btm_Trspt_Disp_OM_Cost | C | 3.5 | C3-57 | Table C-33 | btm_trspt_disp_OM_energy_staff_kWh/hr | Number (Double) | 2009 consumption kWh/hr for energy | 680 | 2501
Btm_Trspt_Disp_OM_Cost | C | 3.5 | C3-57 | Table C-33 | btm_trspt_disp_OM_ash_rmvl_2009_cost | Number (Double) | 2009 Annual cost for ash removal/disposal fee | 681 | 2502
Btm_Trspt_Disp_OM_Cost | C | 3.5 | C3-57 | Table C-33 | btm_trspt_disp_OM_other1_desc | Text | 2009 Other (1) annual cost | 682 | 2503
Btm_Trspt_Disp_OM_Cost | C | 3.5 | C3-57 | Table C-33 | btm_trspt_disp_OM_other1_2009_cost | Number (Double) | Description of other (1) annual cost | 683 | 2504
Btm_Trspt_Disp_OM_Cost | C | 3.5 | C3-57 | Table C-33 | btm_trspt_disp_OM_other2_desc | Text | 2009 Other (2) annual cost | 684 | 2505
Btm_Trspt_Disp_OM_Cost | C | 3.5 | C3-57 | Table C-33 | btm_trspt_disp_OM_other2_2009_cost | Number (Double) | Description of other (2) annual cost | 685 | 2506
Btm_Trspt_Disp_OM_Cost | C | 3.5 | C3-57 | Table C-33 | btm_trspt_disp_OM_total_2009_cost | Number (Double) | Total 2009 Annual Cost for transport and disposal | 686 | 2507
Btm_Wet_Market | C | 3.2 | Plant_ID | Table C-25 | plant_id | Number (Double) | Plant identification number | 687 | 2314
Btm_Wet_Market | C | 3.2 | C3-34 | Table C-25 | cbi_btm_wet_mkt | Yes/No | CBI designation checkbox for QC3-34 | 688 | 2315
Btm_Wet_Market | C | 3.2 | C3-34 | Table C-25 | btm_wet_mkt_dest | Text | Destination market of wet bottom ash | 689 | 2316
Btm_Wet_Market | C | 3.2 | C3-34 | Table C-25 | btm_wet_mkt_per_H2O | Number (Double) | Typical percent moisture of wet bottom ash | 690 | 2317
Btm_Wet_Market | C | 3.2 | C3-34 | Table C-25 | btm_wet_mkt_2005_tons | Number (Double) | 2005 tons of wet bottom ash (dry basis) | 691 | 2318
Btm_Wet_Market | C | 3.2 | C3-34 | Table C-25 | btm_wet_mkt_2005_rev | Number (Double) | 2005 gross revenue generated | 692 | 2319
Btm_Wet_Market | C | 3.2 | C3-34 | Table C-25 | btm_wet_mkt_2007_tons | Number (Double) | 2007 tons of wet bottom ash (dry basis) | 693 | 2320
Btm_Wet_Market | C | 3.2 | C3-34 | Table C-25 | btm_wet_mkt_2007_rev | Number (Double) | 2007 gross revenue generated | 694 | 2321
Btm_Wet_Market | C | 3.2 | C3-34 | Table C-25 | btm_wet_mkt_2009_tons | Number (Double) | 2009 tons of wet bottom ash (dry basis) | 695 | 2322
Btm_Wet_Market | C | 3.2 | C3-34 | Table C-25 | btm_wet_mkt_2009_rev | Number (Double) | 2009 gross revenue generated | 696 | 2323
Carbon_Capture | A | 11 | Plant_ID | Table A-15 | plant_id | Number (Double) | Plant identification number. | 697 | 600
Carbon_Capture | A | 11 | A11-1 | Table A-15 | CCS_id | Text | Carbon Capture System identification number. | 698 | 601
Carbon_Capture | A | 11 | A11-1 | Table A-15 | cbi_CCS_tbl | Yes/No | CBI designation checkbox for Q A11-1, Table A-15. | 699 | 602
Carbon_Capture | A | 11 | A11-1 | Table A-15 | CCS_status | Text | Indicates whether the carbon capture system was either operating in 2009 or is planned. | 700 | 603
Carbon_Capture | A | 11 | A11-1 | Table A-15 | CCS_type | Text | Indicates the type of carbon capture control system. | 701 | 604
Carbon_Capture | A | 11 | A11-1 | Table A-15 | CCS_seunit1 | Text | SE Unit 1 corresponds to the carbon capture system. | 702 | 605
Carbon_Capture | A | 11 | A11-1 | Table A-15 | CCS_seunit2 | Text | SE Unit 2 corresponds to the carbon capture system. | 703 | 606
Carbon_Capture | A | 11 | A11-1 | Table A-15 | CCS_seunit3 | Text | SE Unit 3 corresponds to the carbon capture system. | 704 | 607
Carbon_Capture | A | 11 | A11-1 | Table A-15 | CCS_seunit4 | Text | SE Unit 4 corresponds to the carbon capture system. | 705 | 608
Carbon_Capture | A | 11 | A11-1 | Table A-15 | CCS_seunit5 | Text | SE Unit 5 corresponds to the carbon capture system. | 706 | 609
Carbon_Capture | A | 11 | A11-1 | Table A-15 | CCS_seunit6 | Text | SE Unit 6 corresponds to the carbon capture system. | 707 | 610
Carbon_Capture | A | 11 | A11-1 | Table A-15 | CCS_seunit7 | Text | SE Unit 7 corresponds to the carbon capture system. | 708 | 611
Carbon_Capture | A | 11 | A11-1 | Table A-15 | CCS_seunit8 | Text | SE Unit 8 corresponds to the carbon capture system. | 709 | 612
Carbon_Capture | A | 11 | A11-1 | Table A-15 | CCS_seunit9 | Text | SE Unit 9 corresponds to the carbon capture system. | 710 | 613
Carbon_Capture | A | 11 | A11-1 | Table A-15 | CCS_seunit10 | Text | SE Unit 10 corresponds to the carbon capture system. | 711 | 614
Carbon_Capture | A | 11 | A11-1 | Table A-15 | CCS_seunit_other | Text | Description of other SE Unit(s) that correspond to the carbon capture system. | 712 | 615
Carbon_Capture | A | 11 | A11-1 | Table A-15 | CCS_install_mo | Text | Month of installation of carbon capture system. | 713 | 616
Carbon_Capture | A | 11 | A11-1 | Table A-15 | CCS_install_yr | Number (Double) | Year of installation of carbon capture system. | 714 | 617
Carbon_Capture | A | 11 | A11-1 | Table A-15 | CCS_scale | Text | Indicates whether the carbon capture system is full scale or pilot scale. | 715 | 618
Carbon_Capture | A | 11 | A11-1 | Table A-15 | CCS_per_FG | Number (Double) | The percent of flue gas treated by the carbon capture system. | 716 | 619
Carbon_Capture_Studies | A | 11 | Plant_ID |  | plant_id | Number (Double) | Plant identification number. | 717 | 620
Carbon_Capture_Studies | A | 11 | A11-2 |  | cbi_CCS_process | Yes/No | CBI designation checkbox for Q A11-2. | 718 | 621
Carbon_Capture_Studies | A | 11 | A11-2 |  | CCS_process | Memo | Description of all pilot and full scale carbon capture control processes that the plant is currently operating, constructing/installing, or planning to construct/install by Dec 31, 2010. | 719 | 622
Carbon_Capture_Studies | A | 11 | A11-3 |  | cbi_CCS_study_WW | Yes/No | CBI designation checkbox for Q A11-3. | 720 | 623
Carbon_Capture_Studies | A | 11 | A11-3 |  | CCS_study_WW | Text | Yes/no response to whether the plant has ever operated any full or pilot scale carbon capture control systems that evaluated the process wastewaters generated by the technology. | 721 | 624
Carbon_Capture_Studies | A | 11 | A11-4 |  | cbi_CCS_report | Yes/No | CBI designation checkbox for Q A11-4. | 722 | 625
Carbon_Capture_Studies | A | 11 | A11-4 |  | CCS_report_company | Text | Name of company whose carbon capture control system technology was tested. | 723 | 626
Carbon_Capture_Studies | A | 11 | A11-4 |  | CCS_report_start | Text | State date of the carbon capture control system study. | 724 | 627
Carbon_Capture_Studies | A | 11 | A11-4 |  | CCS_report_end | Text | End date of the carbon capture control system study. | 725 | 628
Carbon_Capture_Studies | A | 11 | A11-4 |  | CCS_report_attach | Text | The plant attached the final technical evaluation report. | 726 | 629
Carbon_Capture_Studies | A | 11 | A11-4 |  | CCS_report_notattach | Text | The plant did not attach the final technical evaluation report. | 727 | 630
Carbon_Capture_Studies | A | 11 | A11-4 |  | CCS_report_notattach_desc | Text | Explanation for why the plant did not attach the final technical evaluation report. | 728 | 631
Carbon_Capture_Studies | A | 11 | A11-5 |  | cbi_CCS_wastewater | Yes/No | CBI designation checkbox for Q A11-5. | 729 | 632
Carbon_Capture_Studies | A | 11 | A11-5 |  | CCS_wastewater_gpm | Number (Double) | The typical flow volume of process wastewater generated from the carbon capture system in gpm. | 730 | 633
Carbon_Capture_Studies | A | 11 | A11-5 |  | CCS_wastewater_hpd | Number (Double) | The typical flow volume of process wastewater generated from the carbon capture system in hpd. | 731 | 634
Carbon_Capture_Studies | A | 11 | A11-5 |  | CCS_wastewater_dpy | Number (Double) | The typical flow volume of process wastewater generated from the carbon capture system in dpy. | 732 | 635
Carbon_Capture_Studies | A | 11 | A11-6 |  | cbi_CCS_characterize_WW | Yes/No | CBI designation checkbox for Q A11-6. | 733 | 636
Carbon_Capture_Studies | A | 11 | A11-6 |  | CCS_characterize_WW | Text | Yes/no response to whether characterization samples of the carbon capture wastewater collected during the study. | 734 | 637
Carbon_Capture_Studies | A | 11 | A11-6 |  | CCS_results_attach | Text | The plant attached the analytical results of the carbon capture wastewater characterization. | 735 | 638
Carbon_Capture_Studies | A | 11 | A11-6 |  | CCS_results_notattach | Text | The plant did not attach the analytical results of the carbon capture wastewater characterization. | 736 | 639
Carbon_Capture_Studies | A | 11 | A11-6 |  | CCS_results_notattach_desc | Text | Explanation for why the plant did not attached the analytical results of the carbon capture wastewater characterization. | 737 | 640
Clsd_Pond_Unit | D | 4.2 | Plant_ID |  | plant_id | Number (Double) | Plant identification number. | 738 | 2766
Clsd_Pond_Unit | D | 4.2 | Pond_ID |  | Pond_ID | Text | Pond/impoundment system identification. | 739 | 2767
Clsd_Pond_Unit | D | 4.2 | D4-14 |  | cbi_Clsd_Pond_Date | Yes/No | CBI designation checkbox for QD4-14. | 740 | 2768
Clsd_Pond_Unit | D | 4.2 | D4-14 |  | Clsd_Pond_Date | Date/Time | Date pond was closed. | 741 | 2769
Clsd_Pond_Unit | D | 4.2 | D4-14 |  | Clsd_Pond_Life | Number (Double) | Life of pond unit in actual years. | 742 | 2770
Clsd_Pond_Unit | D | 4.2 | D4-14 |  | Clsd_Pond_Cells | Number (Double) | Number of cells in pond unit. | 743 | 2771
Clsd_Pond_Unit | D | 4.2 | D4-16 |  | cbi_Clsd_Pond_Liner | Yes/No | CBI designation checkbox for QD4-16. | 744 | 2772
Clsd_Pond_Unit | D | 4.2 | D4-16 |  | Clsd_Pond_Liner | Text | Yes/no if pond has a liner. | 745 | 2773
Clsd_Pond_Unit | D | 4.2 | D4-17 |  | cbi_Clsd_Pond_Cap | Yes/No | CBI designation checkbox for QD4-17. | 746 | 2774
Clsd_Pond_Unit | D | 4.2 | D4-17 |  | Clsd_Pond_Cap | Text | Yes/no if pond has a cap/cover. | 747 | 2775
Clsd_Pond_Unit | D | 4.2 | D4-18 |  | cbi_Clsd_Pond_Expand | Yes/No | CBI designation checkbox for QD4-18. | 748 | 2776
Clsd_Pond_Unit | D | 4.2 | D4-18 |  | Clsd_Pond_Expand | Text | Yes/no if the pond was expanded during its life. | 749 | 2777
Clsd_Pond_Unit | D | 4.2 | D4-19 |  | cbi_Clsd_Expand_Type | Yes/No | CBI designation checkbox for QD4-19. | 750 | 2778
Clsd_Pond_Unit | D | 4.2 | D4-19 |  | Clsd_Expand_Type | Text | Indication of type of expansion: lateral, vertical, or both. | 751 | 2779
Clsd_Pond_Unit | D | 4.2 | D4-20 |  | cbi_Clsd_Expand_Desc | Yes/No | CBI designation checkbox for QD4-20. | 752 | 2780
Clsd_Pond_Unit | D | 4.2 | D4-20 |  | Clsd_Expand_Desc | Text | Plant provided description of expansions since 1/1/2000. | 753 | 2781
Clsd_Pond_Unit | D | 4.2 | D4-20 |  | Clsd_Expand_Cost | Number (Double) | Total cost of expansions since 1/1/2000. | 754 | 2782
Clsd_Pond_Unit | D | 4.2 | D4-21 |  | cbi_Close_Plan | Yes/No | CBI designation checkbox for qD4-21. | 755 | 2783
Clsd_Pond_Unit | D | 4.2 | D4-21 |  | Close_Plan | Text | Yes/no if the plant has a closure plan for the pond unit. | 756 | 2784
Clsd_Pond_Unit | D | 4.2 | D4-22 |  | cbi_Close_Desc | Yes/No | CBI designation checkbox for QD4-22. | 757 | 2785
Clsd_Pond_Unit | D | 4.2 | D4-22 |  | Close_Desc | Memo | Plant provided description of closure plan. | 758 | 2786
Clsd_Pond_Unit | D | 4.2 | D4-22 |  | Close_Plan_Attached | Text | Checkbox to indicate if closure plan is attached. | 759 | 2787
Clsd_Pond_Unit | D | 4.2 | D4-23 |  | cbi_Build_On_Clsd | Yes/No | CBI designation checkbox for QD4-23. | 760 | 2788
Clsd_Pond_Unit | D | 4.2 | D4-23 |  | Build_On_Clsd | Text | Yes/no if plant has built any structures on top of closed pond. | 761 | 2789
Clsd_Pond_Unit | D | 4.2 | D4-23 |  | Build_On_Clsd_Desc | Text | Plant provided description of structure and challenges in building on closed pond. | 762 | 2790
Clsd_Pond_Unit | D | 4.2 | D4-24 |  | cbi_Long_Monitoring | Yes/No | CBI designation checkbox for QD4-24. | 763 | 2791
Clsd_Pond_Unit | D | 4.2 | D4-24 |  | Long_Monitoring | Text | Yes/no if plant performs or intends to perform long-term groundwater, soil, or overflow monitoring of pond. | 764 | 2792
Clsd_Pond_Unit | D | 4.2 | D4-24 |  | Long_Monitoring_Plan | Text | Description of monitoring plan. | 765 | 2793
Clsd_Pond_Unit_Cap | D | 4.2 | Plant_ID | Table D-10 | plant_id | Number (Double) | Plant identification number. | 766 | 2813
Clsd_Pond_Unit_Cap | D | 4.2 | Pond_ID | Table D-10 | Pond_ID | Text | Pond/impoundment identification. | 767 | 2814
Clsd_Pond_Unit_Cap | D | 4.2 | D4-17 | Table D-10 | cbi_Clsd_Pond_Cap | Yes/No | CBI designation checkbox for QD4-17. | 768 | 2815
Clsd_Pond_Unit_Cap | D | 4.2 | D4-17 | Table D-10 | Clsd_Cap_Nmbr | Number (Double) | Cap/cover layer number (numbered from inner to outer layer). | 769 | 2816
Clsd_Pond_Unit_Cap | D | 4.2 | D4-17 | Table D-10 | Clsd_Cap_Type | Text | Type of cap/cover: compacted clay, geosynthetic clay, vegetative, HPDE, or other. | 770 | 2817
Clsd_Pond_Unit_Cap | D | 4.2 | D4-17 | Table D-10 | Clsd_Cap_Type_Other | Text | Plant provided explanation for 'other'. | 771 | 2818
Clsd_Pond_Unit_Cap | D | 4.2 | D4-17 | Table D-10 | Clsd_Cap_Thick | Number (Double) | Thickness of cap/cover in cm. | 772 | 2819
Clsd_Pond_Unit_Cap | D | 4.2 | D4-17 | Table D-10 | Clsd_Cap_Perm | Number (Double) | Permeability of cap/cover in cm/sec. | 773 | 2820
Clsd_Pond_Unit_Dimensions | D | 4.2 | Plant_ID | Table D-8 | plant_id | Number (Double) | Plant identification number. | 774 | 2794
Clsd_Pond_Unit_Dimensions | D | 4.2 | Pond_ID | Table D-8 | Pond_ID | Text | Pond/impoundment system identification. | 775 | 2795
Clsd_Pond_Unit_Dimensions | D | 4.2 | D4-15 | Table D-8 | cbi_Clsd_Pond_Dimensions | Yes/No | CBI designation checkbox for QD4-15. | 776 | 2796
Clsd_Pond_Unit_Dimensions | D | 4.2 | D4-15 | Table D-8 | Clsd_Status | Text | Status of dimension: original or end of life. | 777 | 2797
Clsd_Pond_Unit_Dimensions | D | 4.2 | D4-15 | Table D-8 | Clsd_Volume | Number (Double) | Volume of pond unit in ft3. | 778 | 2798
Clsd_Pond_Unit_Dimensions | D | 4.2 | D4-15 | Table D-8 | Clsd_SA | Number (Double) | Surface area of pond in ft2. | 779 | 2799
Clsd_Pond_Unit_Dimensions | D | 4.2 | D4-15 | Table D-8 | Clsd_Bot_Elevation | Number (Double) | Bottom elevation of pond in ft. | 780 | 2800
Clsd_Pond_Unit_Dimensions | D | 4.2 | D4-15 | Table D-8 | Clsd_Top_Elevation | Number (Double) | Top elevation of pond in ft, height of berm/dam. | 781 | 2801
Clsd_Pond_Unit_Dimensions | D | 4.2 | D4-15 | Table D-8 | Clsd_Freeboard | Number (Double) | Freeboard height in ft. | 782 | 2802
Clsd_Pond_Unit_Dimensions | D | 4.2 | D4-15 | Table D-8 | Clsd_Max_Ht_Berms | Number (Double) | Maximum height of berm/dams above grade in ft. | 783 | 2803
Clsd_Pond_Unit_Dimensions | D | 4.2 | D4-15 | Table D-8 | Clsd_Tot_Solids | Text | Total amount of solids placed in the pond in tons. | 784 | 2804
Clsd_Pond_Unit_Liner | D | 4.2 | Plant_ID | Table D-9 | plant_id | Number (Double) | Pond identification number. | 785 | 2805
Clsd_Pond_Unit_Liner | D | 4.2 | Pond_ID | Table D-9 | Pond_ID | Text | Pond/impoundment identification. | 786 | 2806
Clsd_Pond_Unit_Liner | D | 4.2 | D4-16 | Table D-9 | cbi_Clsd_Pond_Liner | Yes/No | CBI designation checkbox for QD4-16. | 787 | 2807
Clsd_Pond_Unit_Liner | D | 4.2 | D4-16 | Table D-9 | Clsd_Liner_Nmbr | Number (Double) | Liner layer number (numbered from inner to outer layer). | 788 | 2808
Clsd_Pond_Unit_Liner | D | 4.2 | D4-16 | Table D-9 | Clsd_Liner_Type | Text | Type of liner: compacted clay, geosynthetic clay, HPDE, or other. | 789 | 2809
Clsd_Pond_Unit_Liner | D | 4.2 | D4-16 | Table D-9 | Clsd_Liner_Type_Other | Text | Plant provided explanation for 'other'. | 790 | 2810
Clsd_Pond_Unit_Liner | D | 4.2 | D4-16 | Table D-9 | Clsd_Liner_Thick | Number (Double) | Thickness of liner layer in cm. | 791 | 2811
Clsd_Pond_Unit_Liner | D | 4.2 | D4-16 | Table D-9 | Clsd_Liner_Perm | Number (Double) | Permeability of liner layer in cm/sec. | 792 | 2812
Coal_Processing | A | 13 | Plant_ID |  | plant_id | Number (Double) | Plant identification number. | 793 | 723
Coal_Processing | A | 13 | A13-1 |  | cbi_coal_process | Yes/No | CBI designation checkbox for Q A13-1. | 794 | 724
Coal_Processing | A | 13 | A13-1 |  | coal_process | Text | Yes/no response to whether the plant stores of processes any coal on-site in 2009. | 795 | 725
Coal_Processing | A | 13 | A13-2 |  | cbi_cpr_flow | Yes/No | CBI designation checkbox for Q A13-2. | 796 | 726
Coal_Processing | A | 13 | A13-2 |  | cpr_flow_gpy | Number (Double) | The amount in gpy of coal pile runoff discharge in 2009. | 797 | 727
Coal_Processing | A | 13 | A13-2 |  | cpr_flow_days | Number (Double) | The number of days of coal pile runoff discharge in 2009. | 798 | 728
Coal_Processing | A | 13 | A13-3 |  | cbi_cpr_pH | Yes/No | CBI designation checkbox for Q A13-3. | 799 | 729
Coal_Processing | A | 13 | A13-3 |  | cpr_pH | Text | Yes/no response to whether coal pile runoff was monitored for pH. | 800 | 730
Coal_Processing | A | 13 | A13-3 |  | cpr_pH_min | Number (Double) | Minimum pH of coal pile runoff in standard units. | 801 | 731
Coal_Processing | A | 13 | A13-3 |  | cpr_pH_max | Number (Double) | Maximum pH of coal pile runoff in standard units. | 802 | 732
Coal_Processing | A | 13 | A13-3 |  | cpr_pH_med | Number (Double) | Median pH of coal pile runoff in standard units. | 803 | 733
Coal_Processing | A | 13 | A13-4 |  | cbi_cpr_pond | Yes/No | CBI designation checkbox for Q A13-4. | 804 | 734
Coal_Processing | A | 13 | A13-4 |  | cpr_pond | Text | Yes/no question to whether coal pile runoff is transferred to a pond/impoundment. | 805 | 735
Coal_Processing | A | 13 | A13-4 |  | cpr_pond_seg | Text | The coal pile runoff is transferred to a segregated pond/impoundment. | 806 | 736
Coal_Processing | A | 13 | A13-4 |  | cpr_pond_seg_pondID | Text | The segregated pond/impoundment unit ID to which the coal pile runoff is transferred. | 807 | 737
Coal_Processing | A | 13 | A13-4 |  | cpr_pond_com | Text | The coal pile runoff is transferred to a commingled pond/impoundment. | 808 | 738
Coal_Processing | A | 13 | A13-4 |  | cpr_pond_com_pondID | Text | The commingled pond/impoundment unit ID to which the coal pile runoff is transferred. | 809 | 739
Coal_Processing | A | 13 | A13-5 |  | cbi_cpr_dest | Yes/No | CBI designation checkbox for Q A13-5. | 810 | 740
Coal_Processing | A | 13 | A13-5 |  | cpr_dest_recyc | Text | The coal pile runoff is immediately recycled back to a plant process. | 811 | 741
Coal_Processing | A | 13 | A13-5 |  | cpr_dest_recyc_ashsluice | Text | The coal pile runoff is immediately reused in fly or bottom ash sluicing. | 812 | 742
Coal_Processing | A | 13 | A13-5 |  | cpr_dest_recyc_fgd | Text | The coal pile runoff is immediately reused in flue gas desulfurization processes. | 813 | 743
Coal_Processing | A | 13 | A13-5 |  | cpr_dest_recyc_other | Text | the coal pile runoff is immediately recycled back to another plant process. | 814 | 744
Coal_Processing | A | 13 | A13-5 |  | cpr_dest_recyc_other_desc | Text | Description of the other plant process the coal pile runoff is immediately recycled back to. | 815 | 745
Coal_Processing | A | 13 | A13-5 |  | cpr_dest_treat | Text | The coal pile runoff is transferred to an on-site treatment system. | 816 | 746
Coal_Processing | A | 13 | A13-5 |  | cpr_dest_treat_pond | Text | The coal pile runoff is treated by a settling pond. | 817 | 747
Coal_Processing | A | 13 | A13-5 |  | cpr_dest_treat_pH | Text | The coal pile runoff is treated by pH adjustment. | 818 | 748
Coal_Processing | A | 13 | A13-5 |  | cpr_dest_treat_chemprec | Text | The coal pile runoff is treated by a chemical precipitation system. | 819 | 749
Coal_Processing | A | 13 | A13-5 |  | cpr_dest_treat_wetlands | Text | The coal pile runoff is treated by constructed wetlands. | 820 | 750
Coal_Processing | A | 13 | A13-5 |  | cpr_dest_treat_other | Text | The coal pile runoff is treated by another treatment system. | 821 | 751
Coal_Processing | A | 13 | A13-5 |  | cpr_dest_treat_other_desc | Text | Description of the other treatment system that treats coal pile runoff. | 822 | 752
Coal_Processing | A | 13 | A13-5 |  | cpr_dest_NPDES | Text | The coal pile runoff is discharged to surface water. | 823 | 753
Coal_Processing | A | 13 | A13-5 |  | cpr_dest_NPDES_outfall | Text | The NPDES permitted outfall number to which the coal pile runoff is discharged to. | 824 | 754
Coal_Processing | A | 13 | A13-5 |  | cpr_dest_POTW | Text | The coal pile runoff is indirectly discharged to a publically or privately owned treatment works. | 825 | 755
Coal_Processing | A | 13 | A13-5 |  | cpr_dest_other | Text | The coal pile runoff is transferred to another destination. | 826 | 756
Coal_Processing | A | 13 | A13-5 |  | cpr_dest_other_desc | Text | Description of the other destination the coal pile runoff is transferred to. | 827 | 757
Coal_Processing | A | 13 | A13-6 |  | cbi_coal_wash | Yes/No | CBI designation checkbox for Q A13-6. | 828 | 758
Coal_Processing | A | 13 | A13-6 |  | coal_wash | Text | Yes/no response to whether the plant washes coal on site. | 829 | 759
Coal_Processing | A | 13 | A13-6 |  | coal_wash_gpm | Number (Double) | The average volume in gpm of coal wash water generated by the plant. | 830 | 760
Coal_Processing | A | 13 | A13-6 |  | coal_wash_hpd | Number (Double) | The average duration in hpd of coal wash water generation. | 831 | 761
Coal_Processing | A | 13 | A13-6 |  | coal_wash_dpy | Number (Double) | The average frequency in dpy of coal wash water generation. | 832 | 762
Coal_Processing | A | 13 | A13-7 |  | cbi_coal_wash_dest | Yes/No | CBI designation checkbox for Q A13-7. | 833 | 763
Coal_Processing | A | 13 | A13-7 |  | coal_wash_dest_recyc | Text | The coal wash water is immediately recycled back to a plant process. | 834 | 764
Coal_Processing | A | 13 | A13-7 |  | coal_wash_dest_recyc_ashsluice | Text | The coal wash water is reused in fly or bottom ash sluicing. | 835 | 765
Coal_Processing | A | 13 | A13-7 |  | coal_wash_dest_recyc_fgd | Text | The coal wash water is reused in flue gas desulfurization processes. | 836 | 766
Coal_Processing | A | 13 | A13-7 |  | coal_wash_dest_recyc_other | Text | The coal wash water is recycled to another plant process. | 837 | 767
Coal_Processing | A | 13 | A13-7 |  | coal_wash_dest_recyc_other_desc | Text | Description of the other plant process to which the coal wash water is recycled. | 838 | 768
Coal_Processing | A | 13 | A13-7 |  | coal_wash_dest_pond | Text | The coal wash water is transferred to a pond/impoundment. | 839 | 769
Coal_Processing | A | 13 | A13-7 |  | coal_wash_dest_pond_IDs | Text | The pond/impoundment IDs that the coal wash water is transferred to. | 840 | 770
Coal_Processing | A | 13 | A13-7 |  | coal_wash_dest_treat | Text | The coal wash water is transferred to an on-site treatment system. | 841 | 771
Coal_Processing | A | 13 | A13-7 |  | coal_wash_dest_treat_pond | Text | The coal wash water is treated with a settling pond. | 842 | 772
Coal_Processing | A | 13 | A13-7 |  | coal_wash_dest_treat_bio_aer | Text | The coal wash water is treated with an aerobic biological reactor. | 843 | 773
Coal_Processing | A | 13 | A13-7 |  | coal_wash_dest_treat_bio_anaer | Text | The coal wash water is treated with an anaerobic biological reactor. | 844 | 774
Coal_Processing | A | 13 | A13-7 |  | coal_wash_dest_treat_chemprec | Text | The coal wash water is treated with a chemical precipitation system. | 845 | 775
Coal_Processing | A | 13 | A13-7 |  | coal_wash_dest_treat_wetlands | Text | The coal wash water is treated with constructed wetlands. | 846 | 776
Coal_Processing | A | 13 | A13-7 |  | coal_wash_dest_treat_other | Text | The coal wash water is treated with another treatment technology. | 847 | 777
Coal_Processing | A | 13 | A13-7 |  | coal_wash_dest_treat_other_desc | Text | Description of the other coal wash water treatment technology. | 848 | 778
Coal_Processing | A | 13 | A13-7 |  | coal_wash_dest_NPDES | Text | The coal wash water is discharged to surface water. | 849 | 779
Coal_Processing | A | 13 | A13-7 |  | coal_wash_dest_NPDES_outfall | Text | The NPDES permitted outfall number to which the coal wash water is discharged. | 850 | 780
Coal_Processing | A | 13 | A13-7 |  | coal_wash_dest_POTW | Text | The coal wash water is indirectly discharged to a publically or privately owned treatment works. | 851 | 781
Coal_Processing | A | 13 | A13-7 |  | coal_wash_dest_other | Text | The coal wash water is transferred to another destination. | 852 | 782
Coal_Processing | A | 13 | A13-7 |  | coal_wash_dest_other_desc | Text | Description of the other destination that the coal wash water is transferred to. | 853 | 783
Coal_Processing | A | 13 | A13-8 |  | cbi_coal_blend | Yes/No | CBI designation checkbox for Q A13-8. | 854 | 784
Coal_Processing | A | 13 | A13-8 |  | coal_blend | Text | Yes/no response to whether the plant blended more than one type of coal together on site during 2009. | 855 | 785
Coal_Processing | A | 13 | A13-9 |  | cbi_cb_wastewater | Yes/No | CBI designation checkbox for Q A13-9. | 856 | 786
Coal_Processing | A | 13 | A13-9 |  | cb_wastewater | Text | Yes/no response to whether the plant generates any process wastewater associated with the blending of the coals in 2009. | 857 | 787
Coal_Processing | A | 13 | A13-9 |  | cb_wastewater_amt | Number (Double) | The volume of process wastewater generated by the blending of coal in 2009. | 858 | 788
Coal_Processing | A | 13 | A13-9 |  | cb_wastewater_unit | Text | The units that the volume of process wastewater generated by the blending of coal in 2009 is in. | 859 | 789
Coal_Processing | A | 13 | A13-9 |  | cb_wastewater_day | Number (Double) | The number of days that process wastewater was generated by the blending of coal in 2009. | 860 | 790
Coal_Processing | A | 13 | A13-10 |  | cbi_coal_pulv | Yes/No | CBI designation checkbox for Q A13-10. | 861 | 791
Coal_Processing | A | 13 | A13-10 |  | coal_pulv | Text | Yes/no response to whether the plant pulverized coal for use in any boiler in 2009. | 862 | 792
Coal_Processing | A | 13 | A13-11 |  | cbi_cp_wastewater | Yes/No | CBI designation checkbox for Q A13-11. | 863 | 793
Coal_Processing | A | 13 | A13-11 |  | cp_wastewater | Text | Yes/no response to whether any water was used in the coal pulverization process, other than that used for sluicing mill rejects. | 864 | 794
Coal_Processing | A | 13 | A13-11 |  | cp_wastewater_amt | Number (Double) | The volume of coal pulverization process wastewater generated in 2009. | 865 | 795
Coal_Processing | A | 13 | A13-11 |  | cp_wastewater_unit | Text | The units the volume of coal pulverization process wastewater generated in 2009 is in. | 866 | 796
Coal_Processing | A | 13 | A13-11 |  | cp_wastewater_day | Number (Double) | The number of days that coal pulverization process wastewater was generated in 2009 | 867 | 797
Coal_Processing | A | 13 | A13-12 |  | cbi_mill_sluice | Yes/No | CBI designation checkbox for Q A13-12. | 868 | 798
Coal_Processing | A | 13 | A13-12 |  | mill_sluice | Text | Yes/no response to whether mill rejects sluiced in 2009. | 869 | 799
Coal_Processing | A | 13 | A13-12 |  | mill_sluice_amt | Number (Double) | The volume of mill rejects sluice water generated in 2009. | 870 | 800
Coal_Processing | A | 13 | A13-12 |  | mill_sluice_unit | Text | The units the volume of mill rejects sluice water generated in 2009 is in. | 871 | 801
Coal_Processing | A | 13 | A13-12 |  | mill_sluice_day | Number (Double) | The number of days mill rejects sluice water was generated in 2009. | 872 | 802
Coal_Processing | A | 13 | A13-13 |  | cbi_mill_sluice_commingle | Yes/No | CBI designation checkbox for Q A13-13. | 873 | 803
Coal_Processing | A | 13 | A13-13 |  | mill_sluice_commingle | Text | Response to whether mill rejects were sluiced separately or were sluiced with fly and/or bottom ash. | 874 | 804
Coal_Processing | A | 13 | A13-14 |  | cbi_mill_pyritic | Yes/No | CBI designation checkbox for Q A13-14. | 875 | 805
Coal_Processing | A | 13 | A13-14 |  | mill_pyritic | Text | Response to whether mill rejects pyritic. | 876 | 806
Coal_Processing | A | 13 | A13-15 |  | cbi_mill_dispose | Yes/No | CBI designation checkbox for Q A13-15. | 877 | 807
Coal_Processing | A | 13 | A13-15 |  | mill_dispose_pond | Text | Mill rejects are stored in/transferred to a pond/impoundment reported in Table A-4. | 878 | 808
Coal_Processing | A | 13 | A13-15 |  | mill_dispose_pond_tpd | Number (Double) | The amount of mill rejects in tons per day that are stored in/transferred to a pond/impoundment. | 879 | 809
Coal_Processing | A | 13 | A13-15 |  | mill_dispose_pond_fa | Text | Mill rejects are combined with fly ash in pond/impoundment. | 880 | 810
Coal_Processing | A | 13 | A13-15 |  | mill_dispose_pond_ba | Text | Mill rejects are combined with bottom ash in pond/impoundment. | 881 | 811
Coal_Processing | A | 13 | A13-15 |  | mill_dispose_pond_no_ash | Text | Mill rejects are not combined with fly or bottom ash in pond/impoundment. | 882 | 812
Coal_Processing | A | 13 | A13-15 |  | mill_dispose_landfill | Text | Mill rejects are stored in/transferred to a landfill reported in Table A-6 | 883 | 813
Coal_Processing | A | 13 | A13-15 |  | mill_dispose_landfill_tpd | Number (Double) | The amount of mill rejects in tons per day that are stored in/transferred to a landfill. | 884 | 814
Coal_Processing | A | 13 | A13-15 |  | mill_dispose_offsite | Text | Mill rejects are hauled off site for disposal. | 885 | 815
Coal_Processing | A | 13 | A13-15 |  | mill_dispose_offsite_tpd | Number (Double) | The amount of mill rejects in tons per day that are hauled off site for disposal. | 886 | 816
Coal_Processing | A | 13 | A13-15 |  | mill_dispose_other | Text | Mill rejects are transferred to another destination. | 887 | 817
Coal_Processing | A | 13 | A13-15 |  | mill_dispose_other_desc | Text | Description of the other destination that mill rejects are transferred to. | 888 | 818
Coal_Processing | A | 13 | A13-15 |  | mill_dispose_other_tpd | Number (Double) | The amount of mill rejects in tons per day that are transferred to this other destination. | 889 | 819
Coal_Processing | A | 13 | A13-16 |  | cbi_igcc_2009 | Yes/No | CBI designation checkbox for Q A13-16. | 890 | 820
Coal_Processing | A | 13 | A13-16 |  | igcc_2009 | Text | Response to whether the plant gasified coal, petroleum coke, or oil to operate an IGCC generating unit during 2009. | 891 | 821
Coal_Processing | A | 13 | A13-17 |  | cbi_igcc_pl | Yes/No | CBI designation checkbox for Q A13-17. | 892 | 822
Coal_Processing | A | 13 | A13-17 |  | igcc_pl | Text | Response to whether the plant is currently operating, currently constructing/installing, or planning to construct/install by December 31, 2015 an IGCC generating unit that was not in operation during 2009 | 893 | 823
Cooling_Systems | A | 7 | Plant_ID | Table A-10 | plant_id | Number (Double) | Plant identification number. | 894 | 320
Cooling_Systems | A | 7 | A7-1 | Table A-10 | cs_id | Text | EPA-assigned Cooling System ID for systems the plant is currently constructing/installing or planning to construct/install by December 31, 2015. | 895 | 321
Cooling_Systems | A | 7 | A7-1 | Table A-10 | cbi_cs_tbl | Yes/No | CBI designation checkbox for A7-1. | 896 | 322
Cooling_Systems | A | 7 | A7-1 | Table A-10 | cs_type | Text | Type of condenser cooling system. | 897 | 323
Cooling_Systems | A | 7 | A7-1 | Table A-10 | cs_type_other | Text | Description of the Other type of cooling system. | 898 | 324
Cooling_Systems | A | 7 | A7-1 | Table A-10 | cs_seunit1 | Text | Checkbox for steam electric unit 1. | 899 | 325
Cooling_Systems | A | 7 | A7-1 | Table A-10 | cs_seunit2 | Text | Checkbox for steam electric unit 2. | 900 | 326
Cooling_Systems | A | 7 | A7-1 | Table A-10 | cs_seunit3 | Text | Checkbox for steam electric unit 3. | 901 | 327
Cooling_Systems | A | 7 | A7-1 | Table A-10 | cs_seunit4 | Text | Checkbox for steam electric unit 4. | 902 | 328
Cooling_Systems | A | 7 | A7-1 | Table A-10 | cs_seunit5 | Text | Checkbox for steam electric unit 5. | 903 | 329
Cooling_Systems | A | 7 | A7-1 | Table A-10 | cs_seunit6 | Text | Checkbox for steam electric unit 6. | 904 | 330
Cooling_Systems | A | 7 | A7-1 | Table A-10 | cs_seunit7 | Text | Checkbox for steam electric unit 7. | 905 | 331
Cooling_Systems | A | 7 | A7-1 | Table A-10 | cs_seunit8 | Text | Checkbox for steam electric unit 8. | 906 | 332
Cooling_Systems | A | 7 | A7-1 | Table A-10 | cs_seunit9 | Text | Checkbox for steam electric unit 9. | 907 | 333
Cooling_Systems | A | 7 | A7-1 | Table A-10 | cs_seunit10 | Text | Checkbox for steam electric unit 10. | 908 | 334
Cooling_Systems | A | 7 | A7-1 | Table A-10 | cs_seunitA | Text | Checkbox for steam electric unit A. | 909 | 335
Cooling_Systems | A | 7 | A7-1 | Table A-10 | cs_seunitB | Text | Checkbox for steam electric unit B. | 910 | 336
Cooling_Systems | A | 7 | A7-1 | Table A-10 | cs_seunitC | Text | Checkbox for steam electric unit C. | 911 | 337
Cooling_Systems | A | 7 | A7-1 | Table A-10 | cs_seunitD | Text | Checkbox for steam electric unit D. | 912 | 338
Cooling_Systems | A | 7 | A7-1 | Table A-10 | cs_chem1_name | Text | Trade name of the first chemical additive added to the cooling system and make-up water system. | 913 | 339
Cooling_Systems | A | 7 | A7-1 | Table A-10 | cs_chem1_man | Text | Manufacturer of the first chemical additive added to the cooling system and make-up water system. | 914 | 340
Cooling_Systems | A | 7 | A7-1 | Table A-10 | cs_chem1_ingred | Text | Active ingredient(s) of the first chemical additive added to the cooling system and make-up water system. | 915 | 341
Cooling_Systems | A | 7 | A7-1 | Table A-10 | cs_chem2_name | Text | Trade name of the second chemical additive added to the cooling system and make-up water system. | 916 | 342
Cooling_Systems | A | 7 | A7-1 | Table A-10 | cs_chem2_man | Text | Manufacturer of the second chemical additive added to the cooling system and make-up water system. | 917 | 343
Cooling_Systems | A | 7 | A7-1 | Table A-10 | cs_chem2_ingred | Text | Active ingredient(s) of the second chemical additive added to the cooling system and make-up water system. | 918 | 344
Cooling_Systems | A | 7 | A7-1 | Table A-10 | cs_chem3_name | Text | Trade name of the third chemical additive added to the cooling system and make-up water system. | 919 | 345
Cooling_Systems | A | 7 | A7-1 | Table A-10 | cs_chem3_man | Text | Manufacturer of the third chemical additive added to the cooling system and make-up water system. | 920 | 346
Cooling_Systems | A | 7 | A7-1 | Table A-10 | cs_chem3_ingred | Text | Active ingredient(s) of the third chemical additive added to the cooling system and make-up water system. | 921 | 347
Cooling_Systems | A | 7 | A7-1 | Table A-10 | cs_chem4_name | Text | Trade name of the fourth chemical additive added to the cooling system and make-up water system. | 922 | 348
Cooling_Systems | A | 7 | A7-1 | Table A-10 | cs_chem4_man | Text | Manufacturer of the fourth chemical additive added to the cooling system and make-up water system. | 923 | 349
Cooling_Systems | A | 7 | A7-1 | Table A-10 | cs_chem4_ingred | Text | Active ingredient(s) of the fourth chemical additive added to the cooling system and make-up water system. | 924 | 350
Cooling_Systems | A | 7 | A7-1 | Table A-10 | cs_chem5_name | Text | Trade name of the fifth chemical additive added to the cooling system and make-up water system. | 925 | 351
Cooling_Systems | A | 7 | A7-1 | Table A-10 | cs_chem5_man | Text | Manufacturer of the fifth chemical additive added to the cooling system and make-up water system. | 926 | 352
Cooling_Systems | A | 7 | A7-1 | Table A-10 | cs_chem5_ingred | Text | Active ingredient(s) of the fifth chemical additive added to the cooling system and make-up water system. | 927 | 353
Cooling_Systems | A | 7 | A7-1 | Table A-10 | cs_gpm | Number (Double) | Typical amount of process wastewater generated/blow down from cooling system (gpm). | 928 | 354
Cooling_Systems | A | 7 | A7-1 | Table A-10 | cs_hpd | Number (Double) | Typical duration of generation/blowdown (hpd). | 929 | 355
Cooling_Systems | A | 7 | A7-1 | Table A-10 | cs_dpy | Number (Double) | Typical frequency of generation/blowdown (dpy). | 930 | 356
CS_General | A | 7 | Plant_ID |  | plant_id | Number (Double) | Plant identification number. | 931 | 357
CS_General | A | 7 | A7-2 |  | cbi_cs_comp | Yes/No | CBI designation checkbox for A7-2. | 932 | 358
CS_General | A | 7 | A7-2 |  | cs_comp_monitor | Text | The plant used waste stream monitoring to demonstrate compliance with limits on priority pollutants for cooling tower blowdown from these cooling systems through monitoring. | 933 | 359
CS_General | A | 7 | A7-2 |  | cs_comp_no_CT | Text | The plant does not operate cooling towers. | 934 | 360
CS_General | A | 7 | A7-2 |  | cs_comp_supplier | Text | The plant used certification from supplier to demonstrate compliance with limits on priority pollutants for cooling tower blowdown from these cooling systems through monitoring. | 935 | 361
CS_General | A | 7 | A7-2 |  | cs_comp_calc | Text | The plant used engineering calculations to demonstrate compliance with limits on priority pollutants for cooling tower blowdown from these cooling systems through monitoring. | 936 | 362
CS_General | A | 7 | A7-2 |  | cs_comp_no_limits | Text | The plant does not have priority pollutant limits on cooling tower blowdown. | 937 | 363
CS_General | A | 7 | A7-2 |  | cs_comp_other | Text | The plant used another method to demonstrate compliance with limits on priority pollutants for cooling tower blowdown from these cooling systems. | 938 | 364
CS_General | A | 7 | A7-2 |  | cs_comp_other_desc | Text | Description of the other method used. | 939 | 365
CS_General | A | 7 | A7-3 |  | cbi_POTW_effl_CS | Yes/No | CBI designation checkbox for A7-3. | 940 | 366
CS_General | A | 7 | A7-3 |  | POTW_effl_CS | Text | The Yes/No response to if the POTW effluent used in the cooling water system. | 941 | 367
Economizer_Ash | C | 4 | Plant_ID |  | plant_id | Number (Double) | Plant identification number | 942 | 2508
Economizer_Ash | C | 4 | SE_Unit_ID |  | seunit_id | Text | Steam electric generating unit ID | 943 | 2509
Economizer_Ash | C | 4 | C4-1 |  | cbi_ea_cllct_w_aha | Yes/No | CBI designation checkbox for QC4-1 | 944 | 2510
Economizer_Ash | C | 4 | C4-1 |  | ea_cllct_w_aha | Text | Is economizer ash form this unit collected with air heater ash | 945 | 2511
Economizer_Ash | C | 4 | C4-2 |  | cbi_ea_handle | Yes/No | CBI designation checkbox for QC4-2 | 946 | 2512
Economizer_Ash | C | 4 | C4-2 |  | ea_handle | Text | Method of handling economizer ash | 947 | 2513
Economizer_Ash | C | 4 | C4-2 |  | ea_handle_segregated_desc | Text | If segregated from FA and BA, how was it handled | 948 | 2514
Economizer_Ash | C | 4 | C4-3 |  | cbi_ea_how_cmbn | Yes/No | CBI designation checkbox for QC4-3 | 949 | 2515
Economizer_Ash | C | 4 | C4-3 |  | ea_how_cmbn | Text | Identify how the economizer ash is combined with fly ash and/or bottom ash | 950 | 2516
Economizer_Ash | C | 4 | C4-3 |  | ea_cmbn_other_desc | Text | Description of other method of combining economizer with FA and/or BA | 951 | 2517
Economizer_Ash | C | 4 | C4-4 |  | cbi_ea_gen_amt | Yes/No | CBI designation checkbox for QC4-4 | 952 | 2518
Economizer_Ash | C | 4 | C4-4 |  | ea_gen_tpd | Number (Double) | Amount of economizer ash (tpd - dry weight basis) | 953 | 2519
Economizer_Ash | C | 4 | C4-4 |  | ea_gen_dpy | Number (Double) | Frequency of economizer ash collection (dpy) | 954 | 2520
Economizer_Ash | C | 4 | C4-5 |  | cbi_ea_gen_WW | Yes/No | CBI designation checkbox for QC4-5 | 955 | 2521
Economizer_Ash | C | 4 | C4-5 |  | ea_gen_WW | Text | Is process wastewater generated from the handling of economizer ash | 956 | 2522
Economizer_Ash | C | 4 | C4-5 |  | ea_WW_gpd | Number (Double) | Volume of wastewater generated (gpd) | 957 | 2523
Economizer_Ash | C | 4 | C4-5 |  | ea_WW_days | Number (Double) | Frequency of wastewater generated (over _____ days) | 958 | 2524
Economizer_Ash | C | 4 | C4-5 |  | ea_WW_dest | Text | Destination of the economizer ash wastewater generated | 959 | 2525
Economizer_Ash | C | 4 | C4-6 |  | cbi_ea_fnl_dest | Yes/No | CBI designation checkbox for QC4-6 | 960 | 2526
Economizer_Ash | C | 4 | C4-6 |  | ea_dest_landfill_report | Text | Economizer ash stored in a landfill in Table A-6 | 961 | 2527
Economizer_Ash | C | 4 | C4-6 |  | ea_dest_landfill_report_per | Number (Double) | Percentage of economizer ash stored in a landfill in Table A-6 | 962 | 2528
Economizer_Ash | C | 4 | C4-6 |  | ea_dest_pond_report | Text | Economizer ash stored in a pond reported in Table A-4 | 963 | 2529
Economizer_Ash | C | 4 | C4-6 |  | ea_dest_pond_report_per | Number (Double) | Percentage of economizer ash stored in a pond reported in Table A-4 | 964 | 2530
Economizer_Ash | C | 4 | C4-6 |  | ea_dest_landfill_not_report | Text | Economizer ash is stored in a landfill not reported in Table A-6 | 965 | 2531
Economizer_Ash | C | 4 | C4-6 |  | ea_dest_landfill_not_report_per | Number (Double) | Percentage of economizer ash not stored in a landfill reported in Table A-6 | 966 | 2532
Economizer_Ash | C | 4 | C4-6 |  | ea_dest_mkt | Text | Economizer ash is hauled off site (to be marketed) | 967 | 2533
Economizer_Ash | C | 4 | C4-6 |  | ea_dest_mkt_per | Number (Double) | Percentage of economizer ash hauled off site to be marketed | 968 | 2534
Economizer_Ash | C | 4 | C4-6 |  | ea_dest_gv_awy | Text | Economizer ash is hauled of site (to be given away) | 969 | 2535
Economizer_Ash | C | 4 | C4-6 |  | ea_dest_gv_awy_per | Number (Double) | Percentage of economizer ash hauled off site to be given away | 970 | 2536
Economizer_Ash | C | 4 | C4-6 |  | ea_dest_other | Text | Other destination of economizer ash | 971 | 2537
Economizer_Ash | C | 4 | C4-6 |  | ea_dest_other_desc | Text | Description of other destination of economizer ash | 972 | 2538
Economizer_Ash | C | 4 | C4-6 |  | ea_dest_other_per | Number (Double) | Percentage of economizer ash in other destination | 973 | 2539
FGD_Additives | B | 3 | Plant_ID | Table B-3 | plant_id | Number (Double) | Plant identification number. | 974 | 876
FGD_Additives | B | 3 | B3-1 | Table B-3 | cbi_additives_tbl | Yes/No | CBI designation checkbox for Q3-1/ Table B-3 | 975 | 877
FGD_Additives | B | 3 | B3-1 | Table B-3 | additive | Text | Additive used or planned to be used in FGD system | 976 | 878
FGD_Additives | B | 3 | B3-1 | Table B-3 | adtv_used_FGD1 | Text | Additive is Used or is Planned to be Used in FGD System(s) 1 | 977 | 879
FGD_Additives | B | 3 | B3-1 | Table B-3 | adtv_used_FGD2 | Text | Additive is Used or is Planned to be Used in FGD System(s) 2 | 978 | 880
FGD_Additives | B | 3 | B3-1 | Table B-3 | adtv_used_FGD3 | Text | Additive is Used or is Planned to be Used in FGD System(s) 3 | 979 | 881
FGD_Additives | B | 3 | B3-1 | Table B-3 | adtv_used_FGD4 | Text | Additive is Used or is Planned to be Used in FGD System(s) 4 | 980 | 882
FGD_Additives | B | 3 | B3-1 | Table B-3 | adtv_used_FGD5 | Text | Additive is Used or is Planned to be Used in FGD System(s) 5 | 981 | 883
FGD_Additives | B | 3 | B3-1 | Table B-3 | adtv_used_FGD6 | Text | Additive is Used or is Planned to be Used in FGD System(s) 6 | 982 | 884
FGD_Additives | B | 3 | B3-1 | Table B-3 | adtv_used_FGDA | Text | Additive is Used or is Planned to be Used in FGD System(s) A | 983 | 885
FGD_Additives | B | 3 | B3-1 | Table B-3 | adtv_used_FGDB | Text | Additive is Used or is Planned to be Used in FGD System(s) B | 984 | 886
FGD_Additives | B | 3 | B3-1 | Table B-3 | adtv_used_FGDC | Text | Additive is Used or is Planned to be Used in FGD System(s) C | 985 | 887
FGD_Additives | B | 3 | B3-1 | Table B-3 | purpose_SO2_rem | Text | Purpose of additive is to increase sulfur dioxide removal | 986 | 888
FGD_Additives | B | 3 | B3-1 | Table B-3 | purpose_prvt_oxdtn | Text | Purpose of additive is to inhibit oxidation of FGD solids | 987 | 889
FGD_Additives | B | 3 | B3-1 | Table B-3 | purpose_Hg_rem | Text | Purpose of additive is to increase mercury removal | 988 | 890
FGD_Additives | B | 3 | B3-1 | Table B-3 | purpose_scale_inhibit | Text | Purpose of additive is as a scale inhibitor | 989 | 891
FGD_Additives | B | 3 | B3-1 | Table B-3 | purpose_defoam | Text | Purpose of additive is as a defoaming agent | 990 | 892
FGD_Additives | B | 3 | B3-1 | Table B-3 | purpose_other | Text | Other purpose of additive | 991 | 893
FGD_Additives | B | 3 | B3-1 | Table B-3 | purpose_other_desc | Text | Other purpose of additive description | 992 | 894
FGD_Dry_General | B | 8 | Plant_ID |  | plant_id | Number (Double) | Plant identification number. | 993 | 1266
FGD_Dry_General | B | 8 | FGD_ID |  | FGD_id | Text | Flue gas desulfurization unit identification number. | 994 | 1267
FGD_Dry_General | B | 8 | B8-2 |  | cbi_DFGD_solid_removal | Yes/No | CBI designation checkbox for Q B8-2. | 995 | 1268
FGD_Dry_General | B | 8 | B8-2 |  | DFGD_solid_removal | Text | Indicates how the FGD solids are removed from the flue gas. | 996 | 1269
FGD_Dry_General | B | 8 | B8-2 |  | DFGD_solid_removal_other_desc | Text | Description of how the FGD solids are removed from the flue gas if plant does not use an ESP or fabric filter. | 997 | 1270
FGD_Dry_General | B | 8 | B8-3 |  | cbi_DFGD_location | Yes/No | CBI designation checkbox for Q B8-3. | 998 | 1271
FGD_Dry_General | B | 8 | B8-3 |  | DFGD_location | Text | Indicates if the FGD system is located upstream or downstream of the fly ash collection system. | 999 | 1272
FGD_Dry_General | B | 8 | B8-4 |  | cbi_DFGD_source_rpw_parameters | Yes/No | CBI designation checkbox for Q B8-4. | 1000 | 1273
FGD_Dry_General | B | 8 | B8-4 |  | DFGD_source_rpw_chlor | Text | There is a maximum chlorides concentration limit that determines whether a water source can be used as FGD reagent preparation water. | 1001 | 1274
FGD_Dry_General | B | 8 | B8-4 |  | DFGD_source_rpw_chlor_ppm | Number (Double) | Maximum chlorides concentration that is acceptable for a water source used as FGD reagent preparation water. | 1002 | 1275
FGD_Dry_General | B | 8 | B8-4 |  | DFGD_source_rpw_solids | Text | There is a solids percentage limit that determines whether a water source can be used as FGD reagent preparation water. | 1003 | 1276
FGD_Dry_General | B | 8 | B8-4 |  | DFGD_source_rpw_solid_per | Number (Double) | Maximum solids percentage that is acceptable for a water source used as FGD reagent preparation water. | 1004 | 1277
FGD_Dry_General | B | 8 | B8-4 |  | DFGD_source_rpw_params_other | Text | There are other criteria that determines whether a water source can be used as FGD reagent preparation water. | 1005 | 1278
FGD_Dry_General | B | 8 | B8-4 |  | DFGD_source_rpw_params_other_desc | Text | Description of other criteria that determines if a water source is acceptable for use as FGD reagent preparation water. | 1006 | 1279
FGD_Dry_General | B | 8 | B8-5 |  | cbi_DFGD_rpw_flow | Yes/No | CBI designation checkbox for Q B8-5. | 1007 | 1280
FGD_Dry_General | B | 8 | B8-5 |  | DFGD_rpw_flow_gpm | Number (Double) | Flow rate in gpm of the FGD reagent preparation water for 2009. | 1008 | 1281
FGD_Dry_General | B | 8 | B8-5 |  | DFGD_rpw_flow_hpd | Number (Double) | Flow duration in hpd of the FGD reagent preparation water for 2009. | 1009 | 1282
FGD_Dry_General | B | 8 | B8-5 |  | DFGD_rpw_flow_dpy | Number (Double) | Flow frequency in dpy of the FGD reagent preparation water for 2009. | 1010 | 1283
FGD_Dry_General | B | 8 | B8-6 |  | cbi_DFGD_source_rpw | Yes/No | CBI designation checkbox for Q B8-6. | 1011 | 1284
FGD_Dry_General | B | 8 | B8-6 |  | DFGD_source_rpw_raw | Text | The source of FGD reagent preparation water is raw intake water. | 1012 | 1285
FGD_Dry_General | B | 8 | B8-6 |  | DFGD_source_rpw_treat | Text | The source of FGD reagent preparation water is intake water that has been treated on-site. | 1013 | 1286
FGD_Dry_General | B | 8 | B8-6 |  | DFGD_source_rpw_procWW | Text | The source of FGD reagent preparation water is a process wastewater. | 1014 | 1287
FGD_Dry_General | B | 8 | B8-6 |  | DFGD_source_rpw_procWW_desc | Text | The process wastewater selected from the dropdown menu that is used as a source of FGD reagent preparation water. | 1015 | 1288
FGD_Dry_General | B | 8 | B8-6 |  | DFGD_source_rpw_procWW_other | Text | Description of the process wastewater that is used as a source of FGD reagent preparation water if the process wastewater is not specified in the dropdown menu. | 1016 | 1289
FGD_Dry_General | B | 8 | B8-6 |  | DFGD_source_rpw_other | Text | Checkbox indicating that the source of FGD reagent preparation water is another source. | 1017 | 1290
FGD_Dry_General | B | 8 | B8-6 |  | DFGD_source_rpw_other_desc | Text | Description of the other source used as the FGD reagent preparation water. | 1018 | 1291
FGD_Dry_General | B | 8 | B8-11 |  | cbi_DFGD_solids_mkt_parameters | Yes/No | CBI designation checkbox for Q B8-11. | 1019 | 1292
FGD_Dry_General | B | 8 | B8-11 |  | DFGD_solids_mkt_chlor | Text | Chlorides content affects the ability of dry FGD solids to be marketed, sold, or given away | 1020 | 1293
FGD_Dry_General | B | 8 | B8-11 |  | DFGD_solids_mkt_chlor_ppm | Number (Double) | Maximum chlorides concentration limit in ppm for marketing, selling, or giving away dry FGD solids. | 1021 | 1294
FGD_Dry_General | B | 8 | B8-11 |  | DFGD_solids_mkt_H2O | Text | Moisture content affects the ability of dry FGD solids to be marketed, sold, or given away | 1022 | 1295
FGD_Dry_General | B | 8 | B8-11 |  | DFGD_solids_mkt_H2O_ppm | Number (Double) | Maximum moisture content limit in ppm for marketing, selling, or giving away dry FGD solids. | 1023 | 1296
FGD_Dry_General | B | 8 | B8-11 |  | DFGD_solids_mkt_other | Text | Another parameter affects the ability of dry FGD solids to be marketed, sold, or given away. | 1024 | 1297
FGD_Dry_General | B | 8 | B8-11 |  | DFGD_solids_mkt_other_desc | Text | Description of the other parameter that affects the ability of dry FGD solids to be marketed, sold, or given away. | 1025 | 1298
FGD_Dry_General | B | 8 | B8-11 |  | DFGD_solids_mkt_other_ppm | Number (Double) | Maximum other parameter concentration limit in ppm for marketing, selling, or giving away dry FGD solids. | 1026 | 1299
FGD_Dry_General | B | 8 | B8-11 |  | DFGD_solids_mkt_none | Text | Industries to which the FGD solids are marketed have not specified standards. | 1027 | 1300
FGD_Dry_General | B | 8 | B8-11 |  | DFGD_solids_mkt_NA | Text | FGD solids are not marketed, sold, or given away. | 1028 | 1301
FGD_Dry_Solids_Cost | B | 8 Tables | Plant_ID | Table B-12 | plant_id | Number (Double) | Plant identification number | 1029 | 1431
FGD_Dry_Solids_Cost | B | 8 Tables | FGD_ID | Table B-12 | FGD_id | Text | FGD system identification number. | 1030 | 1432
FGD_Dry_Solids_Cost | B | 8 Tables | B8-14 | Table B-12 | cbi_DFGD_solids_cost_process_tbl | Yes/No | CBI designation checkbox for QB8-14, Table B-12 | 1031 | 1433
FGD_Dry_Solids_Cost | B | 8 Tables | B8-14 | Table B-12 | DFGD_cost_solid_sep_2005 | Number (Double) | Total cost for solids separation for dry FGD in 2005 | 1032 | 1434
FGD_Dry_Solids_Cost | B | 8 Tables | B8-14 | Table B-12 | DFGD_cost_solid_sep_2007 | Number (Double) | Total cost for solids separation for dry FGD in 2007 | 1033 | 1435
FGD_Dry_Solids_Cost | B | 8 Tables | B8-14 | Table B-12 | DFGD_cost_solid_sep_2009 | Number (Double) | Total cost for solids separation for dry FGD in 2009 | 1034 | 1436
FGD_Dry_Solids_Cost | B | 8 Tables | B8-14 | Table B-12 | DFGD_cost_solid_dwr_2005 | Number (Double) | Total cost for solids dewatering for dry FGD in 2005 | 1035 | 1437
FGD_Dry_Solids_Cost | B | 8 Tables | B8-14 | Table B-12 | DFGD_cost_solid_dwr_2007 | Number (Double) | Total cost for solids dewatering for dry FGD in 2007 | 1036 | 1438
FGD_Dry_Solids_Cost | B | 8 Tables | B8-14 | Table B-12 | DFGD_cost_solid_dwr_2009 | Number (Double) | Total cost for solids dewatering for dry FGD in 2009 | 1037 | 1439
FGD_Dry_Solids_Cost | B | 8 Tables | B8-14 | Table B-12 | DFGD_cost_haul_2005 | Number (Double) | Total cost for hauling FGD solids for dry FGD in 2005 | 1038 | 1440
FGD_Dry_Solids_Cost | B | 8 Tables | B8-14 | Table B-12 | DFGD_cost_haul_2007 | Number (Double) | Total cost for hauling FGD solids for dry FGD in 2007 | 1039 | 1441
FGD_Dry_Solids_Cost | B | 8 Tables | B8-14 | Table B-12 | DFGD_cost_haul_2009 | Number (Double) | Total cost for hauling FGD solids for dry FGD in 2009 | 1040 | 1442
FGD_Dry_Solids_Cost | B | 8 Tables | B8-14 | Table B-12 | DFGD_cost_onsite_disp_2005 | Number (Double) | Total cost for on site disposal for dry FGD in 2005 | 1041 | 1443
FGD_Dry_Solids_Cost | B | 8 Tables | B8-14 | Table B-12 | DFGD_cost_onsite_disp_2007 | Number (Double) | Total cost for on site disposal for dry FGD in 2007 | 1042 | 1444
FGD_Dry_Solids_Cost | B | 8 Tables | B8-14 | Table B-12 | DFGD_cost_onsite_disp_2009 | Number (Double) | Total cost for on site disposal for dry FGD in 2009 | 1043 | 1445
FGD_Dry_Solids_Cost | B | 8 Tables | B8-14 | Table B-12 | DFGD_cost_offsite_disp_2005 | Number (Double) | Total cost for off site disposal for dry FGD in 2005 | 1044 | 1446
FGD_Dry_Solids_Cost | B | 8 Tables | B8-14 | Table B-12 | DFGD_cost_offsite_disp_2007 | Number (Double) | Total cost for off site disposal for dry FGD in 2007 | 1045 | 1447
FGD_Dry_Solids_Cost | B | 8 Tables | B8-14 | Table B-12 | DFGD_cost_offsite_disp_2009 | Number (Double) | Total cost for off site disposal for dry FGD in 2009 | 1046 | 1448
FGD_Dry_Solids_Cost | B | 8 Tables | B8-14 | Table B-12 | DFGD_cost_other1_desc | Text | Description of Other 1 type of cost incurred to remove or dispose of dry FGD solids | 1047 | 1449
FGD_Dry_Solids_Cost | B | 8 Tables | B8-14 | Table B-12 | DFGD_cost_other1_2005 | Number (Double) | Total cost of Other 1 for dry FGD in 2005 | 1048 | 1450
FGD_Dry_Solids_Cost | B | 8 Tables | B8-14 | Table B-12 | DFGD_cost_other1_2007 | Number (Double) | Total cost of Other 1 for dry FGD in 2007 | 1049 | 1451
FGD_Dry_Solids_Cost | B | 8 Tables | B8-14 | Table B-12 | DFGD_cost_other1_2009 | Number (Double) | Total cost of Other 1 for dry FGD in 2009 | 1050 | 1452
FGD_Dry_Solids_Cost | B | 8 Tables | B8-14 | Table B-12 | DFGD_cost_other2_desc | Text | Description of Other 2 type of cost incurred to remove or dispose of dry FGD solids | 1051 | 1453
FGD_Dry_Solids_Cost | B | 8 Tables | B8-14 | Table B-12 | DFGD_cost_other2_2005 | Number (Double) | Total cost of Other 2 for dry FGD in 2005 | 1052 | 1454
FGD_Dry_Solids_Cost | B | 8 Tables | B8-14 | Table B-12 | DFGD_cost_other2_2007 | Number (Double) | Total cost of Other 2 for dry FGD in 2007 | 1053 | 1455
FGD_Dry_Solids_Cost | B | 8 Tables | B8-14 | Table B-12 | DFGD_cost_other2_2009 | Number (Double) | Total cost of Other 2 for dry FGD in 2009 | 1054 | 1456
FGD_Dry_Solids_Cost | B | 8 Tables | B8-14 | Table B-12 | DFGD_cost_other3_desc | Text | Description of Other 3 type of cost incurred to remove or dispose of dry FGD solids | 1055 | 1457
FGD_Dry_Solids_Cost | B | 8 Tables | B8-14 | Table B-12 | DFGD_cost_other3_2005 | Number (Double) | Total cost of Other 3 for dry FGD in 2005 | 1056 | 1458
FGD_Dry_Solids_Cost | B | 8 Tables | B8-14 | Table B-12 | DFGD_cost_other3_2007 | Number (Double) | Total cost of Other 3 for dry FGD in 2007 | 1057 | 1459
FGD_Dry_Solids_Cost | B | 8 Tables | B8-14 | Table B-12 | DFGD_cost_other3_2009 | Number (Double) | Total cost of Other 3 for dry FGD in 2009 | 1058 | 1460
FGD_Dry_Solids_Cost | B | 8 Tables | B8-14 | Table B-12 | DFGD_cost_total_2005 | Number (Double) | Total 2005 costs incurred to remove or dispose of dry FGD solids | 1059 | 1461
FGD_Dry_Solids_Cost | B | 8 Tables | B8-14 | Table B-12 | DFGD_cost_total_2007 | Number (Double) | Total 2007 costs incurred to remove or dispose of dry FGD solids | 1060 | 1462
FGD_Dry_Solids_Cost | B | 8 Tables | B8-14 | Table B-12 | DFGD_cost_total_2009 | Number (Double) | Total 2009 costs incurred to remove or dispose of dry FGD solids | 1061 | 1463
FGD_Dry_Solids_Dest | B | 8 Tables | Plant_ID | Table B-10 | plant_id | Number (Double) | Plant identification number. | 1062 | 1349
FGD_Dry_Solids_Dest | B | 8 Tables | FGD_ID | Table B-10 | FGD_id | Text | Flue gas desulfurization unit identification number. | 1063 | 1350
FGD_Dry_Solids_Dest | B | 8 Tables | B8-12 | Table B-10 | cbi_DFGD_solids_dest_tbl | Yes/No | CBI designation checkbox for QB8-12, Table B-10 | 1064 | 1351
FGD_Dry_Solids_Dest | B | 8 Tables | B8-12 | Table B-10 | DFGD_solids_landfill_perm_2005 | Number (Double) | Amount of dry FGD solids in tons stored permanently in a reported landfill in 2005. | 1065 | 1352
FGD_Dry_Solids_Dest | B | 8 Tables | B8-12 | Table B-10 | DFGD_solids_landfill_perm_2007 | Number (Double) | Amount of dry FGD solids in tons stored permanently in a reported landfill in 2007. | 1066 | 1353
FGD_Dry_Solids_Dest | B | 8 Tables | B8-12 | Table B-10 | DFGD_solids_landfill_perm_2009 | Number (Double) | Amount of dry FGD solids in tons stored permanently in a reported landfill in 2009. | 1067 | 1354
FGD_Dry_Solids_Dest | B | 8 Tables | B8-12 | Table B-10 | DFGD_solids_landfill_temp_2005 | Number (Double) | Amount of dry FGD solids in tons stored temporarily (later hauled offsite/marketed) in a reported landfill in 2005. | 1068 | 1355
FGD_Dry_Solids_Dest | B | 8 Tables | B8-12 | Table B-10 | DFGD_solids_landfill_temp_2007 | Number (Double) | Amount of dry FGD solids in tons stored temporarily (later hauled offsite/marketed) in a reported landfill in 2007. | 1069 | 1356
FGD_Dry_Solids_Dest | B | 8 Tables | B8-12 | Table B-10 | DFGD_solids_landfill_temp_2009 | Number (Double) | Amount of dry FGD solids in tons stored temporarily (later hauled offsite/marketed) in a reported landfill in 2009. | 1070 | 1357
FGD_Dry_Solids_Dest | B | 8 Tables | B8-12 | Table B-10 | DFGD_solids_pond_perm_2005 | Number (Double) | Amount of dry FGD solids in tons stored permanently in a reported pond in 2005. | 1071 | 1358
FGD_Dry_Solids_Dest | B | 8 Tables | B8-12 | Table B-10 | DFGD_solids_pond_perm_2007 | Number (Double) | Amount of dry FGD solids in tons stored permanently in a reported pond in 2007. | 1072 | 1359
FGD_Dry_Solids_Dest | B | 8 Tables | B8-12 | Table B-10 | DFGD_solids_pond_perm_2009 | Number (Double) | Amount of dry FGD solids in tons stored permanently in a reported pond in 2009. | 1073 | 1360
FGD_Dry_Solids_Dest | B | 8 Tables | B8-12 | Table B-10 | DFGD_solids_pond_temp_2005 | Number (Double) | Amount of dry FGD solids in tons stored temporarily (later hauled offsite/marketed) in a reported pond in 2005. | 1074 | 1361
FGD_Dry_Solids_Dest | B | 8 Tables | B8-12 | Table B-10 | DFGD_solids_pond_temp_2007 | Number (Double) | Amount of dry FGD solids in tons stored temporarily (later hauled offsite/marketed) in a reported pond in 2007. | 1075 | 1362
FGD_Dry_Solids_Dest | B | 8 Tables | B8-12 | Table B-10 | DFGD_solids_pond_temp_2009 | Number (Double) | Amount of dry FGD solids in tons stored temporarily (later hauled offsite/marketed) in a reported pond in 2009. | 1076 | 1363
FGD_Dry_Solids_Dest | B | 8 Tables | B8-12 | Table B-10 | DFGD_solids_landfill_offsite_2005 | Number (Double) | Amount of dry FGD solids in tons sent to an offsite landfill (i.e., not reported in Table A-6) in 2005. | 1077 | 1364
FGD_Dry_Solids_Dest | B | 8 Tables | B8-12 | Table B-10 | DFGD_solids_landfill_offsite_2007 | Number (Double) | Amount of dry FGD solids in tons sent to an offsite landfill (i.e., not reported in Table A-6) in 2007. | 1078 | 1365
FGD_Dry_Solids_Dest | B | 8 Tables | B8-12 | Table B-10 | DFGD_solids_landfill_offsite_2009 | Number (Double) | Amount of dry FGD solids in tons sent to an offsite landfill (i.e., not reported in Table A-6) in 2009. | 1079 | 1366
FGD_Dry_Solids_Dest | B | 8 Tables | B8-12 | Table B-10 | DFGD_solids_pond_offsite_2005 | Number (Double) | Amount of dry FGD solids in tons sent to an offsite pond (i.e., not reported in Table A-4) in 2005. | 1080 | 1367
FGD_Dry_Solids_Dest | B | 8 Tables | B8-12 | Table B-10 | DFGD_solids_pond_offsite_2007 | Number (Double) | Amount of dry FGD solids in tons sent to an offsite pond (i.e., not reported in Table A-4) in 2007. | 1081 | 1368
FGD_Dry_Solids_Dest | B | 8 Tables | B8-12 | Table B-10 | DFGD_solids_pond_offsite_2009 | Number (Double) | Amount of dry FGD solids in tons sent to an offsite pond (i.e., not reported in Table A-4) in 2009. | 1082 | 1369
FGD_Dry_Solids_Dest | B | 8 Tables | B8-12 | Table B-10 | DFGD_solids_sold_2005 | Number (Double) | Amount of dry FGD solids marketed and sold in 2005. | 1083 | 1370
FGD_Dry_Solids_Dest | B | 8 Tables | B8-12 | Table B-10 | DFGD_solids_sold_2007 | Number (Double) | Amount of dry FGD solids marketed and sold in 2007. | 1084 | 1371
FGD_Dry_Solids_Dest | B | 8 Tables | B8-12 | Table B-10 | DFGD_solids_sold_2009 | Number (Double) | Amount of dry FGD solids marketed and sold in 2009. | 1085 | 1372
FGD_Dry_Solids_Dest | B | 8 Tables | B8-12 | Table B-10 | DFGD_solids_gv_awy_2005 | Number (Double) | Amount of dry FGD solids given away in 2005. | 1086 | 1373
FGD_Dry_Solids_Dest | B | 8 Tables | B8-12 | Table B-10 | DFGD_solids_gv_awy_2007 | Number (Double) | Amount of dry FGD solids given away in 2007. | 1087 | 1374
FGD_Dry_Solids_Dest | B | 8 Tables | B8-12 | Table B-10 | DFGD_solids_gv_awy_2009 | Number (Double) | Amount of dry FGD solids given away in 2009. | 1088 | 1375
FGD_Dry_Solids_Dest | B | 8 Tables | B8-12 | Table B-10 | DFGD_solids_dest_other1_desc | Text | Description of Other Destination 1 for the dry FGD solids. | 1089 | 1376
FGD_Dry_Solids_Dest | B | 8 Tables | B8-12 | Table B-10 | DFGD_solids_dest_other1_2005 | Number (Double) | Amount of dry FGD solids sent to Other Destination 1 in 2005. | 1090 | 1377
FGD_Dry_Solids_Dest | B | 8 Tables | B8-12 | Table B-10 | DFGD_solids_dest_other1_2007 | Number (Double) | Amount of dry FGD solids sent to Other Destination 1 in 2007. | 1091 | 1378
FGD_Dry_Solids_Dest | B | 8 Tables | B8-12 | Table B-10 | DFGD_solids_dest_other1_2009 | Number (Double) | Amount of dry FGD solids sent to Other Destination 1 in 2009. | 1092 | 1379
FGD_Dry_Solids_Dest | B | 8 Tables | B8-12 | Table B-10 | DFGD_solids_dest_other2_desc | Text | Description of Other Destination 2 for the dry FGD solids. | 1093 | 1380
FGD_Dry_Solids_Dest | B | 8 Tables | B8-12 | Table B-10 | DFGD_solids_dest_other2_2005 | Number (Double) | Amount of dry FGD solids sent to Other Destination 2 in 2005. | 1094 | 1381
FGD_Dry_Solids_Dest | B | 8 Tables | B8-12 | Table B-10 | DFGD_solids_dest_other2_2007 | Number (Double) | Amount of dry FGD solids sent to Other Destination 2 in 2007. | 1095 | 1382
FGD_Dry_Solids_Dest | B | 8 Tables | B8-12 | Table B-10 | DFGD_solids_dest_other2_2009 | Number (Double) | Amount of dry FGD solids sent to Other Destination 2 in 2009. | 1096 | 1383
FGD_Dry_Solids_Mkt_Sold | B | 8 Tables | Plant_ID | Table B-11 | plant_id | Number (Double) | Plant identification number. | 1097 | 1384
FGD_Dry_Solids_Mkt_Sold | B | 8 Tables | FGD_ID | Table B-11 | FGD_id | Text | Flue gas desulfurization unit identification number. | 1098 | 1385
FGD_Dry_Solids_Mkt_Sold | B | 8 Tables | B8-13 | Table B-11 | cbi_DFGD_solids_dest_mkt_tbl | Yes/No | CBI designation checkbox for Q B8-13, Table B-11 | 1099 | 1386
FGD_Dry_Solids_Mkt_Sold | B | 8 Tables | B8-13 | Table B-11 | DFGD_mkt_dest1_desc | Text | Destination (1) of dry FGD solids marketed. | 1100 | 1387
FGD_Dry_Solids_Mkt_Sold | B | 8 Tables | B8-13 | Table B-11 | DFGD_mkt_dest1_ton_2005 | Number (Double) | Tons of dry FGD solids sold to destination (1) in 2005 | 1101 | 1388
FGD_Dry_Solids_Mkt_Sold | B | 8 Tables | B8-13 | Table B-11 | DFGD_mkt_dest1_rev_2005 | Number (Double) | Revenue from dry FGD solids sold to destination (1) in 2005 | 1102 | 1389
FGD_Dry_Solids_Mkt_Sold | B | 8 Tables | B8-13 | Table B-11 | DFGD_mkt_dest1_ton_2007 | Number (Double) | Tons of dry FGD solids sold to destination (1) in 2007 | 1103 | 1390
FGD_Dry_Solids_Mkt_Sold | B | 8 Tables | B8-13 | Table B-11 | DFGD_mkt_dest1_rev_2007 | Number (Double) | Revenue from dry FGD solids sold to destination (1) in 2007 | 1104 | 1391
FGD_Dry_Solids_Mkt_Sold | B | 8 Tables | B8-13 | Table B-11 | DFGD_mkt_dest1_ton_2009 | Number (Double) | Tons of dry FGD solids sold to destination (1) in 2009 | 1105 | 1392
FGD_Dry_Solids_Mkt_Sold | B | 8 Tables | B8-13 | Table B-11 | DFGD_mkt_dest1_rev_2009 | Number (Double) | Revenue from dry FGD solids sold to destination (1) in 2009 | 1106 | 1393
FGD_Dry_Solids_Mkt_Sold | B | 8 Tables | B8-13 | Table B-11 | DFGD_mkt_dest2_desc | Text | Destination (2) of dry FGD solids marketed. | 1107 | 1394
FGD_Dry_Solids_Mkt_Sold | B | 8 Tables | B8-13 | Table B-11 | DFGD_mkt_dest2_ton_2005 | Number (Double) | Tons of dry FGD solids sold to destination (2) in 2005 | 1108 | 1395
FGD_Dry_Solids_Mkt_Sold | B | 8 Tables | B8-13 | Table B-11 | DFGD_mkt_dest2_rev_2005 | Number (Double) | Revenue from dry FGD solids sold to destination (2) in 2005 | 1109 | 1396
FGD_Dry_Solids_Mkt_Sold | B | 8 Tables | B8-13 | Table B-11 | DFGD_mkt_dest2_ton_2007 | Number (Double) | Tons of dry FGD solids sold to destination (2) in 2007 | 1110 | 1397
FGD_Dry_Solids_Mkt_Sold | B | 8 Tables | B8-13 | Table B-11 | DFGD_mkt_dest2_rev_2007 | Number (Double) | Revenue from dry FGD solids sold to destination (2) in 2007 | 1111 | 1398
FGD_Dry_Solids_Mkt_Sold | B | 8 Tables | B8-13 | Table B-11 | DFGD_mkt_dest2_ton_2009 | Number (Double) | Tons of dry FGD solids sold to destination (2) in 2009 | 1112 | 1399
FGD_Dry_Solids_Mkt_Sold | B | 8 Tables | B8-13 | Table B-11 | DFGD_mkt_dest2_rev_2009 | Number (Double) | Revenue from dry FGD solids sold to destination (2) in 2009 | 1113 | 1400
FGD_Dry_Solids_Mkt_Sold | B | 8 Tables | B8-13 | Table B-11 | DFGD_mkt_dest3_desc | Text | Destination (3) of dry FGD solids marketed. | 1114 | 1401
FGD_Dry_Solids_Mkt_Sold | B | 8 Tables | B8-13 | Table B-11 | DFGD_mkt_dest3_ton_2005 | Number (Double) | Tons of dry FGD solids sold to destination (3) in 2005 | 1115 | 1402
FGD_Dry_Solids_Mkt_Sold | B | 8 Tables | B8-13 | Table B-11 | DFGD_mkt_dest3_rev_2005 | Number (Double) | Revenue from dry FGD solids sold to destination (3) in 2005 | 1116 | 1403
FGD_Dry_Solids_Mkt_Sold | B | 8 Tables | B8-13 | Table B-11 | DFGD_mkt_dest3_ton_2007 | Number (Double) | Tons of dry FGD solids sold to destination (3) in 2007 | 1117 | 1404
FGD_Dry_Solids_Mkt_Sold | B | 8 Tables | B8-13 | Table B-11 | DFGD_mkt_dest3_rev_2007 | Number (Double) | Revenue from dry FGD solids sold to destination (3) in 2007 | 1118 | 1405
FGD_Dry_Solids_Mkt_Sold | B | 8 Tables | B8-13 | Table B-11 | DFGD_mkt_dest3_ton_2009 | Number (Double) | Tons of dry FGD solids sold to destination (3) in 2009 | 1119 | 1406
FGD_Dry_Solids_Mkt_Sold | B | 8 Tables | B8-13 | Table B-11 | DFGD_mkt_dest3_rev_2009 | Number (Double) | Revenue from dry FGD solids sold to destination (3) in 2009 | 1120 | 1407
FGD_Dry_Solids_Mkt_Sold | B | 8 Tables | B8-13 | Table B-11 | DFGD_mkt_dest4_desc | Text | Destination (4) of dry FGD solids marketed. | 1121 | 1408
FGD_Dry_Solids_Mkt_Sold | B | 8 Tables | B8-13 | Table B-11 | DFGD_mkt_dest4_ton_2005 | Number (Double) | Tons of dry FGD solids sold to destination (4) in 2005 | 1122 | 1409
FGD_Dry_Solids_Mkt_Sold | B | 8 Tables | B8-13 | Table B-11 | DFGD_mkt_dest4_rev_2005 | Number (Double) | Revenue from dry FGD solids sold to destination (4) in 2005 | 1123 | 1410
FGD_Dry_Solids_Mkt_Sold | B | 8 Tables | B8-13 | Table B-11 | DFGD_mkt_dest4_ton_2007 | Number (Double) | Tons of dry FGD solids sold to destination (4) in 2007 | 1124 | 1411
FGD_Dry_Solids_Mkt_Sold | B | 8 Tables | B8-13 | Table B-11 | DFGD_mkt_dest4_rev_2007 | Number (Double) | Revenue from dry FGD solids sold to destination (4) in 2007 | 1125 | 1412
FGD_Dry_Solids_Mkt_Sold | B | 8 Tables | B8-13 | Table B-11 | DFGD_mkt_dest4_ton_2009 | Number (Double) | Tons of dry FGD solids sold to destination (4) in 2009 | 1126 | 1413
FGD_Dry_Solids_Mkt_Sold | B | 8 Tables | B8-13 | Table B-11 | DFGD_mkt_dest4_rev_2009 | Number (Double) | Revenue from dry FGD solids sold to destination (4) in 2009 | 1127 | 1414
FGD_Dry_Solids_Mkt_Sold | B | 8 Tables | B8-13 | Table B-11 | DFGD_mkt_dest5_desc | Text | Destination (5) of dry FGD solids marketed. | 1128 | 1415
FGD_Dry_Solids_Mkt_Sold | B | 8 Tables | B8-13 | Table B-11 | DFGD_mkt_dest5_other_desc | Text | Description of Destination (5) of dry FGD solids marketed if destination not specified in dropdown menu. | 1129 | 1416
FGD_Dry_Solids_Mkt_Sold | B | 8 Tables | B8-13 | Table B-11 | DFGD_mkt_dest5_ton_2005 | Number (Double) | Tons of dry FGD solids sold to destination (5) in 2005 | 1130 | 1417
FGD_Dry_Solids_Mkt_Sold | B | 8 Tables | B8-13 | Table B-11 | DFGD_mkt_dest5_rev_2005 | Number (Double) | Revenue from dry FGD solids sold to destination (5) in 2005 | 1131 | 1418
FGD_Dry_Solids_Mkt_Sold | B | 8 Tables | B8-13 | Table B-11 | DFGD_mkt_dest5_ton_2007 | Number (Double) | Tons of dry FGD solids sold to destination (5) in 2007 | 1132 | 1419
FGD_Dry_Solids_Mkt_Sold | B | 8 Tables | B8-13 | Table B-11 | DFGD_mkt_dest5_rev_2007 | Number (Double) | Revenue from dry FGD solids sold to destination (5) in 2007 | 1133 | 1420
FGD_Dry_Solids_Mkt_Sold | B | 8 Tables | B8-13 | Table B-11 | DFGD_mkt_dest5_ton_2009 | Number (Double) | Tons of dry FGD solids sold to destination (5) in 2009 | 1134 | 1421
FGD_Dry_Solids_Mkt_Sold | B | 8 Tables | B8-13 | Table B-11 | DFGD_mkt_dest5_rev_2009 | Number (Double) | Revenue from dry FGD solids sold to destination (5) in 2009 | 1135 | 1422
FGD_Dry_Solids_Mkt_Sold | B | 8 Tables | B8-13 | Table B-11 | DFGD_mkt_dest6_desc | Text | Destination (6) of dry FGD solids marketed. | 1136 | 1423
FGD_Dry_Solids_Mkt_Sold | B | 8 Tables | B8-13 | Table B-11 | DFGD_mkt_dest6_other_desc | Text | Description of Destination (6) of dry FGD solids marketed if destination not specified in dropdown menu. | 1137 | 1424
FGD_Dry_Solids_Mkt_Sold | B | 8 Tables | B8-13 | Table B-11 | DFGD_mkt_dest6_ton_2005 | Number (Double) | Tons of dry FGD solids sold to destination (6) in 2005 | 1138 | 1425
FGD_Dry_Solids_Mkt_Sold | B | 8 Tables | B8-13 | Table B-11 | DFGD_mkt_dest6_rev_2005 | Number (Double) | Revenue from dry FGD solids sold to destination (6) in 2005 | 1139 | 1426
FGD_Dry_Solids_Mkt_Sold | B | 8 Tables | B8-13 | Table B-11 | DFGD_mkt_dest6_ton_2007 | Number (Double) | Tons of dry FGD solids sold to destination (6) in 2007 | 1140 | 1427
FGD_Dry_Solids_Mkt_Sold | B | 8 Tables | B8-13 | Table B-11 | DFGD_mkt_dest6_rev_2007 | Number (Double) | Revenue from dry FGD solids sold to destination (6) in 2007 | 1141 | 1428
FGD_Dry_Solids_Mkt_Sold | B | 8 Tables | B8-13 | Table B-11 | DFGD_mkt_dest6_ton_2009 | Number (Double) | Tons of dry FGD solids sold to destination (6) in 2009 | 1142 | 1429
FGD_Dry_Solids_Mkt_Sold | B | 8 Tables | B8-13 | Table B-11 | DFGD_mkt_dest6_rev_2009 | Number (Double) | Revenue from dry FGD solids sold to destination (6) in 2009 | 1143 | 1430
FGD_Dry_Wastewater | B | 8 | Plant_ID |  | plant_id | Number (Double) | Plant identification number. | 1144 | 1302
FGD_Dry_Wastewater | B | 8 | B8-7 |  | cbi_DFGD_ww_gen | Yes/No | CBI designation checkbox for Q B8-7. | 1145 | 1303
FGD_Dry_Wastewater | B | 8 | B8-7 |  | DFGD_ww_gen | Text | Yes/no response indicating whether FGD wastewater is generated from the operation of the dry FGD scrubber. | 1146 | 1304
FGD_Dry_Wastewater | B | 8 | B8-8 |  | cbi_dest_DFGD_ww | Yes/No | CBI designation checkbox for Q B8-8. | 1147 | 1305
FGD_Dry_Wastewater | B | 8 | B8-8 |  | dest_DFGD_ww_recyc | Text | Wastewater from the dry FGD is immediately recycled back to the plant. | 1148 | 1306
FGD_Dry_Wastewater | B | 8 | B8-8 |  | dest_DFGD_ww_recyc_desc | Text | Description of the plant process that the wastewater from the dry FGD is immediately recycled back to. | 1149 | 1307
FGD_Dry_Wastewater | B | 8 | B8-8 |  | dest_DFGD_ww_treat | Text | Wastewater from the dry FGD is transferred to a treatment system. | 1150 | 1308
FGD_Dry_Wastewater | B | 8 | B8-8 |  | dest_DFGD_ww_treat_pond | Text | Wastewater from the dry FGD is treated by a settling pond. | 1151 | 1309
FGD_Dry_Wastewater | B | 8 | B8-8 |  | dest_DFGD_ww_treat_chemprecip | Text | Wastewater from the dry FGD is treated by a chemical precipitation system. | 1152 | 1310
FGD_Dry_Wastewater | B | 8 | B8-8 |  | dest_DFGD_ww_treat_bio_aer | Text | Wastewater from the dry FGD is treated by an aerobic biological reactor system. | 1153 | 1311
FGD_Dry_Wastewater | B | 8 | B8-8 |  | dest_DFGD_ww_treat_bio_anaer | Text | Wastewater from the dry FGD is treated by an anaerobic biological reactor system. | 1154 | 1312
FGD_Dry_Wastewater | B | 8 | B8-8 |  | dest_DFGD_ww_treat_wetlands | Text | Wastewater from the dry FGD is treated by constructed wetlands. | 1155 | 1313
FGD_Dry_Wastewater | B | 8 | B8-8 |  | dest_DFGD_ww_treat_mvc | Text | Wastewater from the dry FGD is treated by a mechanical vapor compression (brine concentrator) | 1156 | 1314
FGD_Dry_Wastewater | B | 8 | B8-8 |  | dest_DFGD_ww_treat_mvc_spray | Text | Wastewater from the dry FGD is treated by a mechanical vapor compression (brine concentrator) with a spray dryer. | 1157 | 1315
FGD_Dry_Wastewater | B | 8 | B8-8 |  | dest_DFGD_ww_treat_mvc_cryst | Text | Wastewater from the dry FGD is treated by a mechanical vapor compression (brine concentrator) with a crystallizer. | 1158 | 1316
FGD_Dry_Wastewater | B | 8 | B8-8 |  | dest_DFGD_ww_treat_other | Text | Wastewater from the dry FGD treated by another process. | 1159 | 1317
FGD_Dry_Wastewater | B | 8 | B8-8 |  | dest_DFGD_ww_treat_other_desc | Text | Description of the other process used to treat the wastewater from the dry FGD. | 1160 | 1318
FGD_Dry_Wastewater | B | 8 | B8-8 |  | dest_DFGD_ww_NPDES | Text | Wastewater from the dry FGD is discharged to surface water. | 1161 | 1319
FGD_Dry_Wastewater | B | 8 | B8-8 |  | dest_DFGD_ww_NPDES_outfall | Text | The NPDES permitted outfall number to which the plant discharges the wastewater from the dry FGD. | 1162 | 1320
FGD_Dry_Wastewater | B | 8 | B8-8 |  | dest_DFGD_ww_POTW | Text | Wastewater from the dry FGD is transferred to a publically or privately owned treatment works. | 1163 | 1321
FGD_Dry_Wastewater | B | 8 | B8-8 |  | dest_DFGD_ww_DWI | Text | Wastewater from the dry FGD is injected into a deep well. | 1164 | 1322
FGD_Dry_Wastewater | B | 8 | B8-8 |  | dest_DFGD_ww_other | Text | Wastewater from the dry FGD is transferred to another location. | 1165 | 1323
FGD_Dry_Wastewater | B | 8 | B8-8 |  | dest_DFGD_ww_other_desc | Text | Description of other destination to which the wastewater from the dry FGD is transferred. | 1166 | 1324
FGD_Dry_Wastewater | B | 8 | B8-9 |  | cbi_DFGD_gen_ww_clean | Yes/No | CBI designation checkbox for Q B8-9. | 1167 | 1325
FGD_Dry_Wastewater | B | 8 | B8-9 |  | DFGD_gen_ww_clean | Text | Yes/no response to whether any FGD wastewater is generated from cleaning the dry FGD scrubber. | 1168 | 1326
FGD_Dry_Wastewater | B | 8 | B8-9 |  | DFGD_ww_clean_gpd | Number (Double) | The volume in gpd of FGD wastewater generated from cleaning the dry FGD scrubber in 2009. | 1169 | 1327
FGD_Dry_Wastewater | B | 8 | B8-9 |  | DFGD_ww_clean_days | Number (Double) | The number of days FGD wastewater was generated from cleaning the dry FGD scrubber in 2009. | 1170 | 1328
FGD_Dry_Wastewater | B | 8 | B8-10 |  | cbi_dest_DFGD_clean | Yes/No | CBI designation checkbox for Q B8-10. | 1171 | 1329
FGD_Dry_Wastewater | B | 8 | B8-10 |  | dest_DFGD_clean_recyc | Text | Wastewater from cleaning the dry FGD scrubber is immediately recycled back to the plant. | 1172 | 1330
FGD_Dry_Wastewater | B | 8 | B8-10 |  | dest_DFGD_clean_recyc_desc | Text | Description of the plant process that the wastewater from cleaning the dry FGD scrubber is immediately recycled back to. | 1173 | 1331
FGD_Dry_Wastewater | B | 8 | B8-10 |  | dest_DFGD_clean_treat | Text | Wastewater from cleaning the dry FGD scrubber is transferred to a treatment system. | 1174 | 1332
FGD_Dry_Wastewater | B | 8 | B8-10 |  | dest_DFGD_clean_treat_pond | Text | Wastewater from cleaning the dry FGD scrubber is treated with a settling pond. | 1175 | 1333
FGD_Dry_Wastewater | B | 8 | B8-10 |  | dest_DFGD_clean_treat_chemprecip | Text | Wastewater from cleaning the dry FGD scrubber is treated with a chemical precipitation system. | 1176 | 1334
FGD_Dry_Wastewater | B | 8 | B8-10 |  | dest_DFGD_clean_treat_bio_aer | Text | Wastewater from cleaning the dry FGD scrubber is treated with an aerobic biological reactor. | 1177 | 1335
FGD_Dry_Wastewater | B | 8 | B8-10 |  | dest_DFGD_clean_treat_bio_anaer | Text | Wastewater from cleaning the dry FGD scrubber is treated with an anaerobic biological reactor. | 1178 | 1336
FGD_Dry_Wastewater | B | 8 | B8-10 |  | dest_DFGD_clean_treat_wetlands | Text | Wastewater from cleaning the dry FGD scrubber is treated with constructed wetlands. | 1179 | 1337
FGD_Dry_Wastewater | B | 8 | B8-10 |  | dest_DFGD_clean_treat_mvc | Text | Wastewater from cleaning the dry FGD scrubber is treated with a mechanical vapor compression (brine concentrator). | 1180 | 1338
FGD_Dry_Wastewater | B | 8 | B8-10 |  | dest_DFGD_clean_treat_mvc_spray | Text | Wastewater from cleaning the dry FGD scrubber is treated with a mechanical vapor compression (brine concentrator) with a spray dryer. | 1181 | 1339
FGD_Dry_Wastewater | B | 8 | B8-10 |  | dest_DFGD_clean_treat_mvc_cryst | Text | Wastewater from cleaning the dry FGD scrubber is treated with a mechanical vapor compression (brine concentrator) with a crystallizer. | 1182 | 1340
FGD_Dry_Wastewater | B | 8 | B8-10 |  | dest_DFGD_clean_treat_other | Text | Wastewater from cleaning the dry FGD scrubber is treated with another technology. | 1183 | 1341
FGD_Dry_Wastewater | B | 8 | B8-10 |  | dest_DFGD_clean_treat_other_desc | Text | Description of the other technology that is used to treat the wastewater from cleaning the dry FGD scrubber. | 1184 | 1342
FGD_Dry_Wastewater | B | 8 | B8-10 |  | dest_DFGD_clean_NPDES | Text | Wastewater from cleaning the dry FGD scrubber is discharged to surface water. | 1185 | 1343
FGD_Dry_Wastewater | B | 8 | B8-10 |  | dest_DFGD_clean_NPDES_outfall | Text | The NPDES permitted outfall number to which the plant discharges the wastewater from cleaning the dry FGD scrubber. | 1186 | 1344
FGD_Dry_Wastewater | B | 8 | B8-10 |  | dest_DFGD_clean_POTW | Text | Wastewater from cleaning the dry FGD scrubber is transferred to a publically or privately owned treatment works. | 1187 | 1345
FGD_Dry_Wastewater | B | 8 | B8-10 |  | dest_DFGD_clean_DWI | Text | Wastewater from cleaning the dry FGD scrubber is injected into a deep well. | 1188 | 1346
FGD_Dry_Wastewater | B | 8 | B8-10 |  | dest_DFGD_clean_other | Text | Wastewater from cleaning the dry FGD scrubber is transferred to another destination. | 1189 | 1347
FGD_Dry_Wastewater | B | 8 | B8-10 |  | dest_DFGD_clean_other_desc | Text | Description of other destination to which the wastewater from cleaning the dry FGD scrubber is transferred. | 1190 | 1348
FGD_General | B | 1 | Plant_ID |  | plant_id | Number (Double) | Plant identification number. | 1191 | 828
FGD_General | B | 1 | B1-1 |  | cbi_FGD | Yes/No | CBI designation checkbox for QB1-1 | 1192 | 829
FGD_General | B | 1 | B1-1 |  | FGD | Text | Designates if the plant operates, is constructing, or planning to construct a FGD system (QB1-1) | 1193 | 830
FGD_General | B | 1 | B4-1 |  | cbi_FGD_wet | Yes/No | CBI designation checkbox for QB4-1 | 1194 | 831
FGD_General | B | 1 | B4-1 |  | FGD_wet | Text | Designates if the plant operates a wet FGD system (QB4-1) | 1195 | 832
FGD_General | B | 1 | B8-1 |  | cbi_FGD_dry | Yes/No | CBI designation checkbox for QB8-1 | 1196 | 833
FGD_General | B | 1 | B8-1 |  | FGD_dry | Text | Designates if the plant operates a dry FGD system (QB8-1) | 1197 | 834
FGD_Gypsum_Related_Water | B | 7 | Plant_ID |  | plant_id | Number (Double) | Plant identification number | 1198 | 1241
FGD_Gypsum_Related_Water | B | 7 | B7-6 |  | cbi_gen_gypsum_waters | Yes/No | CBI designation checkbox for QB7-7 | 1199 | 1242
FGD_Gypsum_Related_Water | B | 7 | B7-6 |  | gen_gypsum_waters | Text | Are gypsum related wastewaters produced at the plant? | 1200 | 1243
FGD_Gypsum_Related_Water | B | 7 | B7-6 |  | gypsum_waters_gpd | Number (Double) | Typical volume of gypsum related wastewaters produced (gpm) | 1201 | 1244
FGD_Gypsum_Related_Water | B | 7 | B7-6 |  | gypsum_waters_dpy | Number (Double) | Typical frequency of gypsum related wastewaters produced (dpy) | 1202 | 1245
FGD_Gypsum_Related_Water | B | 7 | B7-7 |  | cbi_dest_gypsum_waters | Yes/No | CBI designation checkbox for QB7-7 | 1203 | 1246
FGD_Gypsum_Related_Water | B | 7 | B7-7 |  | dest_gw_reuse_fgd | Text | Gypsum related waters are reused in FGD process | 1204 | 1247
FGD_Gypsum_Related_Water | B | 7 | B7-7 |  | dest_gw_resuse_other | Text | Gypsum related waters are reused in other process operations | 1205 | 1248
FGD_Gypsum_Related_Water | B | 7 | B7-7 |  | dest_gw_resuse_other_desc | Text | Description of gypsum related waters reused in plant operations | 1206 | 1249
FGD_Gypsum_Related_Water | B | 7 | B7-7 |  | dest_gw_treat | Text | Transferred to a treatment system in Tables D-1 or D-2 | 1207 | 1250
FGD_Gypsum_Related_Water | B | 7 | B7-7 |  | dest_gw_treat_pond | Text | Settling pond | 1208 | 1251
FGD_Gypsum_Related_Water | B | 7 | B7-7 |  | dest_gw_treat_chemprecip | Text | Chemical precipitation | 1209 | 1252
FGD_Gypsum_Related_Water | B | 7 | B7-7 |  | dest_gw_treat_bio_aer | Text | Biological reactor - aerobic | 1210 | 1253
FGD_Gypsum_Related_Water | B | 7 | B7-7 |  | dest_gw_treat_bio_anaer | Text | Biological reactor - anaerobic | 1211 | 1254
FGD_Gypsum_Related_Water | B | 7 | B7-7 |  | dest_gw_treat_wetlands | Text | Construction wetlands | 1212 | 1255
FGD_Gypsum_Related_Water | B | 7 | B7-7 |  | dest_gw_treat_mvc | Text | Mechanical vapor compression (bring concentrator) | 1213 | 1256
FGD_Gypsum_Related_Water | B | 7 | B7-7 |  | dest_gw_treat_mvc_spray | Text | Mechanical vapor compression (bring concentrator) - spray dryer | 1214 | 1257
FGD_Gypsum_Related_Water | B | 7 | B7-7 |  | dest_gw_treat_mvc_cryst | Text | Mechanical vapor compression (bring concentrator) - with crystallizer | 1215 | 1258
FGD_Gypsum_Related_Water | B | 7 | B7-7 |  | dest_gw_treat_other | Text | Other treatment system for gypsum related wastewaters | 1216 | 1259
FGD_Gypsum_Related_Water | B | 7 | B7-7 |  | dest_gw_treat_other_desc | Text | Description of other treatment system | 1217 | 1260
FGD_Gypsum_Related_Water | B | 7 | B7-7 |  | dest_gw_NPDES | Text | Gypsum related wastewaters discharged via NPDES outfall | 1218 | 1261
FGD_Gypsum_Related_Water | B | 7 | B7-7 |  | Outfall_number | Text | NPDES outfall number | 1219 | 1262
FGD_Gypsum_Related_Water | B | 7 | B7-7 |  | dest_gw_POTW | Text | Gypsum related wastewaters sent to POTW | 1220 | 1263
FGD_Gypsum_Related_Water | B | 7 | B7-7 |  | dest_gw_other | Text | Other destination of gypsum related wastewaters | 1221 | 1264
FGD_Gypsum_Related_Water | B | 7 | B7-7 |  | dest_gw_other_desc | Text | Description of other destination of gypsum related wastewaters | 1222 | 1265
FGD_Monitoring_Data | B | 6 | Plant_ID |  | plant_id | Number (Long Integer) | Plant identification number | 1223 | 1154
FGD_Monitoring_Data | B | 6 | B6-1 |  | cbi_mon_data_scrub_purge | Yes/No | CBI designation checkbox for QB6-1 | 1224 | 1155
FGD_Monitoring_Data | B | 6 | B6-1 |  | mon_data_scrub_purge | Text | Plant collected monitoring data for untreated FGD scrubber purge (or slurry discharge) in the 12 months prior to receiving this questionnaire | 1225 | 1156
FGD_Monitoring_Data_ID | B | 6 Tables | Plant_ID |  | plant_id | Number (Double) | Plant identification number | 1226 | 1176
FGD_Monitoring_Data_ID | B | 6 Tables | B6-2 |  | cbi_mon_data_sp_FGDsystem_SEunit | Yes/No | CBI designation checkbox for QB6-2 | 1228 | 1177
FGD_Monitoring_Data_ID | B | 6 Tables | B6-2 |  | data_assoc_FGD_1 | Text | FGD scrubber purge data associated with FGD-1 | 1229 | 1178
FGD_Monitoring_Data_ID | B | 6 Tables | B6-2 |  | data_assoc_FGD_2 | Text | FGD scrubber purge data associated with FGD-2 | 1230 | 1179
FGD_Monitoring_Data_ID | B | 6 Tables | B6-2 |  | data_assoc_FGD_3 | Text | FGD scrubber purge data associated with FGD-3 | 1231 | 1180
FGD_Monitoring_Data_ID | B | 6 Tables | B6-2 |  | data_assoc_FGD_4 | Text | FGD scrubber purge data associated with FGD-4 | 1232 | 1181
FGD_Monitoring_Data_ID | B | 6 Tables | B6-2 |  | data_assoc_FGD_5 | Text | FGD scrubber purge data associated with FGD-5 | 1233 | 1182
FGD_Monitoring_Data_ID | B | 6 Tables | B6-2 |  | data_assoc_FGD_6 | Text | FGD scrubber purge data associated with FGD-6 | 1234 | 1183
FGD_Monitoring_Data_ID | B | 6 Tables | B6-2 |  | data_assoc_SE_unit_1 | Text | FGD scrubber purge data associated with SE Unit 1 | 1235 | 1184
FGD_Monitoring_Data_ID | B | 6 Tables | B6-2 |  | data_assoc_SE_unit_2 | Text | FGD scrubber purge data associated with SE Unit 2 | 1236 | 1185
FGD_Monitoring_Data_ID | B | 6 Tables | B6-2 |  | data_assoc_SE_unit_3 | Text | FGD scrubber purge data associated with SE Unit 3 | 1237 | 1186
FGD_Monitoring_Data_ID | B | 6 Tables | B6-2 |  | data_assoc_SE_unit_4 | Text | FGD scrubber purge data associated with SE Unit 4 | 1238 | 1187
FGD_Monitoring_Data_ID | B | 6 Tables | B6-2 |  | data_assoc_SE_unit_5 | Text | FGD scrubber purge data associated with SE Unit 5 | 1239 | 1188
FGD_Monitoring_Data_ID | B | 6 Tables | B6-2 |  | data_assoc_SE_unit_6 | Text | FGD scrubber purge data associated with SE Unit 6 | 1240 | 1189
FGD_Monitoring_Data_ID | B | 6 Tables | B6-2 |  | data_assoc_SE_unit_7 | Text | FGD scrubber purge data associated with SE Unit 7 | 1241 | 1190
FGD_Monitoring_Data_ID | B | 6 Tables | B6-2 |  | data_assoc_SE_unit_8 | Text | FGD scrubber purge data associated with SE Unit 8 | 1242 | 1191
FGD_Monitoring_Data_ID | B | 6 Tables | B6-2 |  | data_assoc_SE_unit_9 | Text | FGD scrubber purge data associated with SE Unit 9 | 1243 | 1192
FGD_Monitoring_Data_ID | B | 6 Tables | B6-2 |  | data_assoc_SE_unit_10 | Text | FGD scrubber purge data associated with SE Unit 10 | 1244 | 1193
FGD_Monitoring_Data_Results | B | 6 | Plant_ID | Table B-9 | plant_id | Number (Double) | Plant identification number | 1245 | 1157
FGD_Monitoring_Data_Results | B | 6 | B6-2 | Table B-9 | cbi_FGD_monitoring_data_tbl | Yes/No | CBI designation checkbox for QC6-2 | 1247 | 1159
FGD_Monitoring_Data_Results | B | 6 | B6-2 | Table B-9 | FGD_data_analyte | Text | Analyte | 1248 | 1160
FGD_Monitoring_Data_Results | B | 6 | B6-2 | Table B-9 | FGD_data_CASNo | Text | CAS Number | 1249 | 1161
FGD_Monitoring_Data_Results | B | 6 | B6-2 | Table B-9 | FGD_data_non_detect | Text | Measured Value - BDL | 1250 | 1162
FGD_Monitoring_Data_Results | B | 6 | B6-2 | Table B-9 | FGD_data_msrd_value | Number (Double) | Measured Value - value | 1251 | 1163
FGD_Monitoring_Data_Results | B | 6 | B6-2 | Table B-9 | FGD_data_msrd_unit | Text | Measured Value - units | 1252 | 1164
FGD_Monitoring_Data_Results | B | 6 | B6-2 | Table B-9 | FGD_data_method | Text | Analytical Method | 1253 | 1165
FGD_Monitoring_Data_Results | B | 6 | B6-2 | Table B-9 | FGD_data_MDL_value | Number (Double) | Method detection limit - value | 1254 | 1166
FGD_Monitoring_Data_Results | B | 6 | B6-2 | Table B-9 | FGD_data_MDL_unit | Text | Method detection limit - unit | 1255 | 1167
FGD_Monitoring_Data_Results | B | 6 | B6-2 | Table B-9 | FGD_data_RL_value | Number (Double) | Reporting limit -value | 1256 | 1168
FGD_Monitoring_Data_Results | B | 6 | B6-2 | Table B-9 | FGD_data_RL_unit | Text | Reporting limit - unit | 1257 | 1169
FGD_Monitoring_Data_Results | B | 6 | B6-2 | Table B-9 | FGD_data_date_collect | Text | Date sample collected | 1258 | 1170
FGD_Monitoring_Data_Results | B | 6 | B6-2 | Table B-9 | FGD_data_loc | Text | Sample location | 1259 | 1171
FGD_Monitoring_Data_Results | B | 6 | B6-2 | Table B-9 | FGD_data_grab_comp | Text | Collected as grab or composite | 1260 | 1172
FGD_Monitoring_Data_Results | B | 6 | B6-2 | Table B-9 | FGD_data_qualifier | Text | Description of qualifiers | 1261 | 1173
FGD_Monitoring_Data_Results | B | 6 | B6-2 | Table B-9 | FGD_data_tot_diss | Text | Analyzed as Total Recoverable or Dissolved (only answer for metals) | 1262 | 1174
FGD_Monitoring_Data_Results | B | 6 | B6-2 | Table B-9 | FGD_data_purge_flow | Number (Double) | Flow rate of FGD scrubber purge (or slurry discharge) at time of sampling (gpm) | 1263 | 1175
FGD_Pl_Systems | B | 2 | Plant_ID | Table B-2 | plant_id | Number (Double) | Plant identification number. | 1264 | 866
FGD_Pl_Systems | B | 2 | FGD_ID | Table B-2 | FGD_id | Text | FGD system identification number. | 1265 | 867
FGD_Pl_Systems | B | 2 | B2-1 | Table B-2 | cbi_FGD_WWT_tbl | Yes/No | CBI designation checkbox for QB2-1/Table B-2 | 1266 | 868
FGD_Pl_Systems | B | 2 | B2-1 | Table B-2 | FGD_slds_handling | Text | Planned solids handling for the FGD slurry blowdown | 1267 | 869
FGD_Pl_Systems | B | 2 | B2-1 | Table B-2 | FGD_gen_purge | Text | Designates whether system will generate FGD scrubber purge (or slurry discharge)? | 1268 | 870
FGD_Pl_Systems | B | 2 | B2-1 | Table B-2 | FGD_WWTS_old_new | Text | Designates whether the FGD scrubber purge (or slurry discharge) will be treated by new or existing treatment system | 1269 | 871
FGD_Pl_Systems | B | 2 | B2-1 | Table B-2 | FGD_WWTS | Text | Type of wastewater treatment system planned to treat FGD scrubber purge (or slurry discharge) | 1270 | 872
FGD_Pl_Systems | B | 2 | B2-1 | Table B-2 | FGD_WWT_max | Number (Double) | Design flow rate for FGD treatment system - max gpm | 1271 | 873
FGD_Pl_Systems | B | 2 | B2-1 | Table B-2 | FGD_WWT_24avg | Number (Double) | Design flow rate for FGD treatment system - 24 hour daily average gpm | 1272 | 874
FGD_Pl_Systems | B | 2 | B2-1 | Table B-2 | FGD_WWT_date_online | Text | Estimated Date the New FGD Treatment System Will be Brought On Line (or Date FGD Scrubber Purge (or Slurry Discharge) Will be Transferred to Existing System) (month/year) | 1273 | 875
FGD_Systems | B | 1 | Plant_ID | Table B-1 | plant_id | Number (Double) | Plant identification number. | 1274 | 835
FGD_Systems | B | 1 | B1-2 | Table B-1 | FGD_id | Text | FGD system identification number. | 1275 | 836
FGD_Systems | B | 1 | B1-2 | Table B-1 | cbi_FGD_tbl | Yes/No | CBI designation checkbox for Q1-2/ Table B-1 | 1276 | 837
FGD_Systems | B | 1 | B1-2 | Table B-1 | FGD_online_date | Text | Date System Initially Brought On Line, or Planned to be Brought On Line (month/year) | 1277 | 838
FGD_Systems | B | 1 | B1-2 | Table B-1 | FGD_seunit1 | Text | SE unit 1 from Table A-8 serviced by this FGD system | 1278 | 839
FGD_Systems | B | 1 | B1-2 | Table B-1 | FGD_seunit2 | Text | SE unit 2 from Table A-8 serviced by this FGD system | 1279 | 840
FGD_Systems | B | 1 | B1-2 | Table B-1 | FGD_seunit3 | Text | SE unit 3 from Table A-8 serviced by this FGD system | 1280 | 841
FGD_Systems | B | 1 | B1-2 | Table B-1 | FGD_seunit4 | Text | SE unit 4 from Table A-8 serviced by this FGD system | 1281 | 842
FGD_Systems | B | 1 | B1-2 | Table B-1 | FGD_seunit5 | Text | SE unit 5 from Table A-8 serviced by this FGD system | 1282 | 843
FGD_Systems | B | 1 | B1-2 | Table B-1 | FGD_seunit6 | Text | SE unit 6 from Table A-8 serviced by this FGD system | 1283 | 844
FGD_Systems | B | 1 | B1-2 | Table B-1 | FGD_seunit7 | Text | SE unit 7 from Table A-8 serviced by this FGD system | 1284 | 845
FGD_Systems | B | 1 | B1-2 | Table B-1 | FGD_seunit8 | Text | SE unit 8 from Table A-8 serviced by this FGD system | 1285 | 846
FGD_Systems | B | 1 | B1-2 | Table B-1 | FGD_seunit9 | Text | SE unit 9 from Table A-8 serviced by this FGD system | 1286 | 847
FGD_Systems | B | 1 | B1-2 | Table B-1 | FGD_seunit10 | Text | SE unit 10 from Table A-8 serviced by this FGD system | 1287 | 848
FGD_Systems | B | 1 | B1-2 | Table B-1 | FGD_seunitA | Text | SE unit A from Table A-9 serviced by this FGD system | 1288 | 849
FGD_Systems | B | 1 | B1-2 | Table B-1 | FGD_seunitB | Text | SE unit B from Table A-9 serviced by this FGD system | 1289 | 850
FGD_Systems | B | 1 | B1-2 | Table B-1 | FGD_seunitC | Text | SE unit C from Table A-9 serviced by this FGD system | 1290 | 851
FGD_Systems | B | 1 | B1-2 | Table B-1 | FGD_seunitD | Text | SE unit D from Table A-9 serviced by this FGD system | 1291 | 852
FGD_Systems | B | 1 | B1-2 | Table B-1 | FGD_slurry | Text | Designates whether the system generate a FGD Slurry Blowdown (or slurry discharge) stream (i.e., is it a wet system) | 1292 | 853
FGD_Systems | B | 1 | B1-2 | Table B-1 | FGD_oxidation | Text | Type of Oxidation (Forced, Natural, or Inhibited) | 1293 | 854
FGD_Systems | B | 1 | B1-2 | Table B-1 | FGD_type | Text | Type of FGD System | 1294 | 855
FGD_Systems | B | 1 | B1-2 | Table B-1 | FGD_type_other | Text | Description of FGD system if state other in FGD_type | 1295 | 856
FGD_Systems | B | 1 | B1-2 | Table B-1 | sorbent_1 | Text | Primary type of sorbent | 1296 | 857
FGD_Systems | B | 1 | B1-2 | Table B-1 | sorbent_1_other | Text | Description of primary type of sorbent if state other in sorbent_1 | 1297 | 858
FGD_Systems | B | 1 | B1-2 | Table B-1 | sorbent_2 | Text | Secondary type of sorbent | 1298 | 859
FGD_Systems | B | 1 | B1-2 | Table B-1 | sorbent_2_other | Text | Description of secondary type of sorbent if state other in sorbent_2 | 1299 | 860
FGD_Systems | B | 1 | B1-2 | Table B-1 | sorbent_3 | Text | Tertiary type of sorbent | 1300 | 861
FGD_Systems | B | 1 | B1-2 | Table B-1 | sorbent_3_other | Text | Description of tertiary type of sorbent if state other in sorbent_3 | 1301 | 862
FGD_Systems | B | 1 | B1-2 | Table B-1 | sorbent_4 | Text | Quaternary type of sorbent | 1302 | 863
FGD_Systems | B | 1 | B1-2 | Table B-1 | sorbent_4_other | Text | Description of quaternary type of sorbent if state other in sorbent_4 | 1303 | 864
FGD_Systems | B | 1 | B1-2 | Table B-1 | FGD_SO2 | Text | Sulfur Dioxide Removal Efficiency (%) | 1304 | 865
FGD_Wastewater_Treatment | B | 7 | Plant_ID |  | plant_id | Number (Double) | Plant identification number | 1305 | 1195
FGD_Wastewater_Treatment | B | 7 | B5-3 |  | cbi_WFGD_purge_params | Yes/No | CBI designation checkbox for QB5-3 | 1306 | 1236
FGD_Wastewater_Treatment | B | 7 | B5-3 |  | WFGD_purge_chlor | Text | Chlorides content of untreated scrubber purge transferred to the wwt (ppm) | 1307 | 1237
FGD_Wastewater_Treatment | B | 7 | B5-3 |  | WFGD_purge_chlor_ppm | Number (Double) | Chlorides content of untreated scrubber purge transferred to the wwt (ppm) | 1308 | 1238
FGD_Wastewater_Treatment | B | 7 | B5-3 |  | WFGD_purge_TSS | Text | TSS concentration of untreated scrubber purge transferred to the wwt (ppm) | 1309 | 1239
FGD_Wastewater_Treatment | B | 7 | B5-3 |  | WFGD_purge_TSS_ppm | Number (Double) | TSS concentration of untreated scrubber purge transferred to the wwt (ppm) | 1310 | 1240
FGD_Wastewater_Treatment | B | 7 | B7-1 |  | cbi_FGD_purge_pond | Yes/No | CBI designation checkbox for QB7-1 | 1311 | 1196
FGD_Wastewater_Treatment | B | 7 | B7-1 |  | FGD_purge_pond | Text | Does the plant transfer the FGD scrubber purge (or slurry discharge) to a settling pond? | 1312 | 1197
FGD_Wastewater_Treatment | B | 7 | B7-2 |  | cbi_FGD_purge_cmngl | Yes/No | CBI designation checkbox for QB7-2 | 1313 | 1198
FGD_Wastewater_Treatment | B | 7 | B7-2 |  | FGD_purge_cmngl_fa | Text | Fly ash sluice is commingled with FGD scrubber purge in the settling pond | 1314 | 1199
FGD_Wastewater_Treatment | B | 7 | B7-2 |  | FGD_purge_cmngl_ba | Text | Bottom ash sluice is commingled with FGD scrubber purge in the settling pond | 1315 | 1200
FGD_Wastewater_Treatment | B | 7 | B7-2 |  | FGD_purge_cmngl_mcw | Text | Metal cleaning waste is commingled with FGD scrubber purge in the settling pond | 1316 | 1201
FGD_Wastewater_Treatment | B | 7 | B7-2 |  | FGD_purge_cmngl_mill | Text | Mill reject sluice is commingled with FGD scrubber purge in the settling pond | 1317 | 1202
FGD_Wastewater_Treatment | B | 7 | B7-2 |  | FGD_purge_cmngl_boiler_bd | Text | Boiler blowdown is commingled with FGD scrubber purge in the settling pond | 1318 | 1203
FGD_Wastewater_Treatment | B | 7 | B7-2 |  | FGD_purge_cmngl_other1 | Text | Other process wastewater (1) commingled with FGD scrubber purge in the settling pond | 1319 | 1204
FGD_Wastewater_Treatment | B | 7 | B7-2 |  | FGD_purge_cmngl_other1_desc | Text | Description of other process wastewater (1) commingled with FGD scrubber purge in the settling pond | 1320 | 1205
FGD_Wastewater_Treatment | B | 7 | B7-2 |  | FGD_purge_cmngl_other2 | Text | Other process wastewater (2) commingled with FGD scrubber purge in the settling pond | 1321 | 1206
FGD_Wastewater_Treatment | B | 7 | B7-2 |  | FGD_purge_cmngl_other2_desc | Text | Description of other process wastewater (2) commingled with FGD scrubber purge in the settling pond | 1322 | 1207
FGD_Wastewater_Treatment | B | 7 | B7-2 |  | FGD_purge_cmngl_none | Text | FGD scrubber blowdown is not commingled with any process wastewaters in the settling pond | 1323 | 1208
FGD_Wastewater_Treatment | B | 7 | B7-3 |  | cbi_FGD_purge_cmngl_pond | Yes/No | CBI designation checkbox for QB7-3 | 1324 | 1209
FGD_Wastewater_Treatment | B | 7 | B7-3 |  | FGD_purge_cmngl_one_pond | Text | "True" commingling in the pond | 1325 | 1210
FGD_Wastewater_Treatment | B | 7 | B7-3 |  | FGD_purge_cmngl_after_FGD_pond | Text | FGD scrubber purge is treated in a FGD pond and subsequently commingled with ash water in designated ash pond | 1326 | 1211
FGD_Wastewater_Treatment | B | 7 | B7-3 |  | FGD_purge_not_cmngl | Text | FGD scrubber purge is not commingled with other wastewaters | 1327 | 1212
FGD_Wastewater_Treatment | B | 7 | B7-3 |  | FGD_purge_cmngl_after_WWTS | Text | FGD scrubber purge wastewater is treated using a wastewater treatment system other than a pond and subsequently commingled with ash water in a dedicated ash pond | 1328 | 1213
FGD_Wastewater_Treatment | B | 7 | B7-3 |  | FGD_purge_cmngl_pond_other | Text | Other method of commingling FGD scrubber purge and BA or FA sluice | 1329 | 1214
FGD_Wastewater_Treatment | B | 7 | B7-3 |  | FGD_purge_cmngl_pond_other_desc | Text | Description of other method of commingling FGD scrubber purge and BA and FA sluice | 1330 | 1215
FGD_Wastewater_Treatment | B | 7 | B7-4 |  | cbi_FGD_wwts_tech | Yes/No | CBI designation checkbox for QB7-4 | 1331 | 1216
FGD_Wastewater_Treatment | B | 7 | B7-4 |  | FGD_wwts_tech_pond | Text | Settling pond wwt for FGD scrubber purge | 1332 | 1217
FGD_Wastewater_Treatment | B | 7 | B7-4 |  | FGD_wwts_tech_bio_aer | Text | Biological reactor - aerobic wwt for FGD scrubber purge | 1333 | 1218
FGD_Wastewater_Treatment | B | 7 | B7-4 |  | FGD_wwts_tech_bio_anaer | Text | Biological reactor - anaerobic wwt for FGD scrubber purge | 1334 | 1219
FGD_Wastewater_Treatment | B | 7 | B7-4 |  | FGD_wwts_tech_chemprecip | Text | Chemical precipitation wwt for FGD scrubber purge | 1335 | 1220
FGD_Wastewater_Treatment | B | 7 | B7-4 |  | FGD_wwts_tech_wetlands | Text | Constructed wetlands wwt for FGD scrubber purge | 1336 | 1221
FGD_Wastewater_Treatment | B | 7 | B7-4 |  | FGD_wwts_tech_mvc | Text | Mechanical vapor compression (brine concentrator) wwt for FGD scrubber purge | 1337 | 1222
FGD_Wastewater_Treatment | B | 7 | B7-4 |  | FGD_wwts_tech_mvc_spray | Text | Mechanical vapor compression (brine concentrator) with spray dryer for FGD scrubber purge | 1338 | 1223
FGD_Wastewater_Treatment | B | 7 | B7-4 |  | FGD_wwts_tech_mvc_crys | Text | Mechanical vapor compression (brine concentrator) with crystallizer for FGD scrubber purge | 1339 | 1224
FGD_Wastewater_Treatment | B | 7 | B7-4 |  | FGD_wwts_tech_other | Text | Other wwt for FGD scrubber purge | 1340 | 1225
FGD_Wastewater_Treatment | B | 7 | B7-4 |  | FGD_wwts_tech_other_desc | Text | Description of wwt for FGD scrubber purge | 1341 | 1226
FGD_Wastewater_Treatment | B | 7 | B7-5 |  | cbi_dest_treat_purge | Yes/No | CBI designation checkbox for QB7-5 | 1342 | 1227
FGD_Wastewater_Treatment | B | 7 | B7-5 |  | dest_treat_purge_recyc | Text | Scrubber purge is immediately recycled back to plant processes | 1343 | 1228
FGD_Wastewater_Treatment | B | 7 | B7-5 |  | dest_treat_purge_recyc_desc | Text | Description of recycled scrubber purge | 1344 | 1229
FGD_Wastewater_Treatment | B | 7 | B7-5 |  | dest_treat_purge_NPDES | Text | Scrubber purge discharges to NPDES outfall | 1345 | 1230
FGD_Wastewater_Treatment | B | 7 | B7-5 |  | Outfall_number | Text | NPDES outfall number | 1346 | 1231
FGD_Wastewater_Treatment | B | 7 | B7-5 |  | dest_treat_purge_POTW | Text | Discharged to POTW | 1347 | 1232
FGD_Wastewater_Treatment | B | 7 | B7-5 |  | dest_treat_purge_DWI | Text | Deep well injection | 1348 | 1233
FGD_Wastewater_Treatment | B | 7 | B7-5 |  | dest_treat_purge_other | Text | Other destination of FGD scrubber purge | 1349 | 1234
FGD_Wastewater_Treatment | B | 7 | B7-5 |  | dest_treat_purge_other_desc | Text | Description of other destination of FGD scrubber purge | 1350 | 1235
FGD_Wet_General | B | 4 | Plant_ID |  | plant_id | Number (Double) | Plant identification number. | 1351 | 895
FGD_Wet_General | B | 4 | FGD_ID |  | FGD_id | Text | FGD system identification number. | 1352 | 896
FGD_Wet_General | B | 4 | B4-3 |  | cbi_WFGD_sys_chlor | Yes/No | CBI designation checkbox for QB4-3 | 1353 | 900
FGD_Wet_General | B | 4 | B4-3 |  | WFGD_sys_chlor_max | Number (Double) | FGD system maximum design chlorides concentration ppm (QB4-3) | 1354 | 901
FGD_Wet_General | B | 4 | B4-3 |  | WFGD_equip1 | Text | FGD equipment 1 that determines maximum design concentration (QB4-3) | 1355 | 902
FGD_Wet_General | B | 4 | B4-3 |  | WFGD_equip1_mat | Text | FGD equipment 1 material that determines maximum design concentration (QB4-3) | 1356 | 903
FGD_Wet_General | B | 4 | B4-3 |  | WFGD_equip1_mat_other | Text | FGD equipment 1 other description that determines maximum design concentration (QB4-3) | 1357 | 904
FGD_Wet_General | B | 4 | B4-3 |  | WFGD_equip2 | Text | FGD equipment 2 that determines maximum design concentration (QB4-3) | 1358 | 905
FGD_Wet_General | B | 4 | B4-3 |  | WFGD_equip2_mat | Text | FGD equipment 2 material that determines maximum design concentration (QB4-3) | 1359 | 906
FGD_Wet_General | B | 4 | B4-3 |  | WFGD_equip2_mat_other | Text | FGD equipment 2 other description that determines maximum design concentration (QB4-3) | 1360 | 907
FGD_Wet_General | B | 4 | B4-3 |  | WFGD_equip3 | Text | FGD equipment 3 that determines maximum design concentration (QB4-3) | 1361 | 908
FGD_Wet_General | B | 4 | B4-3 |  | WFGD_equip3_mat | Text | FGD equipment 3 material that determines maximum design concentration (QB4-3) | 1362 | 909
FGD_Wet_General | B | 4 | B4-3 |  | WFGD_equip3_mat_other | Text | FGD equipment 3 other description that determines maximum design concentration (QB4-3) | 1363 | 910
FGD_Wet_General | B | 4 | B4-3 |  | WFGD_equip4 | Text | FGD equipment 4 that determines maximum design concentration (QB4-3) | 1364 | 911
FGD_Wet_General | B | 4 | B4-3 |  | WFGD_equip4_mat | Text | FGD equipment 4 material that determines maximum design concentration (QB4-3) | 1365 | 912
FGD_Wet_General | B | 4 | B4-3 |  | WFGD_equip4_mat_other | Text | FGD equipment 4 other description that determines maximum design concentration (QB4-3) | 1366 | 913
FGD_Wet_General | B | 4 | B4-4 |  | cbi_WFGD_bd_params | Yes/No | CBI designation checkbox for QB4-4 | 1367 | 914
FGD_Wet_General | B | 4 | B4-4 |  | WFGD_bd_chlor | Text | Chloride used to determine when FGD slurry is blown down (B4-4) | 1368 | 915
FGD_Wet_General | B | 4 | B4-4 |  | WFGD_bd_chlor_ppm | Number (Double) | Chloride concentration maintained less than - ppm (B4-4) | 1369 | 916
FGD_Wet_General | B | 4 | B4-4 |  | WFGD_bd_solids | Text | Solids used to determine when FGD slurry is blown down (B4-4) | 1370 | 917
FGD_Wet_General | B | 4 | B4-4 |  | WFGD_bd_solids_low | Number (Double) | Solids percentage maintained above -% (B4-4) | 1371 | 918
FGD_Wet_General | B | 4 | B4-4 |  | WFGD_bd_solids_high | Number (Double) | Solids percentage maintained below -% (B4-4) | 1372 | 919
FGD_Wet_General | B | 4 | B4-4 |  | WFGD_bd_other | Text | Other parameters used to determine when FGD slurry is blown down (B4-4) | 1373 | 920
FGD_Wet_General | B | 4 | B4-4 |  | WFGD_bd_other_desc | Text | Description of other parameters used to determine when FGD slurry is blown down (B4-4) | 1374 | 921
FGD_Wet_General | B | 4 | B4-5 |  | cbi_WFGD_source_H2O_params | Yes/No | CBI designation checkbox for QB4-5 | 1375 | 922
FGD_Wet_General | B | 4 | B4-5 |  | WFGD_source_H2O_chlor | Text | Chlorides determine water source that can be used as FGD reagent preparation water or absorber make-up water (B4-5) | 1376 | 923
FGD_Wet_General | B | 4 | B4-5 |  | WFGD_source_H2O_chlor_ppm | Number (Double) | Maximum chlorides concentration ppm (B4-5) | 1377 | 924
FGD_Wet_General | B | 4 | B4-5 |  | WFGD_source_H2O_solids | Text | Solids determine water source that can be used as FGD reagent preparation water or absorber make-up water (B4-5) | 1378 | 925
FGD_Wet_General | B | 4 | B4-5 |  | WFGD_source_H20_%solids | Number (Double) | Maximum solids concentration percent | 1379 | 926
FGD_Wet_General | B | 4 | B4-5 |  | WFGD_source_H2O_other | Text | Other parameters determine water source that can be used as FGD reagent preparation water or absorber make-up water | 1380 | 927
FGD_Wet_General | B | 4 | B4-5 |  | WFGD_source_H2O_other_desc | Text | Description of other parameters that determine water source that can be used as FGD reagent preparation water or absorber make-up water | 1381 | 928
FGD_Wet_General | B | 4 | B4-6 |  | cbi_WFGD_mist_flow | Yes/No | CBI designation checkbox for QB4-6 | 1382 | 929
FGD_Wet_General | B | 4 | B4-6 |  | WFGD_mist_flow_gpm | Number (Double) | Mist eliminator wash water for the FGD system typical flow rate 2009 gpm (QB4-6) | 1383 | 930
FGD_Wet_General | B | 4 | B4-6 |  | WFGD_mist_flow_hpd | Number (Double) | Mist eliminator wash water for the FGD system typical duration 2009 hpd (QB4-6) | 1384 | 931
FGD_Wet_General | B | 4 | B4-6 |  | WFGD_mist_flow_dpy | Number (Double) | Mist eliminator wash water for the FGD system typical frequency 2009 dpy (QB4-6) | 1385 | 932
FGD_Wet_General | B | 4 | B4-7 |  | cbi_WFGD_rpw_flow | Yes/No | CBI designation checkbox for QB4-7 | 1386 | 933
FGD_Wet_General | B | 4 | B4-7 |  | WFGD_rpw_flow_gpm | Number (Double) | Reagent preparation water for the FGD system typical flow rate 2009 gpm (QB4-7) | 1387 | 934
FGD_Wet_General | B | 4 | B4-7 |  | WFGD_rpw_flow_hpd | Number (Double) | Reagent preparation water for the FGD system typical duration 2009 hpd (QB4-7) | 1388 | 935
FGD_Wet_General | B | 4 | B4-7 |  | WFGD_rpw_flow_dpy | Number (Double) | Reagent preparation water for the FGD system typical frequency 2009 dpy (QB4-7) | 1389 | 936
FGD_Wet_General | B | 4 | B4-8 |  | cbi_WFGD_rgnt_slry_flow | Yes/No | CBI designation checkbox for QB4-8 | 1390 | 937
FGD_Wet_General | B | 4 | B4-8 |  | WFGD_rgnt_slry_flow_gpm | Number (Double) | Reagent slurry for the FGD system typical flow rate 2009 gpm (QB4-8) | 1391 | 938
FGD_Wet_General | B | 4 | B4-8 |  | WFGD_rgnt_slry_flow_hpd | Number (Double) | Reagent slurry for the FGD system typical duration 2009 hpd (QB4-8) | 1392 | 939
FGD_Wet_General | B | 4 | B4-8 |  | WFGD_rgnt_slry_flow_dpy | Number (Double) | Reagent slurry for the FGD system typical frequency 2009 dpy (QB4-8) | 1393 | 940
FGD_Wet_General | B | 4 | B4-9 |  | cbi_WFGD_abs_mkup_flow | Yes/No | CBI designation checkbox for QB4-9 | 1394 | 941
FGD_Wet_General | B | 4 | B4-9 |  | WFGD_abs_mkup_flow_gpm | Number (Double) | Absorber make-up water for the FGD system typical flow rate 2009 gpm (QB4-9) | 1395 | 942
FGD_Wet_General | B | 4 | B4-9 |  | WFGD_abs_mkup_flow_hpd | Number (Double) | Absorber make-up water for the FGD system typical duration 2009 hpd (QB4-9) | 1396 | 943
FGD_Wet_General | B | 4 | B4-9 |  | WFGD_abs_mkup_flow_dpy | Number (Double) | Absorber make-up water for the FGD system typical frequency 2009 dpy (QB4-9) | 1397 | 944
FGD_Wet_General | B | 4 | B4-10 |  | cbi_WFGD_source_mist | Yes/No | CBI designation checkbox for QB4-10 | 1398 | 945
FGD_Wet_General | B | 4 | B4-10 |  | WFGD_source_mist_raw | Text | Raw intake water used as source for the mist eliminator wash water (B4-10) | 1399 | 946
FGD_Wet_General | B | 4 | B4-10 |  | WFGD_source_mist_treat | Text | Treated intake water used as source for the mist eliminator wash water (B4-10) | 1400 | 947
FGD_Wet_General | B | 4 | B4-10 |  | WFGD_source_mist_procWW | Text | Process wastewater used as source for the mist eliminator wash water (B4-10) | 1401 | 948
FGD_Wet_General | B | 4 | B4-10 |  | WFGD_source_mist_procWW_desc | Text | Description of process wastewater used as source for the mist eliminator wash water (B4-10) | 1402 | 949
FGD_Wet_General | B | 4 | B4-10 |  | WFGD_source_mist_procWW_other | Text | Description of other process wastewater used as source for the mist eliminator wash water (B4-10) | 1403 | 950
FGD_Wet_General | B | 4 | B4-10 |  | WFGD_source_mist_other | Text | Other source used for the mist eliminator wash water (B4-10) | 1404 | 951
FGD_Wet_General | B | 4 | B4-10 |  | WFGD_source_mist_other_desc | Text | Description of other source used for the mist eliminator wash water (B4-10) | 1405 | 952
FGD_Wet_General | B | 4 | B4-11 |  | cbi_WFGD_source_rpw | Yes/No | CBI designation checkbox for QB4-11 | 1406 | 953
FGD_Wet_General | B | 4 | B4-11 |  | WFGD_source_rpw_raw | Text | Raw intake water used as source for the reagent preparation water (B4-11) | 1407 | 954
FGD_Wet_General | B | 4 | B4-11 |  | WFGD_source_rpw_treat | Text | Treated intake water used as source for the reagent preparation water (B4-11) | 1408 | 955
FGD_Wet_General | B | 4 | B4-11 |  | WFGD_source_rpw_procWW | Text | Process wastewater used as source for the reagent preparation water (B4-11) | 1409 | 956
FGD_Wet_General | B | 4 | B4-11 |  | WFGD_source_rpw_procWW_desc | Text | Description of process wastewater used as source for the reagent preparation water (B4-11) | 1410 | 957
FGD_Wet_General | B | 4 | B4-11 |  | WFGD_source_rpw_procWW_other | Text | Description of other process wastewater used as source for the reagent preparation water (B4-11) | 1411 | 958
FGD_Wet_General | B | 4 | B4-11 |  | WFGD_source_rpw_other | Text | Other source used for the reagent preparation water (B4-11) | 1412 | 959
FGD_Wet_General | B | 4 | B4-11 |  | WFGD_source_rpw_other_desc | Text | Description of other source used for the reagent preparation water (B4-11) | 1413 | 960
FGD_Wet_General | B | 4 | B4-12 |  | cbi_WFGD_source_abs_mkup | Yes/No | CBI designation checkbox for QB4-12 | 1414 | 961
FGD_Wet_General | B | 4 | B4-12 |  | WFGD_source_abs_mkup_raw | Text | Raw intake water used as source for the absorber make-up water (B4-12) | 1415 | 962
FGD_Wet_General | B | 4 | B4-12 |  | WFGD_source_abs_mkup_treat | Text | Treated intake water used as source for the absorber make-up water(B4-12) | 1416 | 963
FGD_Wet_General | B | 4 | B4-12 |  | WFGD_source_abs_mkup_procWW | Text | Process wastewater used as source for the absorber make-up water (B4-12) | 1417 | 964
FGD_Wet_General | B | 4 | B4-12 |  | WFGD_source_abs_mkup_procWW_desc | Text | Description of process wastewater used as source for the absorber make-up water (B4-12) | 1418 | 965
FGD_Wet_General | B | 4 | B4-12 |  | WFGD_source_abs_mkup_procWW_other | Text | Description of other process wastewater used as source for the absorber make-up water (B4-12) | 1419 | 966
FGD_Wet_General | B | 4 | B4-12 |  | WFGD_source_abs_mkup_other | Text | Other source used for the absorber make-up water (B4-12) | 1420 | 967
FGD_Wet_General | B | 4 | B4-12 |  | WFGD_source_abs_mkup_other_desc | Text | Description of other source used for the absorber make-up water (B4-12) | 1421 | 968
FGD_Wet_General | B | 4 | B4-13 |  | cbi_WFGD_gen_solids | Yes/No | CBI designation checkbox for QB4-13 | 1422 | 969
FGD_Wet_General | B | 4 | B4-13 |  | WFGD_solids_gypsum | Text | Generate calcium sulfate (gypsum) (B4-13) | 1423 | 970
FGD_Wet_General | B | 4 | B4-13 |  | WFGD_solids_gypsum_per | Number (Double) | Percentage of gypsum generated (B4-13) | 1424 | 971
FGD_Wet_General | B | 4 | B4-13 |  | WFGD_solids_CaSO3 | Text | Generate calcium sulfite (B4-13) | 1425 | 972
FGD_Wet_General | B | 4 | B4-13 |  | WFGD_solids_CaSO3_per | Number (Double) | Percentage of calcium sulfite generated (B4-13) | 1426 | 973
FGD_Wet_General | B | 4 | B4-13 |  | WFGD_solids_other1 | Text | Generate other solids (B4-13) | 1427 | 974
FGD_Wet_General | B | 4 | B4-13 |  | WFGD_solids_other1_desc | Text | Description of other1 solids (B4-13) | 1428 | 975
FGD_Wet_General | B | 4 | B4-13 |  | WFGD_solids_other1_per | Number (Double) | Percentage of other 1 solids generated (B4-13) | 1429 | 976
FGD_Wet_General | B | 4 | B4-13 |  | WFGD_solids_other2 | Text | Generate other solids (B4-13) | 1430 | 977
FGD_Wet_General | B | 4 | B4-13 |  | WFGD_solids_other2_desc | Text | Description of other2 solids (B4-13) | 1431 | 978
FGD_Wet_General | B | 4 | B4-13 |  | WFGD_solids_other2_per | Number (Double) | Percentage of other 2 solids generated (B4-13) | 1432 | 979
FGD_Wet_General | B | 4 | B4-14 |  | cbi_WFGD_solids_comb | Yes/No | CBI designation checkbox for QB4-14 | 1433 | 980
FGD_Wet_General | B | 4 | B4-14 |  | WFGD_solids_comb | Text | Designates if FGD solids combined with fly ash, bottom ash, or other material (QB4-14) | 1434 | 981
FGD_Wet_General | B | 4 | B4-15 |  | cbi_WFGD_gen_pozz | Yes/No | CBI designation checkbox for QB4-15 | 1435 | 982
FGD_Wet_General | B | 4 | B4-15 |  | WFGD_gen_pozz | Text | Designates if cementitious/pozzolanic material produced with the FGD solids at the plant (QB4-15) | 1436 | 983
FGD_Wet_General | B | 4 | B4-16 |  | cbi_WFGD_solids_sep | Yes/No | CBI designation checkbox for QB4-16 | 1437 | 984
FGD_Wet_General | B | 4 | B4-16 |  | WFGD_sep_hdrclne | Text | Hydroclones used in solids separation of FGD slurry blowdown (QB4-16) | 1438 | 985
FGD_Wet_General | B | 4 | B4-16 |  | WFGD_sep_cntrfge | Text | Centrifuge used in solids separation of FGD slurry blowdown (QB4-16) | 1439 | 986
FGD_Wet_General | B | 4 | B4-16 |  | WFGD_sep_Thknr | Text | Thickener used in solids separation of FGD slurry blowdown (QB4-16) | 1440 | 987
FGD_Wet_General | B | 4 | B4-16 |  | WFGD_sep_other | Text | Other method used in solids separation of FGD slurry blowdown (QB4-16) | 1441 | 988
FGD_Wet_General | B | 4 | B4-16 |  | WFGD_sep_other_desc | Text | Description of other method used in solids separation of FGD slurry blowdown (QB4-16) | 1442 | 989
FGD_Wet_General | B | 4 | B4-16 |  | WFGD_sep_bd_pond | Text | Blowdown sent directly to a pond system (QB4-16) | 1443 | 990
FGD_Wet_General | B | 4 | B4-16 |  | WFGD_sep_bd_WWTS | Text | Blowdown sent directly to a wastewater treatment system (QB4-16) | 1444 | 991
FGD_Wet_General | B | 4 | B4-17 |  | cbi_WFGD_solids_dwr | Yes/No | CBI designation checkbox for QB4-17 | 1445 | 992
FGD_Wet_General | B | 4 | B4-17 |  | WFGD_solids_dwr_drmfltr | Text | Vacuum drum filter used in solids dewatering of the FGD solids (B4-17) | 1446 | 993
FGD_Wet_General | B | 4 | B4-17 |  | WFGD_solids_dwr_bltfltr | Text | Vacuum belt filter used in solids dewatering of the FGD solids (B4-17) | 1447 | 994
FGD_Wet_General | B | 4 | B4-17 |  | WFGD_solids_dwr_gyp_stk | Text | Gypsum stacking use in solids dewatering of the FGD solids (B4-17) | 1448 | 995
FGD_Wet_General | B | 4 | B4-17 |  | WFGD_solids_dwr_other | Text | Other method used in solids dewatering (B4-17) | 1449 | 996
FGD_Wet_General | B | 4 | B4-17 |  | WFGD_solids_dwr_other_desc | Text | Description of other method used in solids dewatering (B4-17) | 1450 | 997
FGD_Wet_General | B | 4 | B4-18 |  | cbi_WFGD_solids_chlor | Yes/No | CBI designation checkbox for QB4-18 | 1451 | 998
FGD_Wet_General | B | 4 | B4-18 |  | WFGD_solids_chlor_typ | Number (Double) | Typical concentration of chlorides of the FGD solids produced (ppm) | 1452 | 999
FGD_Wet_General | B | 4 | B4-18 |  | WFGD_solids_chlor_min | Number (Double) | Minimum concentration of chlorides of the FGD solids produced (ppm) | 1453 | 1000
FGD_Wet_General | B | 4 | B4-18 |  | WFGD_solids_chlor_max | Number (Double) | Maximum concentration of chlorides of the FGD solids produced (ppm) | 1454 | 1001
FGD_Wet_General | B | 4 | B4-19 |  | cbi_WFGD_solids_mkt_params | Yes/No | CBI designation checkbox for QB4-19 | 1455 | 1002
FGD_Wet_General | B | 4 | B4-19 |  | WFGD_solids_mkt_chlor | Text | Chlorides affects the ability of FGD solids that can be marketed, sold, or given away | 1456 | 1003
FGD_Wet_General | B | 4 | B4-19 |  | WFGD_solids_mkt_chlor_ppm | Number (Double) | Chloride content (ppm) of FGD solids that can be marketed, sold, or given away | 1457 | 1004
FGD_Wet_General | B | 4 | B4-19 |  | WFGD_solids_mkt_H2O | Text | Moisture content affects the ability of FGD solids that can be marketed, sold, or given away | 1458 | 1005
FGD_Wet_General | B | 4 | B4-19 |  | WFGD_solids_mkt_H2O_per | Number (Double) | Moisture content (%) of FGD solids that can be marketed, sold, or given away | 1459 | 1006
FGD_Wet_General | B | 4 | B4-19 |  | WFGD_solids_mkt_other | Text | Other parameter affecting the marketability of the FGD solids | 1460 | 1007
FGD_Wet_General | B | 4 | B4-19 |  | WFGD_solids_mkt_other_desc | Text | Description of other FGD solids marketability parameter | 1461 | 1008
FGD_Wet_General | B | 4 | B4-19 |  | WFGD_solids_mkt_other_ppm | Number (Double) | Other parameter (ppm) | 1462 | 1009
FGD_Wet_General | B | 4 | B4-19 |  | WFGD_solids_mkt_none | Text | None - Industries to which the FGD solids are marketed has not specified standards | 1463 | 1010
FGD_Wet_General | B | 4 | B4-19 |  | WFGD_solids_mkt_NA | Text | N/A FGD solids are not marketed | 1464 | 1011
FGD_Wet_General | B | 4 | B4-2 |  | cbi_WFGD_chlor_abs | Yes/No | CBI designation checkbox for QB4-2 | 1465 | 897
FGD_Wet_General | B | 4 | B4-2 |  | WFGD_chlor_abs_min | Number (Double) | Minimum operating concentration of chlorides within the FGD scrubber absorber (QB4-2) | 1466 | 898
FGD_Wet_General | B | 4 | B4-2 |  | WFGD_chlor_abs_max | Number (Double) | Maximum operating concentration of chlorides within the FGD scrubber absorber (QB4-2) | 1467 | 899
FGD_Wet_Solids_Cost | B | 4 Tables | Plant_ID | Table B-6 | plant_id | Number (Double) | Plant identification number | 1468 | 1094
FGD_Wet_Solids_Cost | B | 4 Tables | FGD_ID | Table B-6 | FGD_id | Text | FGD system identification number. | 1469 | 1095
FGD_Wet_Solids_Cost | B | 4 Tables | B4-22 | Table B-6 | cbi_WFGD_solids_cost_tbl | Yes/No | CBI designation checkbox for QB4-22 | 1470 | 1096
FGD_Wet_Solids_Cost | B | 4 Tables | B4-22 | Table B-6 | WFGD_cost_solid_sep_2005 | Number (Double) | Total cost for solids separate 2005 | 1471 | 1097
FGD_Wet_Solids_Cost | B | 4 Tables | B4-22 | Table B-6 | WFGD_cost_solid_sep_2007 | Number (Double) | Total cost for solids separate 2007 | 1472 | 1098
FGD_Wet_Solids_Cost | B | 4 Tables | B4-22 | Table B-6 | WFGD_cost_solid_sep_2009 | Number (Double) | Total cost for solids separate 2009 | 1473 | 1099
FGD_Wet_Solids_Cost | B | 4 Tables | B4-22 | Table B-6 | WFGD_cost_solid_dwr_2005 | Number (Double) | Total cost for solids dewatering 2005 | 1474 | 1100
FGD_Wet_Solids_Cost | B | 4 Tables | B4-22 | Table B-6 | WFGD_cost_solid_dwr_2007 | Number (Double) | Total cost for solids dewatering 2007 | 1475 | 1101
FGD_Wet_Solids_Cost | B | 4 Tables | B4-22 | Table B-6 | WFGD_cost_solid_dwr_2009 | Number (Double) | Total cost for solids dewatering 2009 | 1476 | 1102
FGD_Wet_Solids_Cost | B | 4 Tables | B4-22 | Table B-6 | WFGD_cost_haul_2005 | Number (Double) | Total cost for hauling FGD solids 2005 | 1477 | 1103
FGD_Wet_Solids_Cost | B | 4 Tables | B4-22 | Table B-6 | WFGD_cost_haul_2007 | Number (Double) | Total cost for hauling FGD solids 2007 | 1478 | 1104
FGD_Wet_Solids_Cost | B | 4 Tables | B4-22 | Table B-6 | WFGD_cost_haul_2009 | Number (Double) | Total cost for hauling FGD solids 2009 | 1479 | 1105
FGD_Wet_Solids_Cost | B | 4 Tables | B4-22 | Table B-6 | WFGD_cost_onsite_disp_2005 | Number (Double) | Total cost of on site disposal 2005 | 1480 | 1106
FGD_Wet_Solids_Cost | B | 4 Tables | B4-22 | Table B-6 | WFGD_cost_onsite_disp_2007 | Number (Double) | Total cost of on site disposal 2007 | 1481 | 1107
FGD_Wet_Solids_Cost | B | 4 Tables | B4-22 | Table B-6 | WFGD_cost_onsite_disp_2009 | Number (Double) | Total cost of on site disposal 2009 | 1482 | 1108
FGD_Wet_Solids_Cost | B | 4 Tables | B4-22 | Table B-6 | WFGD_cost_offsite_disp_2005 | Number (Double) | Total cost of off site disposal 2005 | 1483 | 1109
FGD_Wet_Solids_Cost | B | 4 Tables | B4-22 | Table B-6 | WFGD_cost_offsite_disp_2007 | Number (Double) | Total cost of off site disposal 2007 | 1484 | 1110
FGD_Wet_Solids_Cost | B | 4 Tables | B4-22 | Table B-6 | WFGD_cost_offsite_disp_2009 | Number (Double) | Total cost of off site disposal 2009 | 1485 | 1111
FGD_Wet_Solids_Cost | B | 4 Tables | B4-22 | Table B-6 | WFGD_cost_other1_desc | Text | Description (1) of other type of cost incurred to remove or dispose of wet FGD solids | 1486 | 1112
FGD_Wet_Solids_Cost | B | 4 Tables | B4-22 | Table B-6 | WFGD_cost_other1_2005 | Number (Double) | Total cost 2005 (1) | 1487 | 1113
FGD_Wet_Solids_Cost | B | 4 Tables | B4-22 | Table B-6 | WFGD_cost_other1_2007 | Number (Double) | Total cost 2007 (1) | 1488 | 1114
FGD_Wet_Solids_Cost | B | 4 Tables | B4-22 | Table B-6 | WFGD_cost_other1_2009 | Number (Double) | Total cost 2009 (1) | 1489 | 1115
FGD_Wet_Solids_Cost | B | 4 Tables | B4-22 | Table B-6 | WFGD_cost_other2_desc | Text | Description (2) of other type of cost incurred to remove or dispose of wet FGD solids | 1490 | 1116
FGD_Wet_Solids_Cost | B | 4 Tables | B4-22 | Table B-6 | WFGD_cost_other2_2005 | Number (Double) | Total cost 2005 (2) | 1491 | 1117
FGD_Wet_Solids_Cost | B | 4 Tables | B4-22 | Table B-6 | WFGD_cost_other2_2007 | Number (Double) | Total cost 2007 (2) | 1492 | 1118
FGD_Wet_Solids_Cost | B | 4 Tables | B4-22 | Table B-6 | WFGD_cost_other2_2009 | Number (Double) | Total cost 2009 (2) | 1493 | 1119
FGD_Wet_Solids_Cost | B | 4 Tables | B4-22 | Table B-6 | WFGD_cost_other3_desc | Text | Description (3) of other type of cost incurred to remove or dispose of wet FGD solids | 1494 | 1120
FGD_Wet_Solids_Cost | B | 4 Tables | B4-22 | Table B-6 | WFGD_cost_other3_2005 | Number (Double) | Total cost 2005 (3) | 1495 | 1121
FGD_Wet_Solids_Cost | B | 4 Tables | B4-22 | Table B-6 | WFGD_cost_other3_2007 | Number (Double) | Total cost 2007 (3) | 1496 | 1122
FGD_Wet_Solids_Cost | B | 4 Tables | B4-22 | Table B-6 | WFGD_cost_other3_2009 | Number (Double) | Total cost 2009 (3) | 1497 | 1123
FGD_Wet_Solids_Cost | B | 4 Tables | B4-22 | Table B-6 | WFGD_cost_total_2005 | Number (Double) | Total 2005 costs incurred to remove or dispose of wet FGD solids | 1498 | 1124
FGD_Wet_Solids_Cost | B | 4 Tables | B4-22 | Table B-6 | WFGD_cost_total_2007 | Number (Double) | Total 2007 costs incurred to remove or dispose of wet FGD solids | 1499 | 1125
FGD_Wet_Solids_Cost | B | 4 Tables | B4-22 | Table B-6 | WFGD_cost_total_2009 | Number (Double) | Total 2009 costs incurred to remove or dispose of wet FGD solids | 1500 | 1126
FGD_Wet_Solids_Dest | B | 4 Tables | Plant_ID | Table B-4 | plant_id | Number (Double) | Plant identification number | 1501 | 1012
FGD_Wet_Solids_Dest | B | 4 Tables | FGD_ID | Table B-4 | FGD_id | Text | FGD system identification number. | 1502 | 1013
FGD_Wet_Solids_Dest | B | 4 Tables | B4-20 | Table B-4 | cbi_WFGD_solids_dest_tbl | Yes/No | CBI designation checkbox for QB4-20 | 1503 | 1014
FGD_Wet_Solids_Dest | B | 4 Tables | B4-20 | Table B-4 | WFGD_solids_landfill_perm_2005 | Number (Double) | Amount of wet FGD solids permanently stored in a Table A-6 landfill in 2005 | 1504 | 1015
FGD_Wet_Solids_Dest | B | 4 Tables | B4-20 | Table B-4 | WFGD_solids_landfill_perm_2007 | Number (Double) | Amount of wet FGD solids permanently stored in a Table A-6 landfill in 2007 | 1505 | 1016
FGD_Wet_Solids_Dest | B | 4 Tables | B4-20 | Table B-4 | WFGD_solids_landfill_perm_2009 | Number (Double) | Amount of wet FGD solids permanently stored in a Table A-6 landfill in 2009 | 1506 | 1017
FGD_Wet_Solids_Dest | B | 4 Tables | B4-20 | Table B-4 | WFGD_solids_landfill_temp_2005 | Number (Double) | Amount of wet FGD solids temporarily stored in a Table A-6 landfill in 2005 | 1507 | 1018
FGD_Wet_Solids_Dest | B | 4 Tables | B4-20 | Table B-4 | WFGD_solids_landfill_temp_2007 | Number (Double) | Amount of wet FGD solids temporarily stored in a Table A-6 landfill in 2007 | 1508 | 1019
FGD_Wet_Solids_Dest | B | 4 Tables | B4-20 | Table B-4 | WFGD_solids_landfill_temp_2009 | Number (Double) | Amount of wet FGD solids temporarily stored in a Table A-6 landfill in 2009 | 1509 | 1020
FGD_Wet_Solids_Dest | B | 4 Tables | B4-20 | Table B-4 | WFGD_solids_pond_perm_2005 | Number (Double) | Amount of wet FGD solids permanently stored in Table A-4 pond in 2005 | 1510 | 1021
FGD_Wet_Solids_Dest | B | 4 Tables | B4-20 | Table B-4 | WFGD_solids_pond_perm_2007 | Number (Double) | Amount of wet FGD solids permanently stored in Table A-4 pond in 2007 | 1511 | 1022
FGD_Wet_Solids_Dest | B | 4 Tables | B4-20 | Table B-4 | WFGD_solids_pond_perm_2009 | Number (Double) | Amount of wet FGD solids permanently stored in Table A-4 pond in 2009 | 1512 | 1023
FGD_Wet_Solids_Dest | B | 4 Tables | B4-20 | Table B-4 | WFGD_solids_pond_temp_2005 | Number (Double) | Amount of wet FGD solids temporarily stored in Table A-4 pond in 2005 | 1513 | 1024
FGD_Wet_Solids_Dest | B | 4 Tables | B4-20 | Table B-4 | WFGD_solids_pond_temp_2007 | Number (Double) | Amount of wet FGD solids temporarily stored in Table A-4 pond in 2007 | 1514 | 1025
FGD_Wet_Solids_Dest | B | 4 Tables | B4-20 | Table B-4 | WFGD_solids_pond_temp_2009 | Number (Double) | Amount of wet FGD solids temporarily stored in Table A-4 pond in 2009 | 1515 | 1026
FGD_Wet_Solids_Dest | B | 4 Tables | B4-20 | Table B-4 | WFGD_solids_landfill_offsite_2005 | Number (Double) | Amount of wet FGD solids disposed of in a landfill not reported in Table A-6 in 2005 | 1516 | 1027
FGD_Wet_Solids_Dest | B | 4 Tables | B4-20 | Table B-4 | WFGD_solids_landfill_offsite_2007 | Number (Double) | Amount of wet FGD solids disposed of in a landfill not reported in Table A-6 in 2007 | 1517 | 1028
FGD_Wet_Solids_Dest | B | 4 Tables | B4-20 | Table B-4 | WFGD_solids_landfill_offsite_2009 | Number (Double) | Amount of wet FGD solids disposed of in a landfill not reported in Table A-6 in 2009 | 1518 | 1029
FGD_Wet_Solids_Dest | B | 4 Tables | B4-20 | Table B-4 | WFGD_solids_pond_offsite_2005 | Number (Double) | Amount of wet FGD solids disposed of in a pond not reported in Table A-4 in 2005 | 1519 | 1030
FGD_Wet_Solids_Dest | B | 4 Tables | B4-20 | Table B-4 | WFGD_solids_pond_offsite_2007 | Number (Double) | Amount of wet FGD solids disposed of in a pond not reported in Table A-4 in 2007 | 1520 | 1031
FGD_Wet_Solids_Dest | B | 4 Tables | B4-20 | Table B-4 | WFGD_solids_pond_offsite_2009 | Number (Double) | Amount of wet FGD solids disposed of in a pond not reported in Table A-4 in 2009 | 1521 | 1032
FGD_Wet_Solids_Dest | B | 4 Tables | B4-20 | Table B-4 | WFGD_solids_sold_2005 | Number (Double) | Amount of wet FGD solids marketed and sold in 2005 | 1522 | 1033
FGD_Wet_Solids_Dest | B | 4 Tables | B4-20 | Table B-4 | WFGD_solids_sold_2007 | Number (Double) | Amount of wet FGD solids marketed and sold in 2007 | 1523 | 1034
FGD_Wet_Solids_Dest | B | 4 Tables | B4-20 | Table B-4 | WFGD_solids_sold_2009 | Number (Double) | Amount of wet FGD solids marketed and sold in 2009 | 1524 | 1035
FGD_Wet_Solids_Dest | B | 4 Tables | B4-20 | Table B-4 | WFGD_solids_gv_awy_2005 | Number (Double) | Amount of wet FGD solids given away in 2005 | 1525 | 1036
FGD_Wet_Solids_Dest | B | 4 Tables | B4-20 | Table B-4 | WFGD_solids_gv_awy_2007 | Number (Double) | Amount of wet FGD solids given away in 2007 | 1526 | 1037
FGD_Wet_Solids_Dest | B | 4 Tables | B4-20 | Table B-4 | WFGD_solids_gv_awy_2009 | Number (Double) | Amount of wet FGD solids given away in 2009 | 1527 | 1038
FGD_Wet_Solids_Dest | B | 4 Tables | B4-20 | Table B-4 | WFGD_solids_dest_other1_desc | Text | Description of other ultimate destination of wet FGD solids (1) | 1528 | 1039
FGD_Wet_Solids_Dest | B | 4 Tables | B4-20 | Table B-4 | WFGD_solids_dest_other1_2005 | Number (Double) | Amount of wet FGD solids 2005 - Other destination (1) | 1529 | 1040
FGD_Wet_Solids_Dest | B | 4 Tables | B4-20 | Table B-4 | WFGD_solids_dest_other1_2007 | Number (Double) | Amount of wet FGD solids 2007 - Other destination (1) | 1530 | 1041
FGD_Wet_Solids_Dest | B | 4 Tables | B4-20 | Table B-4 | WFGD_solids_dest_other1_2009 | Number (Double) | Amount of wet FGD solids 2009 - Other destination (1) | 1531 | 1042
FGD_Wet_Solids_Dest | B | 4 Tables | B4-20 | Table B-4 | WFGD_solids_dest_other2_desc | Text | Description of other ultimate destination of wet FGD solids (2) | 1532 | 1043
FGD_Wet_Solids_Dest | B | 4 Tables | B4-20 | Table B-4 | WFGD_solids_dest_other2_2005 | Number (Double) | Amount of wet FGD solids 2005 - Other destination (2) | 1533 | 1044
FGD_Wet_Solids_Dest | B | 4 Tables | B4-20 | Table B-4 | WFGD_solids_dest_other2_2007 | Number (Double) | Amount of wet FGD solids 2007 - Other destination (2) | 1534 | 1045
FGD_Wet_Solids_Dest | B | 4 Tables | B4-20 | Table B-4 | WFGD_solids_dest_other2_2009 | Number (Double) | Amount of wet FGD solids 2009 - Other destination (2) | 1535 | 1046
FGD_Wet_Solids_Mkt_Sold | B | 4 Tables | Plant_ID | Table B-5 | plant_id | Number (Long Integer) | Plant identification number | 1536 | 1047
FGD_Wet_Solids_Mkt_Sold | B | 4 Tables | FGD_ID | Table B-5 | FGD_id | Text | FGD system identification number. | 1537 | 1048
FGD_Wet_Solids_Mkt_Sold | B | 4 Tables | B4-21 | Table B-5 | cbi_WFGD_solids_dest_mkt_tbl | Yes/No | CBI designation checkbox for Q4-21 | 1538 | 1049
FGD_Wet_Solids_Mkt_Sold | B | 4 Tables | B4-21 | Table B-5 | WFGD_mkt_dest1_desc | Text | Destination (1) of wet FGD solids marketed | 1539 | 1050
FGD_Wet_Solids_Mkt_Sold | B | 4 Tables | B4-21 | Table B-5 | WFGD_mkt_dest1_ton_2005 | Number (Double) | Tons of wet FGD solids sold to destination (1) in 2005 | 1540 | 1051
FGD_Wet_Solids_Mkt_Sold | B | 4 Tables | B4-21 | Table B-5 | WFGD_mkt_dest1_rev_2005 | Number (Double) | Revenue from wet FGD solids sold to destination (1) in 2005 | 1541 | 1052
FGD_Wet_Solids_Mkt_Sold | B | 4 Tables | B4-21 | Table B-5 | WFGD_mkt_dest1_ton_2007 | Number (Double) | Tons of wet FGD solids sold to destination (1) in 2007 | 1542 | 1053
FGD_Wet_Solids_Mkt_Sold | B | 4 Tables | B4-21 | Table B-5 | WFGD_mkt_dest1_rev_2007 | Number (Double) | Revenue from wet FGD solids sold to destination (1) in 2007 | 1543 | 1054
FGD_Wet_Solids_Mkt_Sold | B | 4 Tables | B4-21 | Table B-5 | WFGD_mkt_dest1_ton_2009 | Number (Double) | Tons of wet FGD solids sold to destination (1) in 2009 | 1544 | 1055
FGD_Wet_Solids_Mkt_Sold | B | 4 Tables | B4-21 | Table B-5 | WFGD_mkt_dest1_rev_2009 | Number (Double) | Revenue from wet FGD solids sold to destination (1) in 2009 | 1545 | 1056
FGD_Wet_Solids_Mkt_Sold | B | 4 Tables | B4-21 | Table B-5 | WFGD_mkt_dest2_desc | Text | Destination (2) of wet FGD solids marketed | 1546 | 1057
FGD_Wet_Solids_Mkt_Sold | B | 4 Tables | B4-21 | Table B-5 | WFGD_mkt_dest2_ton_2005 | Number (Double) | Tons of wet FGD solids sold to destination (2) in 2005 | 1547 | 1058
FGD_Wet_Solids_Mkt_Sold | B | 4 Tables | B4-21 | Table B-5 | WFGD_mkt_dest2_rev_2005 | Number (Double) | Revenue from wet FGD solids sold to destination (2) in 2005 | 1548 | 1059
FGD_Wet_Solids_Mkt_Sold | B | 4 Tables | B4-21 | Table B-5 | WFGD_mkt_dest2_ton_2007 | Number (Double) | Tons of wet FGD solids sold to destination (2) in 2007 | 1549 | 1060
FGD_Wet_Solids_Mkt_Sold | B | 4 Tables | B4-21 | Table B-5 | WFGD_mkt_dest2_rev_2007 | Number (Double) | Revenue from wet FGD solids sold to destination (2) in 2007 | 1550 | 1061
FGD_Wet_Solids_Mkt_Sold | B | 4 Tables | B4-21 | Table B-5 | WFGD_mkt_dest2_ton_2009 | Number (Double) | Tons of wet FGD solids sold to destination (2) in 2009 | 1551 | 1062
FGD_Wet_Solids_Mkt_Sold | B | 4 Tables | B4-21 | Table B-5 | WFGD_mkt_dest2_rev_2009 | Number (Double) | Revenue from wet FGD solids sold to destination (2) in 2009 | 1552 | 1063
FGD_Wet_Solids_Mkt_Sold | B | 4 Tables | B4-21 | Table B-5 | WFGD_mkt_dest3_desc | Text | Destination (3) of wet FGD solids marketed | 1553 | 1064
FGD_Wet_Solids_Mkt_Sold | B | 4 Tables | B4-21 | Table B-5 | WFGD_mkt_dest3_ton_2005 | Number (Double) | Tons of wet FGD solids sold to destination (3) in 2005 | 1554 | 1065
FGD_Wet_Solids_Mkt_Sold | B | 4 Tables | B4-21 | Table B-5 | WFGD_mkt_dest3_rev_2005 | Number (Double) | Revenue from wet FGD solids sold to destination (3) in 2005 | 1555 | 1066
FGD_Wet_Solids_Mkt_Sold | B | 4 Tables | B4-21 | Table B-5 | WFGD_mkt_dest3_ton_2007 | Number (Double) | Tons of wet FGD solids sold to destination (3) in 2007 | 1556 | 1067
FGD_Wet_Solids_Mkt_Sold | B | 4 Tables | B4-21 | Table B-5 | WFGD_mkt_dest3_rev_2007 | Number (Double) | Revenue from wet FGD solids sold to destination (3) in 2007 | 1557 | 1068
FGD_Wet_Solids_Mkt_Sold | B | 4 Tables | B4-21 | Table B-5 | WFGD_mkt_dest3_ton_2009 | Number (Double) | Tons of wet FGD solids sold to destination (3) in 2009 | 1558 | 1069
FGD_Wet_Solids_Mkt_Sold | B | 4 Tables | B4-21 | Table B-5 | WFGD_mkt_dest3_rev_2009 | Number (Double) | Revenue from wet FGD solids sold to destination (3) in 2009 | 1559 | 1070
FGD_Wet_Solids_Mkt_Sold | B | 4 Tables | B4-21 | Table B-5 | WFGD_mkt_dest4_desc | Text | Destination (4) of wet FGD solids marketed | 1560 | 1071
FGD_Wet_Solids_Mkt_Sold | B | 4 Tables | B4-21 | Table B-5 | WFGD_mkt_dest4_ton_2005 | Number (Double) | Tons of wet FGD solids sold to destination (4) in 2005 | 1561 | 1072
FGD_Wet_Solids_Mkt_Sold | B | 4 Tables | B4-21 | Table B-5 | WFGD_mkt_dest4_rev_2005 | Number (Double) | Revenue from wet FGD solids sold to destination (4) in 2005 | 1562 | 1073
FGD_Wet_Solids_Mkt_Sold | B | 4 Tables | B4-21 | Table B-5 | WFGD_mkt_dest4_ton_2007 | Number (Double) | Tons of wet FGD solids sold to destination (4) in 2007 | 1563 | 1074
FGD_Wet_Solids_Mkt_Sold | B | 4 Tables | B4-21 | Table B-5 | WFGD_mkt_dest4_rev_2007 | Number (Double) | Revenue from wet FGD solids sold to destination (4) in 2007 | 1564 | 1075
FGD_Wet_Solids_Mkt_Sold | B | 4 Tables | B4-21 | Table B-5 | WFGD_mkt_dest4_ton_2009 | Number (Double) | Tons of wet FGD solids sold to destination (4) in 2009 | 1565 | 1076
FGD_Wet_Solids_Mkt_Sold | B | 4 Tables | B4-21 | Table B-5 | WFGD_mkt_dest4_rev_2009 | Number (Double) | Revenue from wet FGD solids sold to destination (4) in 2009 | 1566 | 1077
FGD_Wet_Solids_Mkt_Sold | B | 4 Tables | B4-21 | Table B-5 | WFGD_mkt_dest5_desc | Text | Destination (5) of wet FGD solids marketed | 1567 | 1078
FGD_Wet_Solids_Mkt_Sold | B | 4 Tables | B4-21 | Table B-5 | WFGD_mkt_dest5_other_desc | Text | Description of other destination (5) | 1568 | 1079
FGD_Wet_Solids_Mkt_Sold | B | 4 Tables | B4-21 | Table B-5 | WFGD_mkt_dest5_ton_2005 | Number (Double) | Tons of wet FGD solids sold to destination (5) in 2005 | 1569 | 1080
FGD_Wet_Solids_Mkt_Sold | B | 4 Tables | B4-21 | Table B-5 | WFGD_mkt_dest5_rev_2005 | Number (Double) | Revenue from wet FGD solids sold to destination (5) in 2005 | 1570 | 1081
FGD_Wet_Solids_Mkt_Sold | B | 4 Tables | B4-21 | Table B-5 | WFGD_mkt_dest5_ton_2007 | Number (Double) | Tons of wet FGD solids sold to destination (5) in 2007 | 1571 | 1082
FGD_Wet_Solids_Mkt_Sold | B | 4 Tables | B4-21 | Table B-5 | WFGD_mkt_dest5_rev_2007 | Number (Double) | Revenue from wet FGD solids sold to destination (5) in 2007 | 1572 | 1083
FGD_Wet_Solids_Mkt_Sold | B | 4 Tables | B4-21 | Table B-5 | WFGD_mkt_dest5_ton_2009 | Number (Double) | Tons of wet FGD solids sold to destination (5) in 2009 | 1573 | 1084
FGD_Wet_Solids_Mkt_Sold | B | 4 Tables | B4-21 | Table B-5 | WFGD_mkt_dest5_rev_2009 | Number (Double) | Revenue from wet FGD solids sold to destination (5) in 2009 | 1574 | 1085
FGD_Wet_Solids_Mkt_Sold | B | 4 Tables | B4-21 | Table B-5 | WFGD_mkt_dest6_desc | Text | Destination (6) of wet FGD solids marketed | 1575 | 1086
FGD_Wet_Solids_Mkt_Sold | B | 4 Tables | B4-21 | Table B-5 | WFGD_mkt_dest6_other_desc | Text | Description of other destination (6) | 1576 | 1087
FGD_Wet_Solids_Mkt_Sold | B | 4 Tables | B4-21 | Table B-5 | WFGD_mkt_dest6_ton_2005 | Number (Double) | Tons of wet FGD solids sold to destination (6) in 2005 | 1577 | 1088
FGD_Wet_Solids_Mkt_Sold | B | 4 Tables | B4-21 | Table B-5 | WFGD_mkt_dest6_rev_2005 | Number (Double) | Revenue from wet FGD solids sold to destination (6) in 2005 | 1578 | 1089
FGD_Wet_Solids_Mkt_Sold | B | 4 Tables | B4-21 | Table B-5 | WFGD_mkt_dest6_ton_2007 | Number (Double) | Tons of wet FGD solids sold to destination (6) in 2007 | 1579 | 1090
FGD_Wet_Solids_Mkt_Sold | B | 4 Tables | B4-21 | Table B-5 | WFGD_mkt_dest6_rev_2007 | Number (Double) | Revenue from wet FGD solids sold to destination (6) in 2007 | 1580 | 1091
FGD_Wet_Solids_Mkt_Sold | B | 4 Tables | B4-21 | Table B-5 | WFGD_mkt_dest6_ton_2009 | Number (Double) | Tons of wet FGD solids sold to destination (6) in 2009 | 1581 | 1092
FGD_Wet_Solids_Mkt_Sold | B | 4 Tables | B4-21 | Table B-5 | WFGD_mkt_dest6_rev_2009 | Number (Double) | Revenue from wet FGD solids sold to destination (6) in 2009 | 1582 | 1093
FGD_Wet_Sources_Flow | B | 5 | Plant_ID | Table B-7 | plant_id | Number (Double) | Plant identification number | 1583 | 1127
FGD_Wet_Sources_Flow | B | 5 | FGD_ID | Table B-7 | FGD_id | Text | FGD system identification number | 1584 | 1128
FGD_Wet_Sources_Flow | B | 5 | B5-1 | Table B-7 | cbi_WFGD_sources_flow_tbl | Yes/No | CBI designation checkbox for QB5-1 | 1585 | 1129
FGD_Wet_Sources_Flow | B | 5 | B5-1 | Table B-7 | WFGD_water_source1 | Text | FGD system water source (1) | 1586 | 1130
FGD_Wet_Sources_Flow | B | 5 | B5-1 | Table B-7 | WFGD_water_source1_per | Number (Double) | Percent contribution of FGD system water source | 1587 | 1131
FGD_Wet_Sources_Flow | B | 5 | B5-1 | Table B-7 | WFGD_water_source1_gpd | Number (Double) | Flow rate (gpd) of FGD system water source | 1588 | 1132
FGD_Wet_Sources_Flow | B | 5 | B5-1 | Table B-7 | WFGD_water_source2 | Text | FGD system water source (2) | 1589 | 1133
FGD_Wet_Sources_Flow | B | 5 | B5-1 | Table B-7 | WFGD_water_source2_per | Number (Double) | Percent contribution of FGD system water source | 1590 | 1134
FGD_Wet_Sources_Flow | B | 5 | B5-1 | Table B-7 | WFGD_water_source2_gpd | Number (Double) | Flow rate (gpd) of FGD system water source | 1591 | 1135
FGD_Wet_Sources_Flow | B | 5 | B5-1 | Table B-7 | WFGD_water_source3 | Text | FGD system water source (3) | 1592 | 1136
FGD_Wet_Sources_Flow | B | 5 | B5-1 | Table B-7 | WFGD_water_source3_per | Number (Double) | Percent contribution of FGD system water source | 1593 | 1137
FGD_Wet_Sources_Flow | B | 5 | B5-1 | Table B-7 | WFGD_water_source3_gpd | Number (Double) | Flow rate (gpd) of FGD system water source | 1594 | 1138
FGD_Wet_Sources_Flow | B | 5 | B5-1 | Table B-7 | WFGD_water_source_other_desc | Text | FGD system water source (other) description | 1595 | 1139
FGD_Wet_Sources_Flow | B | 5 | B5-1 | Table B-7 | WFGD_water_source_other_per | Number (Double) | Percent contribution of FGD system water source | 1596 | 1140
FGD_Wet_Sources_Flow | B | 5 | B5-1 | Table B-7 | WFGD_water_source_other_gpd | Number (Double) | Flow rate (gpd) of FGD system water source | 1597 | 1141
FGD_Wet_Water_Gen | B | 5 | Plant_ID | Table B-8 | plant_id | Number (Double) | Plant identification number | 1598 | 1142
FGD_Wet_Water_Gen | B | 5 | FGD_ID | Table B-8 | FGD_id | Text | FGD system identification number | 1599 | 1143
FGD_Wet_Water_Gen | B | 5 | B5-2 | Table B-8 | cbi_WFGD_water_gen_tbl | Yes/No | CBI designation checkbox for QC5-2 | 1600 | 1144
FGD_Wet_Water_Gen | B | 5 | B5-2 | Table B-8 | WFGD_absorb_type | Text | Type of wet FGD absorber | 1601 | 1145
FGD_Wet_Water_Gen | B | 5 | B5-2 | Table B-8 | WFGD_slurry_bd_gpd | Number (Double) | Typical FGD slurry blowdown (or slurry discharge) flow rate exiting the absorber (gpd) | 1602 | 1146
FGD_Wet_Water_Gen | B | 5 | B5-2 | Table B-8 | WFGD_%solids_lwr | Number (Double) | Typical range of percent solids of FGD slurry blowdown (or slurry discharge) exiting the absorber - Lower % | 1603 | 1147
FGD_Wet_Water_Gen | B | 5 | B5-2 | Table B-8 | WFGD_%solids_upr | Number (Double) | Typical range of percent solids of FGD slurry blowdown (or slurry discharge) exiting the absorber - Higher % | 1604 | 1148
FGD_Wet_Water_Gen | B | 5 | B5-2 | Table B-8 | WFGD_slds_sep_recyc_gpd | Number (Double) | Typical amount of solids separation recycle returned to absorber (gpd) | 1605 | 1149
FGD_Wet_Water_Gen | B | 5 | B5-2 | Table B-8 | WFGD_purge_WWTS_gpm | Number (Double) | Typical amount of FGD scrubber purge (or slurry discharge) sent to wastewater treatment or discharge (gpm) | 1606 | 1150
FGD_Wet_Water_Gen | B | 5 | B5-2 | Table B-8 | WFGD_purge_WWTS_gpd | Number (Double) | Typical amount of FGD scrubber purge (or slurry discharge) sent to wastewater treatment or discharge (gpd) | 1607 | 1151
FGD_Wet_Water_Gen | B | 5 | B5-2 | Table B-8 | WFGD_purge_gen_hpd | Number (Double) | Typical duration of FGD scrubber purge (or slurry discharge) generation (tpd) | 1608 | 1152
FGD_Wet_Water_Gen | B | 5 | B5-2 | Table B-8 | WFGD_purge_gen_dpy | Number (Double) | Typical frequency of FGD scrubber purge (or slurry discharge) generation (dpy) | 1609 | 1153
FGD_WWT_Purchase | D | 6.1 | Plant_ID |  | plant_id | Number (Double) | Plant identification number. | 1610 | 2973
FGD_WWT_Purchase | D | 6.1 | System_ID |  | System_ID | Text | Wastewater treatment or pond system identification. | 1611 | 2974
FGD_WWT_Purchase | D | 6.1 | D6-5 |  | cbi_FGDWWTS_Retrofit | Yes/No | CBI designation checkbox for QD6-5. | 1612 | 2975
FGD_WWT_Purchase | D | 6.1 | D6-5 |  | FGDWWTS_Retrofit | Text | Retrofit/installed with FGD scrubber system/na to indicate when FGD system was installed. | 1613 | 2976
FGD_WWT_Purchase | D | 6.1 | D6-6 |  | cbi_FGDWWTS_Scrubber_Pkg | Yes/No | CBI designation checkbox for QD6-6. | 1614 | 2977
FGD_WWT_Purchase | D | 6.1 | D6-6 |  | FGDWWTS_Scrubber_Pkg | Text | Yes/no/na to indicate whether FGD WWTS was purchased as a part of the FGD scrubber package. | 1615 | 2978
Fly_Ash_Dry_Installation | C | 2.1 | Plant_ID |  | plant_id | Number (Double) | Plant identification number | 1616 | 1645
Fly_Ash_Dry_Installation | C | 2.1 | seunit_ID |  | seunit_ID | Text | Steam electric generating unit ID | 1617 | 1646
Fly_Ash_Dry_Installation | C | 2.1 | C2-17 |  | cbi_fly_dry_install | Yes/No | CBI designation checkbox for Q C2-17 | 1618 | 1647
Fly_Ash_Dry_Installation | C | 2.1 | C2-17 |  | fly_dry_install | Memo | Is the plant in the process of installing a dry fly ash handling system | 1619 | 1648
Fly_Ash_Dry_Installation | C | 2.1 | C2-17 |  | fly_dry_install_days | Number (Double) | Estimated shutdown time in days required to bring system online | 1620 | 1649
Fly_Ash_Dry_Installation | C | 2.1 | C2-18 |  | cbi_fly_dry_plan | Yes/No | CBI designation checkbox for Q C2-18 | 1621 | 1650
Fly_Ash_Dry_Installation | C | 2.1 | C2-18 |  | fly_dry_plan | Text | Is the plant planning to install a dry fly ash handling system | 1622 | 1651
Fly_Ash_Dry_Installation | C | 2.1 | C2-18 |  | fly_dry_plan_days | Number (Double) | Estimated shutdown time in days required to bring system online | 1623 | 1652
Fly_Ash_Dry_Installation | C | 2.1 | C2-19 |  | cbi_fly_dry_cost_est_instl | Yes/No | CBI designation checkbox for Q C2-19 | 1624 | 1653
Fly_Ash_Dry_Installation | C | 2.1 | C2-19 |  | fly_dry_cost_est_instl | Text | Is the plant in the process of, planning to, installing a dry fly ash handling system by 12/31/20, provide the cost estimates developed | 1625 | 1654
Fly_Ash_Dry_Installation | C | 2.1 | C2-19 |  | fly_dry_cost_est_instl_attch | Text | Cost estimates for dry fly ash handling system conversion/installation are attached | 1626 | 1655
Fly_Ash_Dry_Installation | C | 2.1 | C2-19 |  | fly_dry_cost_est_instl_explain | Memo | Explanation if cost estimates are not attached | 1627 | 1656
Fly_Ash_Dry_Installation | C | 2.1 | C2-20 |  | cbi_fly_install_mods | Yes/No | CBI designation checkbox for Q C2-20 | 1628 | 1657
Fly_Ash_Dry_Installation | C | 2.1 | C2-20 |  | fly_install_physical | Text | Physical changes to install dry system | 1629 | 1658
Fly_Ash_Dry_Installation | C | 2.1 | C2-20 |  | fly_install_install_pv_system | Text | Installation of vac/pressure system and piping to install dry system | 1630 | 1659
Fly_Ash_Dry_Installation | C | 2.1 | C2-20 |  | fly_install_expand_pv_system | Text | Expansion of vac/pressure system and piping to install dry system | 1631 | 1660
Fly_Ash_Dry_Installation | C | 2.1 | C2-20 |  | fly_install_silos | Text | Installation of storage silos to install dry system | 1632 | 1661
Fly_Ash_Dry_Installation | C | 2.1 | C2-20 |  | fly_install_silo_mc | Text | Modification of the silos to moisture-condition ash to install dry system | 1633 | 1662
Fly_Ash_Dry_Installation | C | 2.1 | C2-20 |  | fly_install_silo_ashtransfer | Text | Modification of the silos for ash transfer to railcars to install dry system | 1634 | 1663
Fly_Ash_Dry_Installation | C | 2.1 | C2-20 |  | fly_install_silo_market | Text | Modification of the silos for marketable ash to install dry system | 1635 | 1664
Fly_Ash_Dry_Installation | C | 2.1 | C2-20 |  | fly_install_haul_roads | Text | Construction of haul roads to install dry system | 1636 | 1665
Fly_Ash_Dry_Installation | C | 2.1 | C2-20 |  | fly_install_rail | Text | Construction of rail track to install dry system | 1637 | 1666
Fly_Ash_Dry_Installation | C | 2.1 | C2-20 |  | fly_install_landfill | Text | Construction of landfill to install dry system | 1638 | 1667
Fly_Ash_Dry_Installation | C | 2.1 | C2-20 |  | fly_install_landfill_ID | Text | Construction landfill ID | 1639 | 1668
Fly_Ash_Dry_Installation | C | 2.1 | C2-20 |  | fly_install_inc_landfill | Text | Increase landfill capacity to install dry system | 1640 | 1669
Fly_Ash_Dry_Installation | C | 2.1 | C2-20 |  | fly_install_inc_landfill_ID | Text | Landfill ID that will increase capacity | 1641 | 1670
Fly_Ash_Dry_Installation | C | 2.1 | C2-20 |  | fly_install_air_permit | Text | Changes to the air permit to install dry system | 1642 | 1671
Fly_Ash_Dry_Installation | C | 2.1 | C2-20 |  | fly_install_phys_other | Text | Other physical change to the facility to install dry system | 1643 | 1672
Fly_Ash_Dry_Installation | C | 2.1 | C2-20 |  | fly_install_phys_other_desc | Text | Description of other physical change to the facility to install dry system | 1644 | 1673
Fly_Ash_Dry_Installation | C | 2.1 | C2-20 |  | fly_install_personnel | Text | Changes in personnel/training to install dry system | 1645 | 1674
Fly_Ash_Dry_Installation | C | 2.1 | C2-20 |  | fly_install_personnel_desc | Text | Description of personnel/training changes to install dry system | 1646 | 1675
Fly_Ash_Dry_Installation | C | 2.1 | C2-20 |  | fly_install_ashdisposal | Text | Changes in ash disposal practices to install dry system | 1647 | 1676
Fly_Ash_Dry_Installation | C | 2.1 | C2-20 |  | fly_install_storage_landfills | Text | Storage of ash in landfills to install dry system | 1648 | 1677
Fly_Ash_Dry_Installation | C | 2.1 | C2-20 |  | fly_install_storage_landfills_ID | Text | Landfill IDs that will store fly ash | 1649 | 1678
Fly_Ash_Dry_Installation | C | 2.1 | C2-20 |  | fly_install_market_ash | Text | Marketing of ash to install dry system | 1650 | 1679
Fly_Ash_Dry_Installation | C | 2.1 | C2-20 |  | fly_install_haul_off | Text | Hauling of ash to off-site storage to install dry system | 1651 | 1680
Fly_Ash_Dry_Installation | C | 2.1 | C2-20 |  | fly_install_dust | Text | Dust suppression activities to install dry system | 1652 | 1681
Fly_Ash_Dry_Installation | C | 2.1 | C2-20 |  | fly_install_disposal_other | Text | Other change to ash disposal practices to install dry system | 1653 | 1682
Fly_Ash_Dry_Installation | C | 2.1 | C2-20 |  | fly_install_disposal_other_desc | Text | Description of other change to ash disposal practices to install dry system | 1654 | 1683
Fly_Ash_Dry_Installation | C | 2.1 | C2-21 |  | cbi_fly_dry_exp_dest | Yes/No | CBI designation checkbox for Q C2-21 | 1655 | 1684
Fly_Ash_Dry_Installation | C | 2.1 | C2-21 |  | fly_dry_exp_marketed | Text | Dry fly ash is marketed, sold, and/or given away | 1656 | 1685
Fly_Ash_Dry_Installation | C | 2.1 | C2-21 |  | fly_dry_exp_mark_dest_1 | Text | Destination 1 of the marketed, sold, and/or given away dry fly ash | 1657 | 1686
Fly_Ash_Dry_Installation | C | 2.1 | C2-21 |  | fly_dry_exp_mark_dest_other_1 | Text | Other description of marketed, sold, and/or given away destination | 1658 | 1687
Fly_Ash_Dry_Installation | C | 2.1 | C2-21 |  | fly_dry_exp_mark_perc_1 | Number (Double) | Percentage of dry fly ash marketed, sold, and/or given away to Destination 1 | 1659 | 1688
Fly_Ash_Dry_Installation | C | 2.1 | C2-21 |  | fly_dry_exp_mark_dest_2 | Text | Destination 2 of the marketed, sold, and/or given away dry fly ash | 1660 | 1689
Fly_Ash_Dry_Installation | C | 2.1 | C2-21 |  | fly_dry_exp_mark_dest_other_2 | Text | Other description of marketed, sold, and/or given away dry fly ash | 1661 | 1690
Fly_Ash_Dry_Installation | C | 2.1 | C2-21 |  | fly_dry_exp_mark_perc_2 | Number (Double) | Percentage of dry fly ash marketed, sold, and/or given away to Destination 2 | 1662 | 1691
Fly_Ash_Dry_Installation | C | 2.1 | C2-21 |  | fly_dry_exp_mark_dest_3 | Text | Destination 3 of the marketed, sold, and/or given away dry fly ash | 1663 | 1692
Fly_Ash_Dry_Installation | C | 2.1 | C2-21 |  | fly_dry_exp_mark_dest_other_3 | Text | Other description of marketed, sold, and/or given away dry fly ash | 1664 | 1693
Fly_Ash_Dry_Installation | C | 2.1 | C2-21 |  | fly_dry_exp_mark_perc_3 | Number (Double) | Percentage of dry fly ash marketed, sold, and/or given away to Destination 3 | 1665 | 1694
Fly_Ash_Dry_Installation | C | 2.1 | C2-21 |  | fly_dry_exp_landfills_A-6 | Text | Dry fly ash is stored in landfills reported in Table A-6 | 1666 | 1695
Fly_Ash_Dry_Installation | C | 2.1 | C2-21 |  | fly_dry_exp_landfills_A-6_perc | Number (Double) | Percentage of dry fly ash stored in landfills reported in Table A-6 | 1667 | 1696
Fly_Ash_Dry_Installation | C | 2.1 | C2-21 |  | fly_dry_exp_ landfill_noA-6 | Text | Dry fly ash is stored in landfills not reported in Table A-6 | 1668 | 1697
Fly_Ash_Dry_Installation | C | 2.1 | C2-21 |  | fly_dry_exp_ landfill_noA-6_perc | Number (Double) | Percentage of dry fly ash stored in landfills not reported in Table A-6 | 1669 | 1698
Fly_Ash_Dry_Installation | C | 2.1 | C2-21 |  | fly_dry_exp_other | Text | Other destination of dry fly ash | 1670 | 1699
Fly_Ash_Dry_Installation | C | 2.1 | C2-21 |  | fly_dry_exp_other_desc | Text | Description of other destination of dry fly ash | 1671 | 1700
Fly_Ash_Dry_Installation | C | 2.1 | C2-21 |  | fly_dry_exp_other_perc | Number (Double) | Percentage of dry fly ash stored in other destination | 1672 | 1701
Fly_Ash_Dry_Installation | C | 2.1 | C2-22 |  | cbi_fly_dry_cost_est_not_instl | Yes/No | CBI designation checkbox for Q C2-22 | 1673 | 1702
Fly_Ash_Dry_Installation | C | 2.1 | C2-22 |  | fly_dry_cost_est_not_instl | Text | If the plant is in the process of installing a dry fly ash handling system, have cost estimates been obtained/developed? | 1674 | 1703
Fly_Ash_Dry_Installation | C | 2.1 | C2-22 |  | fly_dry_cost_est_not_instl_attch | Text | Attached dry fly ash handling installation estimates | 1675 | 1704
Fly_Ash_Dry_Installation | C | 2.1 | C2-22 |  | fly_dry_cost_est_not_instl_explain | Memo | Explanation for dry fly ash handling installation estimates not attached | 1676 | 1705
Fly_Ash_Dry_Retrofit | C | 2.1 | Plant_ID |  | plant_id | Number (Double) | Plant identification number | 1677 | 1609
Fly_Ash_Dry_Retrofit | C | 2.1 | seunit_ID |  | seunit_ID | Text | Steam electric generating unit ID | 1678 | 1610
Fly_Ash_Dry_Retrofit | C | 2.1 | C2-14 |  | cbi_fly_dry_retrofit | Yes/No | CBI designation checkbox for Q C2-14 | 1679 | 1611
Fly_Ash_Dry_Retrofit | C | 2.1 | C2-14 |  | fly_dry_retrofit | Text | Was the dry fly ash handling system installed as a retrofit to the steam electric generating unit | 1680 | 1612
Fly_Ash_Dry_Retrofit | C | 2.1 | C2-14 |  | fly_dry_retrofit_yr | Number (Double) | Year of retrofit | 1681 | 1613
Fly_Ash_Dry_Retrofit | C | 2.1 | C2-14 |  | fly_dry_retrofit_shutdown | Text | Shutdown time required for installation of dry retrofit (days) | 1682 | 1614
Fly_Ash_Dry_Retrofit | C | 2.1 | C2-14 |  | fly_dry_retrofit_outages | Text | Was the time required to install the retrofit outside of the regularly scheduled outage | 1683 | 1615
Fly_Ash_Dry_Retrofit | C | 2.1 | C2-15 |  | cbi_fly_dry_retrofit_type | Yes/No | CBI designation checkbox for Q C2-15 | 1684 | 1616
Fly_Ash_Dry_Retrofit | C | 2.1 | C2-15 |  | fly_dry_retrofit_type | Text | Type of dry fly ash retrofit | 1685 | 1617
Fly_Ash_Dry_Retrofit | C | 2.1 | C2-16 |  | cbi_fly_ret_mods | Yes/No | CBI designation checkbox for Q C2-16 | 1686 | 1618
Fly_Ash_Dry_Retrofit | C | 2.1 | C2-16 |  | fly_retrofit_physical | Text | Physical changes to the facility needed for the retrofit | 1687 | 1619
Fly_Ash_Dry_Retrofit | C | 2.1 | C2-16 |  | fly_retrofit_install_pv_system | Text | Installation of pressure/vacuum system and piping for retrofit | 1688 | 1620
Fly_Ash_Dry_Retrofit | C | 2.1 | C2-16 |  | fly_retrofit_expand_pv_system | Text | Expansion of pressure/vacuum system and piping for retrofit | 1689 | 1621
Fly_Ash_Dry_Retrofit | C | 2.1 | C2-16 |  | fly_retrofit_silos | Text | Installation of storage silos for retrofit | 1690 | 1622
Fly_Ash_Dry_Retrofit | C | 2.1 | C2-16 |  | fly_retrofit_silo_mc | Text | Modification of the silos the moisture-condition ash for retrofit | 1691 | 1623
Fly_Ash_Dry_Retrofit | C | 2.1 | C2-16 |  | fly_retrofit_silo_ashtransfer | Text | Modification of the silos for ash transfer to rail cars for retrofit | 1692 | 1624
Fly_Ash_Dry_Retrofit | C | 2.1 | C2-16 |  | fly_retrofit_silo_market | Text | Modification of the silos for marketable ash for retrofit | 1693 | 1625
Fly_Ash_Dry_Retrofit | C | 2.1 | C2-16 |  | fly_retrofit_haul_roads | Text | Construction of haul roads for retrofit | 1694 | 1626
Fly_Ash_Dry_Retrofit | C | 2.1 | C2-16 |  | fly_retrofit_rail | Text | Construction of rail track for retrofit | 1695 | 1627
Fly_Ash_Dry_Retrofit | C | 2.1 | C2-16 |  | fly_retrofit_landfill | Text | Construction of landfill for retrofit | 1696 | 1628
Fly_Ash_Dry_Retrofit | C | 2.1 | C2-16 |  | fly_retrofit_landfill_ID | Text | Landfill ID for construction of landfill for retrofit | 1697 | 1629
Fly_Ash_Dry_Retrofit | C | 2.1 | C2-16 |  | fly_retrofit_inc_landfill | Text | Increase landfill capacity for retrofit | 1698 | 1630
Fly_Ash_Dry_Retrofit | C | 2.1 | C2-16 |  | fly_retrofit_inc_landfill_ID | Text | Landfill ID that will be increased for retrofit | 1699 | 1631
Fly_Ash_Dry_Retrofit | C | 2.1 | C2-16 |  | fly_retrofit_air_permit | Text | Change to air permit for retrofit | 1700 | 1632
Fly_Ash_Dry_Retrofit | C | 2.1 | C2-16 |  | fly_retrofit_phys_other | Text | Other reason for retrofit | 1701 | 1633
Fly_Ash_Dry_Retrofit | C | 2.1 | C2-16 |  | fly_retrofit_phys_other_desc | Text | Other description for retrofit | 1702 | 1634
Fly_Ash_Dry_Retrofit | C | 2.1 | C2-16 |  | fly_retrofit_personnel | Text | Changes in personnel/training for retrofit | 1703 | 1635
Fly_Ash_Dry_Retrofit | C | 2.1 | C2-16 |  | fly_retrofit_personnel_desc | Text | Description of changes in personnel/training for retrofit | 1704 | 1636
Fly_Ash_Dry_Retrofit | C | 2.1 | C2-16 |  | fly_retrofit_ashdisposal | Text | Changes in ash disposal practices for retrofit | 1705 | 1637
Fly_Ash_Dry_Retrofit | C | 2.1 | C2-16 |  | fly_retrofit_storage_landfills | Text | Storage of ash in landfills for retrofit | 1706 | 1638
Fly_Ash_Dry_Retrofit | C | 2.1 | C2-16 |  | fly_retrofit_storage_landfills_ID | Text | Landfill ID of storage of ash in landfills for retrofit | 1707 | 1639
Fly_Ash_Dry_Retrofit | C | 2.1 | C2-16 |  | fly_retrofit_market_ash | Text | Marketing of ash for retrofit | 1708 | 1640
Fly_Ash_Dry_Retrofit | C | 2.1 | C2-16 |  | fly_retrofit_haul_off | Text | Hauling ash to off-site storage for retrofit | 1709 | 1641
Fly_Ash_Dry_Retrofit | C | 2.1 | C2-16 |  | fly_retrofit_dust | Text | Dust suppression activities for retrofit | 1710 | 1642
Fly_Ash_Dry_Retrofit | C | 2.1 | C2-16 |  | fly_retrofit_disposal_other | Text | Other reason for retrofit (ash disposal practices) | 1711 | 1643
Fly_Ash_Dry_Retrofit | C | 2.1 | C2-16 |  | fly_retrofit_disposal_other_desc | Text | Other ash disposal practice description for retrofit | 1712 | 1644
Fly_Ash_Handling_Changes | C | 2.1 | Plant_ID |  | plant_id | Number (Double) | Plant identification number | 1713 | 1598
Fly_Ash_Handling_Changes | C | 2.1 | seunit_ID |  | seunit_ID | Text | Steam electric generating unit ID | 1714 | 1599
Fly_Ash_Handling_Changes | C | 2.1 | C2-13 |  | cbi_fly_change_operations | Yes/No | CBI designation checkbox for Q C2-13 | 1715 | 1600
Fly_Ash_Handling_Changes | C | 2.1 | C2-13 |  | fly_expand_capacity | Text | Expand capacity of handling system by Dec 31, 2020 | 1716 | 1601
Fly_Ash_Handling_Changes | C | 2.1 | C2-13 |  | fly_decrease_wet | Text | Decrease use of wet fly ash handling system by Dec 31, 2020 | 1717 | 1602
Fly_Ash_Handling_Changes | C | 2.1 | C2-13 |  | fly_decrease_days | Number (Double) | Expected number of days the wet fly ash handling system is expected to operate per year | 1718 | 1603
Fly_Ash_Handling_Changes | C | 2.1 | C2-13 |  | fly_end_wet | Text | End use of wet fly ash handling system | 1719 | 1604
Fly_Ash_Handling_Changes | C | 2.1 | C2-13 |  | fly_end_wet_date | Date/Time | Expected end date of wet fly ash handling system | 1720 | 1605
Fly_Ash_Handling_Changes | C | 2.1 | C2-13 |  | fly_no_change | Text | No change is expected for the fly ash handling system operation | 1721 | 1606
Fly_Ash_Handling_Changes | C | 2.1 | C2-13 |  | fly_change_other | Text | Other change expected for the fly ash handling system | 1722 | 1607
Fly_Ash_Handling_Changes | C | 2.1 | C2-13 |  | fly_change_desc | Text | Description of other change expected for the fly ash handling system | 1723 | 1608
Fly_Ash_Mgmt | C | 2.2 | Plant_ID |  | plant_id | Number (Double) | Plant identification number | 1724 | 1750
Fly_Ash_Mgmt | C | 2.2 | C2-26 |  | cbi_fly_moisten_H2O | Yes/No | CBI designation checkbox for Q C2-26 | 1725 | 1751
Fly_Ash_Mgmt | C | 2.2 | C2-26 |  | fly_moisten_H2O | Text | Is water used to moisten the fly ash | 1726 | 1752
Fly_Ash_Mgmt | C | 2.2 | C2-27 |  | cbi_fly_H2O_unacpt_criteria | Yes/No | CBI designation checkbox for Q C2-27 | 1727 | 1753
Fly_Ash_Mgmt | C | 2.2 | C2-27 |  | fly_H2O_unacpt_criteria | Text | Criteria plant used to determine if a water source is unacceptable for use (recycle/reuse) to moisten the ash | 1728 | 1754
Fly_Ash_Mgmt | C | 2.2 | C2-28 |  | cbi_fly_dry_mkt | Yes/No | CBI designation checkbox for Q C2-28 | 1729 | 1755
Fly_Ash_Mgmt | C | 2.2 | C2-28 |  | fly_dry_mkt | Text | Does the plant market, sell, and/or give away fly ash from the DRY fly ash handling system | 1730 | 1756
Fly_Ash_Mgmt | C | 2.2 | C2-29 |  | cbi_fly_wet_mkt | Yes/No | CBI designation checkbox for Q C2-29 | 1731 | 1757
Fly_Ash_Mgmt | C | 2.2 | C2-29 |  | fly_wet_mkt | Text | Does the plant market, sell, and/or give away fly ash from the WET fly ash handling system | 1732 | 1758
Fly_Ash_Moisten_Water | C | 2.2 | Plant_ID | Table C-7 | plant_id | Number (Double) | Plant identification number | 1733 | 1759
Fly_Ash_Moisten_Water | C | 2.2 | C2-26 | Table C-7 | cbi_fly_moisten_H2O | Yes/No | CBI designation checkbox for Q C2-26 | 1734 | 1760
Fly_Ash_Moisten_Water | C | 2.2 | C2-26 | Table C-7 | storage_ID | Text | Storage destination ID from Storage Destination Table in Codes Table tab | 1735 | 1761
Fly_Ash_Moisten_Water | C | 2.2 | C2-26 | Table C-7 | storage_ID_other | Text | Description of storage destination if "other" is selected | 1736 | 1762
Fly_Ash_Moisten_Water | C | 2.2 | C2-26 | Table C-7 | fly_H2O_raw_intake | Text | Source of water used - Raw intake water | 1737 | 1763
Fly_Ash_Moisten_Water | C | 2.2 | C2-26 | Table C-7 | fly_H2O_trt_intake | Text | Source of water used - Intake water that have been treated on site prior to use | 1738 | 1764
Fly_Ash_Moisten_Water | C | 2.2 | C2-26 | Table C-7 | fly_H2O_WW1 | Text | Source of water used - Process wastewater stream (option 1) | 1739 | 1765
Fly_Ash_Moisten_Water | C | 2.2 | C2-26 | Table C-7 | fly_H2O_WW1_desc | Text | Source of water used - Description of process wastewater 1 | 1740 | 1766
Fly_Ash_Moisten_Water | C | 2.2 | C2-26 | Table C-7 | fly_H2O_WW1_other | Text | Source of water used - Description of process wastewater (1) if "other" is selected | 1741 | 1767
Fly_Ash_Moisten_Water | C | 2.2 | C2-26 | Table C-7 | fly_H2O_WW2 | Text | Source of water used - Process wastewater stream (option 2) | 1742 | 1768
Fly_Ash_Moisten_Water | C | 2.2 | C2-26 | Table C-7 | fly_H2O_WW2_desc | Text | Source of water used - Description of process wastewater 2 | 1743 | 1769
Fly_Ash_Moisten_Water | C | 2.2 | C2-26 | Table C-7 | fly_H2O_WW2_other | Text | Source of water used - Description of process wastewater (2) if "other" is selected | 1744 | 1770
Fly_Ash_Moisten_Water | C | 2.2 | C2-26 | Table C-7 | fly_H2O_max_cl_ppm | Number (Double) | Maximum chlorides concentration of water used to moisten the ash (ppm) | 1745 | 1771
Fly_Ash_Moisten_Water | C | 2.2 | C2-26 | Table C-7 | fly_H2O_max_solids_per | Number (Double) | Maximum solids percentage of water used to moisten the ash (%) | 1746 | 1772
Fly_Ash_Moisten_Water | C | 2.2 | C2-26 | Table C-7 | fly_H2O_criteria | Text | Other criteria to determine the source of water used to moisten the fly ash | 1747 | 1773
Fly_Ash_Outages | C | 2.1 | Plant_ID |  | plant_id | Number (Double) | Plant identification number | 1748 | 1706
Fly_Ash_Outages | C | 2.1 | seunit_ID |  | seunit_ID | Text | Steam electric generating unit ID | 1749 | 1707
Fly_Ash_Outages | C | 2.1 | C2-23 |  | cbi_fly_unscdld_outages | Yes/No | CBI designation checkbox for Q C2-23 | 1750 | 1708
Fly_Ash_Outages | C | 2.1 | C2-23 |  | fly_unscdld_outages | Text | Has the plant encountered and unscheduled outages on this SE Unit caused by the fly ash handling system in the last 5 years | 1751 | 1709
Fly_Ash_Outages | C | 2.1 | C2-24 | Table C-5 | cbi_fly_out | Yes/No | CBI designation check for Q C2-24 | 1752 | 1710
Fly_Ash_Outages | C | 2.1 | C2-24 | Table C-5 | fly_out_2005_wet_days | Number (Double) | Total days in 2005 the wet fly ash handling system caused outage | 1753 | 1711
Fly_Ash_Outages | C | 2.1 | C2-24 | Table C-5 | fly_out_2005_wet_resn | Text | Reason for 2005 wet fly ash handling system caused outage | 1754 | 1712
Fly_Ash_Outages | C | 2.1 | C2-24 | Table C-5 | fly_out_2005_wet_reslvd | Text | Methods used to resolved 2005 wet fly ash handling system caused outage | 1755 | 1713
Fly_Ash_Outages | C | 2.1 | C2-24 | Table C-5 | fly_out_2005_dry_days | Number (Double) | Total days in 2005 the dry fly ash handling system caused outage | 1756 | 1714
Fly_Ash_Outages | C | 2.1 | C2-24 | Table C-5 | fly_out_2005_dry_resn | Text | Reason for 2005 dry fly ash handling system caused outage | 1757 | 1715
Fly_Ash_Outages | C | 2.1 | C2-24 | Table C-5 | fly_out_2005_dry_reslvd | Text | Methods used to resolved 2005 dry fly ash handling system caused outage | 1758 | 1716
Fly_Ash_Outages | C | 2.1 | C2-24 | Table C-5 | fly_out_2006_wet_days | Number (Double) | Total days in 2006 the wet fly ash handling system caused outage | 1759 | 1717
Fly_Ash_Outages | C | 2.1 | C2-24 | Table C-5 | fly_out_2006_wet_resn | Text | Reason for 2006 wet fly ash handling system caused outage | 1760 | 1718
Fly_Ash_Outages | C | 2.1 | C2-24 | Table C-5 | fly_out_2006_wet_reslvd | Text | Methods used to resolved 2006 wet fly ash handling system caused outage | 1761 | 1719
Fly_Ash_Outages | C | 2.1 | C2-24 | Table C-5 | fly_out_2006_dry_days | Number (Double) | Total days in 2006 the dry fly ash handling system caused outage | 1762 | 1720
Fly_Ash_Outages | C | 2.1 | C2-24 | Table C-5 | fly_out_2006_dry_resn | Text | Reason for 2006 dry fly ash handling system caused outage | 1763 | 1721
Fly_Ash_Outages | C | 2.1 | C2-24 | Table C-5 | fly_out_2006_dry_reslvd | Text | Methods used to resolved 2006 dry fly ash handling system caused outage | 1764 | 1722
Fly_Ash_Outages | C | 2.1 | C2-24 | Table C-5 | fly_out_2007_wet_days | Number (Double) | Total days in 2007 the wet fly ash handling system caused outage | 1765 | 1723
Fly_Ash_Outages | C | 2.1 | C2-24 | Table C-5 | fly_out_2007_wet_resn | Text | Reason for 2007 wet fly ash handling system caused outage | 1766 | 1724
Fly_Ash_Outages | C | 2.1 | C2-24 | Table C-5 | fly_out_2007_wet_reslvd | Text | Methods used to resolved 2007 wet fly ash handling system caused outage | 1767 | 1725
Fly_Ash_Outages | C | 2.1 | C2-24 | Table C-5 | fly_out_2007_dry_days | Number (Double) | Total days in 2007 the dry fly ash handling system caused outage | 1768 | 1726
Fly_Ash_Outages | C | 2.1 | C2-24 | Table C-5 | fly_out_2007_dry_resn | Text | Reason for 2007 dry fly ash handling system caused outage | 1769 | 1727
Fly_Ash_Outages | C | 2.1 | C2-24 | Table C-5 | fly_out_2007_dry_reslvd | Text | Methods used to resolved 2007 dry fly ash handling system caused outage | 1770 | 1728
Fly_Ash_Outages | C | 2.1 | C2-24 | Table C-5 | fly_out_2008_wet_days | Number (Double) | Total days in 2008 the wet fly ash handling system caused outage | 1771 | 1729
Fly_Ash_Outages | C | 2.1 | C2-24 | Table C-5 | fly_out_2008_wet_resn | Text | Reason for 2008 wet fly ash handling system caused outage | 1772 | 1730
Fly_Ash_Outages | C | 2.1 | C2-24 | Table C-5 | fly_out_2008_wet_reslvd | Text | Methods used to resolved 2008 wet fly ash handling system caused outage | 1773 | 1731
Fly_Ash_Outages | C | 2.1 | C2-24 | Table C-5 | fly_out_2008_dry_days | Number (Double) | Total days in 2008 the dry fly ash handling system caused outage | 1774 | 1732
Fly_Ash_Outages | C | 2.1 | C2-24 | Table C-5 | fly_out_2008_dry_resn | Text | Reason for 2008 dry fly ash handling system caused outage | 1775 | 1733
Fly_Ash_Outages | C | 2.1 | C2-24 | Table C-5 | fly_out_2008_dry_reslvd | Text | Methods used to resolved 2008 dry fly ash handling system caused outage | 1776 | 1734
Fly_Ash_Outages | C | 2.1 | C2-24 | Table C-5 | fly_out_2009_wet_days | Number (Double) | Total days in 2009 the wet fly ash handling system caused outage | 1777 | 1735
Fly_Ash_Outages | C | 2.1 | C2-24 | Table C-5 | fly_out_2009_wet_resn | Text | Reason for 2009 wet fly ash handling system caused outage | 1778 | 1736
Fly_Ash_Outages | C | 2.1 | C2-24 | Table C-5 | fly_out_2009_wet_reslvd | Text | Methods used to resolved 2009 wet fly ash handling system caused outage | 1779 | 1737
Fly_Ash_Outages | C | 2.1 | C2-24 | Table C-5 | fly_out_2009_dry_days | Number (Double) | Total days in 2009 the dry fly ash handling system caused outage | 1780 | 1738
Fly_Ash_Outages | C | 2.1 | C2-24 | Table C-5 | fly_out_2009_dry_resn | Text | Reason for 2009 dry fly ash handling system caused outage | 1781 | 1739
Fly_Ash_Outages | C | 2.1 | C2-24 | Table C-5 | fly_out_2009_dry_reslvd | Text | Methods used to resolved 2009 dry fly ash handling system caused outage | 1782 | 1740
Fly_Ash_Sluicing | C | 2.1 | Plant_ID | Table C-3 | plant_id | Number (Double) | Plant identification number | 1783 | 1513
Fly_Ash_Sluicing | C | 2.1 | seunit_ID | Table C-3 | seunit_ID | Text | Steam electric generating unit ID | 1784 | 1514
Fly_Ash_Sluicing | C | 2.1 | C2-2 | Table C-3 | cbi_fly_ash_sluice | Yes/No | CBI designation checkbox for QC2-2 | 1785 | 1515
Fly_Ash_Sluicing | C | 2.1 | C2-2 | Table C-3 | fly_ash_sluice | Text | Plant's response for sluicing fly ash for the SE Unit | 1786 | 1516
Fly_Ash_Sluicing | C | 2.1 | C2-2 | Table C-3 | fly_sluice_avg_flow | Number (Double) | Average flow rate of the sluice water | 1787 | 1517
Fly_Ash_Sluicing | C | 2.1 | C2-2 | Table C-3 | fly_sluice_duration | Number (Double) | Typical duration of sluicing (hpd) | 1788 | 1518
Fly_Ash_Sluicing | C | 2.1 | C2-2 | Table C-3 | fly_sluice_freq | Number (Double) | Typical frequency of sluicing (dpy) | 1789 | 1519
Fly_Ash_Sluicing | C | 2.1 | C2-2 | Table C-3 | fly_sluice_source_1 | Text | Source of sluice water (option 1) | 1790 | 1520
Fly_Ash_Sluicing | C | 2.1 | C2-2 | Table C-3 | fly_sluice_source_2 | Text | Source of sluice water (option 2) | 1791 | 1521
Fly_Ash_Sluicing | C | 2.1 | C2-2 | Table C-3 | fly_sluice_source_3 | Text | Source of sluice water (option 3) | 1792 | 1522
Fly_Ash_Sluicing | C | 2.1 | C2-2 | Table C-3 | fly_sluice_source_other_desc | Text | Source of sluice water description if "other" is selected in drop down menus | 1793 | 1523
Fly_Ash_Sluicing | C | 2.1 | C2-2 | Table C-3 | fly_sluice_percent_1 | Number (Double) | Percent contribution of sluice water option 1 | 1794 | 1524
Fly_Ash_Sluicing | C | 2.1 | C2-2 | Table C-3 | fly_sluice_percent_2 | Number (Double) | Percent contribution of sluice water option 2 | 1795 | 1525
Fly_Ash_Sluicing | C | 2.1 | C2-2 | Table C-3 | fly_sluice_percent_3 | Number (Double) | Percent contribution of sluice water option 3 | 1796 | 1526
Fly_Ash_Sluicing | C | 2.1 | C2-2 | Table C-3 | fly_sluice_percent_other | Number (Double) | Percent contribution of sluice water for other field | 1797 | 1527
Fly_Ash_Sluicing | C | 2.1 | C2-3 |  | cbi_fly_sluice_criteria | Yes/No | CBI designation checkbox for Q C2-3 fly ash sluice criteria | 1798 | 1528
Fly_Ash_Sluicing | C | 2.1 | C2-3 |  | fly_sluice_chlorides | Text | Chlorides concentration requirement for fly ash sluice water | 1799 | 1529
Fly_Ash_Sluicing | C | 2.1 | C2-3 |  | fly_sluice_chlorides_ppm | Number (Double) | Chlorides concentration value for fly ash sluice water (ppm) | 1800 | 1530
Fly_Ash_Sluicing | C | 2.1 | C2-3 |  | fly_sluice_solids | Text | Solids percentage requirement for fly ash sluice water | 1801 | 1531
Fly_Ash_Sluicing | C | 2.1 | C2-3 |  | fly_sluice_solids_percent | Number (Double) | Solids percentage value for fly ash sluice water (%) | 1802 | 1532
Fly_Ash_Sluicing | C | 2.1 | C2-3 |  | fly_sluice_other | Text | Other requirement for fly ash sluice water | 1803 | 1533
Fly_Ash_Sluicing | C | 2.1 | C2-3 |  | fly_sluice_other_desc | Text | Description of other requirement for fly ash sluice water | 1804 | 1534
Fly_Ash_Sluicing | C | 2.1 | C2-3 |  | fly_sluice_other_ppm | Number (Double) | Other value for fly ash sluice water (ppm) | 1805 | 1535
Fly_Ash_Sluicing | C | 2.1 | C2-4 |  | cbi_fly_sluice_recyc | Yes/No | CBI designation checkbox for Q C2-4 sluice water immediately recycled back to the plant process | 1806 | 1536
Fly_Ash_Sluicing | C | 2.1 | C2-4 |  | fly_sluice_recyc | Text | Plant's response for recycling fly ash sluice water immediately back to the plants process | 1807 | 1537
Fly_Ash_Sluicing | C | 2.1 | C2-4 |  | fly_sluice_recyc_desc | Text | Description of how the plant used the recycled sluice water | 1808 | 1538
Fly_Ash_Sluicing | C | 2.1 | C2-5 |  | cbi_fly_sluice_POTW | Yes/No | CBI designation checkbox for Q C2-5 fly sluice water discharged to POTW | 1809 | 1539
Fly_Ash_Sluicing | C | 2.1 | C2-5 |  | fly_sluice_POTW | Text | Plant's response for discharging the fly ash sluice water to a POTW | 1810 | 1540
Fly_Ash_Storage | C | 2.2 | Plant_ID | Table C-6 | plant_id | Number (Double) | Plant identification number | 1811 | 1741
Fly_Ash_Storage | C | 2.2 | C2-25 | Table C-6 | cbi_fly_storage | Yes/No | CBI designation checkbox for Q C2-25 (Table C-6) | 1812 | 1742
Fly_Ash_Storage | C | 2.2 | C2-25 | Table C-6 | storage_ID | Text | Storage destination ID (from Storage Destination Table in Codes Table tab) | 1813 | 1743
Fly_Ash_Storage | C | 2.2 | C2-25 | Table C-6 | storage_ID_other | Text | Description of storage destination if "other" is selected | 1814 | 1744
Fly_Ash_Storage | C | 2.2 | C2-25 | Table C-6 | fly_storage_miles | Number (Double) | Distance from the SE Unit to the Intermediate Storage or from the Intermediate Storage to the Final Disposal/Destination (miles) | 1815 | 1745
Fly_Ash_Storage | C | 2.2 | C2-25 | Table C-6 | fly_storage_tons | Number (Double) | Tons of fly ash transported to destination in 2009 (dry weight basis) | 1816 | 1746
Fly_Ash_Storage | C | 2.2 | C2-25 | Table C-6 | fly_storage_trnspt | Text | How the fly ash is transported to the storage destination | 1817 | 1747
Fly_Ash_Storage | C | 2.2 | C2-25 | Table C-6 | fly_storage_trnspt_other | Text | Description of transportation if "other" is selected | 1818 | 1748
Fly_Ash_Storage | C | 2.2 | C2-25 | Table C-6 | fly_storage_per_H2O | Text | Percent moisture of the fly ash entering destination (if transported dry) | 1819 | 1749
Fly_Ash_Storage_Dest | C | 2.1 | Plant_ID | Table C-4 | plant_id | Number (Double) | Plant identification number | 1820 | 1563
Fly_Ash_Storage_Dest | C | 2.1 | seunit_ID | Table C-4 | seunit_ID | Text | Steam electric generating unit ID | 1821 | 1564
Fly_Ash_Storage_Dest | C | 2.1 | C2-9 | Table C-4 | cbi_fly_ash_storage | Yes/No | CBI designation checkbox for Q C2-9 | 1822 | 1565
Fly_Ash_Storage_Dest | C | 2.1 | C2-9 | Table C-4 | fly_ash_type | Text | Type of ash handling (dry vs. wet) | 1823 | 1566
Fly_Ash_Storage_Dest | C | 2.1 | C2-9 | Table C-4 | storage_ID | Text | Storage destination ID (from Storage Destination table in the codes tab) | 1824 | 1567
Fly_Ash_Storage_Dest | C | 2.1 | C2-9 | Table C-4 | storage_ID_other | Text | "Other" storage destination description if "other" is selected | 1825 | 1568
Fly_Ash_Storage_Dest | C | 2.1 | C2-9 | Table C-4 | fly_percent | Number (Double) | Percent of fly ash conveyed to each storage destination | 1826 | 1569
Fly_Ash_Storage_Dest | C | 2.1 | C2-9 | Table C-4 | fly_destin_type | Text | Storage destination type (intermediate vs. final) | 1827 | 1570
Fly_Ash_System | C | 2.1 | Plant_ID | Table C-2 | plant_id | Number (Double) | Plant identification number | 1828 | 1486
Fly_Ash_System | C | 2.1 | seunit_ID | Table C-2 | seunit_ID | Text | Steam electric generating Unit ID | 1829 | 1487
Fly_Ash_System | C | 2.1 | C2-1 | Table C-2 | cbi_fly_collection_type | Yes/No | CBI designation checkbox for Q C2-1 fly ash collection type | 1830 | 1488
Fly_Ash_System | C | 2.1 | C2-1 | Table C-2 | fly_collection | Text | Type of fly ash collection (ESPs, dry hot, dry cold, wet, baghouse, wet scrubber, or other) | 1831 | 1489
Fly_Ash_System | C | 2.1 | C2-1 | Table C-2 | fly_collection_other | Text | Type of fly ash collection if other is selected for "fly_collection" | 1832 | 1490
Fly_Ash_System | C | 2.1 | C2-1 | Table C-2 | fly_wet_sluicing | Text | Wet sluice fly ash handling system | 1833 | 1491
Fly_Ash_System | C | 2.1 | C2-1 | Table C-2 | fly_wet_vacuum | Text | Wet vacuum system (pneumatic) fly ash handling system | 1834 | 1492
Fly_Ash_System | C | 2.1 | C2-1 | Table C-2 | fly_dry_vacuum | Text | Dry vacuum fly ash handling system | 1835 | 1493
Fly_Ash_System | C | 2.1 | C2-1 | Table C-2 | fly_pressure | Text | Pressure fly ash handling system | 1836 | 1494
Fly_Ash_System | C | 2.1 | C2-1 | Table C-2 | fly_combined | Text | Combined vacuum/pressure fly ash handling system | 1837 | 1495
Fly_Ash_System | C | 2.1 | C2-1 | Table C-2 | fly_mechanical | Text | Mechanical fly ash handling system | 1838 | 1496
Fly_Ash_System | C | 2.1 | C2-1 | Table C-2 | fly_other | Text | Other type of fly ash handling system | 1839 | 1497
Fly_Ash_System | C | 2.1 | C2-1 | Table C-2 | fly_other_desc | Text | Plant's description of the other type of fly ash handling system | 1840 | 1498
Fly_Ash_System | C | 2.1 | C2-1 | Table C-2 | fly_produced_wet_tpd | Number (Double) | Amount of fly ash produced in 2009 conveyed wet (tpd) | 1841 | 1499
Fly_Ash_System | C | 2.1 | C2-1 | Table C-2 | fly_produced_wet_dpy | Number (Double) | Amount of fly ash produced in 2009 conveyed wet (dpy) | 1842 | 1500
Fly_Ash_System | C | 2.1 | C2-1 | Table C-2 | fly_produced_dry_tpd | Number (Double) | Amount of fly ash produced in 2009 conveyed dry (tpd) | 1843 | 1501
Fly_Ash_System | C | 2.1 | C2-1 | Table C-2 | fly_produced_dry_dpy | Number (Double) | Amount of fly ash produced in 2009 conveyed dry (dpy) | 1844 | 1502
Fly_Ash_System | C | 2.1 | C2-1 | Table C-2 | fly_design_wet_tpd | Number (Double) | Design ash handling rate for wet conveyed fly ash (tpd) | 1845 | 1503
Fly_Ash_System | C | 2.1 | C2-1 | Table C-2 | fly_design_wet_dpy | Number (Double) | Design ash handling rate for wet conveyed fly ash (dpy) | 1846 | 1504
Fly_Ash_System | C | 2.1 | C2-1 | Table C-2 | fly_design_dry_tpd | Number (Double) | Design ash handling rate for dry conveyed fly ash (tpd) | 1847 | 1505
Fly_Ash_System | C | 2.1 | C2-1 | Table C-2 | fly_design_dry_dpy | Number (Double) | Design ash handling rate for dry conveyed fly ash (dpy) | 1848 | 1506
Fly_Ash_System | C | 2.1 | C2-1 | Table C-2 | fly_wet_days | Number (Double) | Number of days fly ash was conveyed wet in 2009 (days) | 1849 | 1507
Fly_Ash_System | C | 2.1 | C2-1 | Table C-2 | fly_dry_days | Number (Double) | Number of days fly ash was conveyed dry in 2009 (days) | 1850 | 1508
Fly_Ash_System | C | 2.1 | C2-1 | Table C-2 | fly_LOI_wet_min | Number (Double) | LOI of wet conveyed fly ash (typical range for 2009) - minimum percentage | 1851 | 1509
Fly_Ash_System | C | 2.1 | C2-1 | Table C-2 | fly_LOI_wet_max | Number (Double) | LOI of wet conveyed fly ash (typical range for 2009) - maximum percentage | 1852 | 1510
Fly_Ash_System | C | 2.1 | C2-1 | Table C-2 | fly_LOI_dry_min | Number (Double) | LOI of dry conveyed fly ash (typical range for 2009) - minimum percentage | 1853 | 1511
Fly_Ash_System | C | 2.1 | C2-1 | Table C-2 | fly_LOI_dry_max | Number (Double) | LOI of dry conveyed fly ash (typical range for 2009) - maximum percentage | 1854 | 1512
Fly_Ash_Wet_Vacuum | C | 2.1 | Plant_ID |  | plant_id | Number (Double) | Plant identification number | 1855 | 1541
Fly_Ash_Wet_Vacuum | C | 2.1 | seunit_ID |  | seunit_ID | Text | Steam electric generating unit ID | 1856 | 1542
Fly_Ash_Wet_Vacuum | C | 2.1 | C2-6 |  | cbi_fly_wet_vac | Yes/No | CBI designation checkbox for Q C2-6 | 1857 | 1543
Fly_Ash_Wet_Vacuum | C | 2.1 | C2-6 |  | fly_wet_vac | Text | Plant response for operating a wet vacuum (pneumatic) fly ash handling system | 1858 | 1544
Fly_Ash_Wet_Vacuum | C | 2.1 | C2-7 |  | cbi_fly_wet_vac_water | Yes/No | CBI designation checkbox for Q C2-7 | 1859 | 1545
Fly_Ash_Wet_Vacuum | C | 2.1 | C2-7 |  | fly_wet_vac_gpy | Number (Double) | Typical volume of the vacuum water from the wet vacuum system generated annually (gpy) | 1860 | 1546
Fly_Ash_Wet_Vacuum | C | 2.1 | C2-7 |  | fly_wet_vac_dpy | Number (Double) | Typical volume of the vacuum water form the wet vacuum system number of days (dpy) | 1861 | 1547
Fly_Ash_Wet_Vacuum | C | 2.1 | C2-8 |  | cbi_fly_wet_vac_dest | Yes/No | CBI designation checkbox for Q C2-8 | 1862 | 1548
Fly_Ash_Wet_Vacuum | C | 2.1 | C2-8 |  | fly_wet_vac_recyc | Text | Wet vacuum water immediately recycled back to plant process | 1863 | 1549
Fly_Ash_Wet_Vacuum | C | 2.1 | C2-8 |  | fly_wet_vac_recyc_desc | Text | Description of how wet vacuum water is immediately recycled back to plant process | 1864 | 1550
Fly_Ash_Wet_Vacuum | C | 2.1 | C2-8 |  | fly_wet_vac_transferred | Text | Wet vacuum water transferred to an on-site treatment system | 1865 | 1551
Fly_Ash_Wet_Vacuum | C | 2.1 | C2-8 |  | fly_wet_vac_pond | Text | Wet vacuum water transferred to a settling pond | 1866 | 1552
Fly_Ash_Wet_Vacuum | C | 2.1 | C2-8 |  | fly_wet_vac_pH | Text | pH adjustment for wet vacuum water | 1867 | 1553
Fly_Ash_Wet_Vacuum | C | 2.1 | C2-8 |  | fly_wet_vac_chem_precip | Text | Chemical precipitation for wet vacuum water | 1868 | 1554
Fly_Ash_Wet_Vacuum | C | 2.1 | C2-8 |  | fly_wet_vac_wetland | Text | Wet vacuum water transferred to constructed wetlands | 1869 | 1555
Fly_Ash_Wet_Vacuum | C | 2.1 | C2-8 |  | fly_wet_vac_wwt_other | Text | Wet vacuum water transferred to other type of on-site treatment | 1870 | 1556
Fly_Ash_Wet_Vacuum | C | 2.1 | C2-8 |  | fly_wet_vac_wwt_other_desc | Text | Description of "other" type of on-site treatment | 1871 | 1557
Fly_Ash_Wet_Vacuum | C | 2.1 | C2-8 |  | fly_wet_vac_SW | Text | Wet vacuum water discharged to surface water | 1872 | 1558
Fly_Ash_Wet_Vacuum | C | 2.1 | C2-8 |  | Outfall_number | Text | Wet vacuum water discharged to surface water outfall number | 1873 | 1559
Fly_Ash_Wet_Vacuum | C | 2.1 | C2-8 |  | fly_wet_vac_POTW | Text | Wet vacuum water discharge to POTW or PrOTW | 1874 | 1560
Fly_Ash_Wet_Vacuum | C | 2.1 | C2-8 |  | fly_wet_vac_other | Text | Wet vacuum water "other" destination | 1875 | 1561
Fly_Ash_Wet_Vacuum | C | 2.1 | C2-8 |  | fly_wet_vac_desc | Text | Wet vacuum water "other" destination description | 1876 | 1562
Fly_Ash_WetAndDry | C | 2.1 | Plant_ID |  | plant_id | Number (Double) | Plant identification number | 1877 | 1571
Fly_Ash_WetAndDry | C | 2.1 | seunit_ID |  | seunit_ID | Text | Steam electric generating unit ID | 1878 | 1572
Fly_Ash_WetAndDry | C | 2.1 | C2-10 |  | cbi_fly_wetanddry | Yes/No | CBI designation checkbox for Q C2-10 | 1879 | 1573
Fly_Ash_WetAndDry | C | 2.1 | C2-10 |  | fly_wetanddry | Text | Was the fly ash from this SE Unit conveyed both wet and dry? | 1880 | 1574
Fly_Ash_WetAndDry | C | 2.1 | C2-11 |  | cbi_fly_why_wetanddry | Yes/No | CBI designation checkbox for Q C2-11 | 1881 | 1575
Fly_Ash_WetAndDry | C | 2.1 | C2-11 |  | fly_not_marketable | Text | Wet fly ash handling system operated during times when dry fly ash is not marketable | 1882 | 1576
Fly_Ash_WetAndDry | C | 2.1 | C2-11 |  | fly_not_marketable_days | Number (Double) | Number of days wet fly ash handling system operated when fly ash not marketable | 1883 | 1577
Fly_Ash_WetAndDry | C | 2.1 | C2-11 |  | fly_maintenance | Text | Wet fly ash handling system operated when the dry fly ash collection system was not operational due to maintenance issues | 1884 | 1578
Fly_Ash_WetAndDry | C | 2.1 | C2-11 |  | fly_maintenance_days | Number (Double) | Number of days wet fly ash handling system operated when dry down due to maintenance | 1885 | 1579
Fly_Ash_WetAndDry | C | 2.1 | C2-11 |  | fly_backup | Text | Wet fly ash handling system operated in order to maintain to function as a backup to the dry system | 1886 | 1580
Fly_Ash_WetAndDry | C | 2.1 | C2-11 |  | fly_backup_days | Number (Double) | Number of days wet fly ash handling system operated as a backup | 1887 | 1581
Fly_Ash_WetAndDry | C | 2.1 | C2-11 |  | fly_capacity | Text | Wet fly ash handling system operational because the dry fly ash handling system does not have the capacity to handle all of the fly ash | 1888 | 1582
Fly_Ash_WetAndDry | C | 2.1 | C2-11 |  | fly_capacity_days | Number (Double) | Number of days wet fly ash handling system operated because of capacity | 1889 | 1583
Fly_Ash_WetAndDry | C | 2.1 | C2-11 |  | fly_both_other | Text | Wet fly ash handling system operated because of other reasons | 1890 | 1584
Fly_Ash_WetAndDry | C | 2.1 | C2-11 |  | fly_both_other_desc | Text | Other reason for operating a wet and dry fly ash handling system | 1891 | 1585
Fly_Ash_WetAndDry | C | 2.1 | C2-11 |  | fly_both_other_days | Number (Double) | Number of days wet fly ash handling system operated because of other reasons | 1892 | 1586
Fly_Ash_WetAndDry | C | 2.1 | C2-12 |  | cbi_fly_modifications | Yes/No | CBI designation checkbox for Q C2-12 | 1893 | 1587
Fly_Ash_WetAndDry | C | 2.1 | C2-12 |  | fly_no_mods | Text | No system modifications are necessary to operate the dry fly ash handling system all the time | 1894 | 1588
Fly_Ash_WetAndDry | C | 2.1 | C2-12 |  | fly_increase_silo_cap | Text | Increase capacity of the silo(s) to handle all ash dry | 1895 | 1589
Fly_Ash_WetAndDry | C | 2.1 | C2-12 |  | fly_increase_silo_nmbr | Text | Increase the number of silos to handle all ash dry | 1896 | 1590
Fly_Ash_WetAndDry | C | 2.1 | C2-12 |  | fly_moisture_condition | Text | Modify the loading silos to have the ability to moisten condition the ash to handle all ash dry | 1897 | 1591
Fly_Ash_WetAndDry | C | 2.1 | C2-12 |  | fly_increase_landfill | Text | Install/increase the capacity of the landfills to handle all ash dry | 1898 | 1592
Fly_Ash_WetAndDry | C | 2.1 | C2-12 |  | fly_increase_dry_convey | Text | Increase capacity of dry ash conveying equipment to handle all ash dry | 1899 | 1593
Fly_Ash_WetAndDry | C | 2.1 | C2-12 |  | fly_new_infrastructure | Text | Design/develop new infrastructure to dispose of dry ash to handle all ash dry | 1900 | 1594
Fly_Ash_WetAndDry | C | 2.1 | C2-12 |  | fly_new_infra_desc | Text | Description of new infrastructure needed | 1901 | 1595
Fly_Ash_WetAndDry | C | 2.1 | C2-12 |  | fly_mod_other | Text | Other requirement needed to handle all ash dry | 1902 | 1596
Fly_Ash_WetAndDry | C | 2.1 | C2-12 |  | fly_mod_desc | Text | Other description needed to handle all ash dry | 1903 | 1597
Fly_Cnvy_Capital_Cost | C | 2.3 | Plant_ID | Table C-11 | plant_id | Number (Double) | Plant identification number | 1904 | 1819
Fly_Cnvy_Capital_Cost | C | 2.3 | seunit_ID | Table C-11 | seunit_ID | Text | Steam electric generating unit ID | 1905 | 1820
Fly_Cnvy_Capital_Cost | C | 2.3 | C2-34 | Table C-11 | cbi_fly_cnvy_cap_tbl | Yes/No | CBI designation checkbox for Q C2-34 | 1906 | 1821
Fly_Cnvy_Capital_Cost | C | 2.3 | C2-34 | Table C-11 | fly_cnvy_cap_project | Text | Project description for each subcategory of capital costs in Table C-11 | 1907 | 1822
Fly_Cnvy_Capital_Cost | C | 2.3 | C2-34 | Table C-11 | fly_cnvy_cap_original | Number (Double) | Cost for fly ash system as originally installed | 1908 | 1823
Fly_Cnvy_Capital_Cost | C | 2.3 | C2-34 | Table C-11 | fly_cnvy_cap_mdfy | Number (Double) | Cost for modifications to the system | 1909 | 1824
Fly_Cnvy_Capital_Cost | C | 2.3 | C2-34 | Table C-11 | fly_cnvy_cap_original_yr_based | Number (Double) | Year on which original cost is based | 1910 | 1825
Fly_Cnvy_Capital_Cost | C | 2.3 | C2-34 | Table C-11 | fly_cnvy_cap_mdfy_yr_based | Number (Double) | Year on which modification cost is based | 1911 | 1826
Fly_Cnvy_Cmpnts | C | 2.3 | Plant_ID | Table C-10 | plant_id | Number (Double) | Plant identification number | 1912 | 1794
Fly_Cnvy_Cmpnts | C | 2.3 | seunit_ID | Table C-10 | seunit_ID | Text | Steam electric generating unit ID | 1913 | 1795
Fly_Cnvy_Cmpnts | C | 2.3 | C2-30 | Table C-10 | cbi_fly_cnvy_cmpnts_tbl | Yes/No | CBI designation checkbox for C2-30 | 1914 | 1796
Fly_Cnvy_Cmpnts | C | 2.3 | C2-30 | Table C-10 | fly_cnvy_cmpnts | Text | Type of fly ash system conveyance components | 1915 | 1797
Fly_Cnvy_Cmpnts | C | 2.3 | C2-30 | Table C-10 | fly_cnvy_cmpnts_other | Text | Description of fly ash system conveyance component if "other" is selected | 1916 | 1798
Fly_Cnvy_Cmpnts | C | 2.3 | C2-30 | Table C-10 | fly_cnvy_cmpnts_nmbr | Number (Double) | Number of type of conveyance components in the system | 1917 | 1799
Fly_Cnvy_Cmpnts | C | 2.3 | C2-30 | Table C-10 | fly_cnvy_cmpnts_cpcty | Number (Double) | Total system capacity of type of conveyance components | 1918 | 1800
Fly_Cnvy_Cmpnts | C | 2.3 | C2-30 | Table C-10 | fly_cnvy_cmpnts_cpcty_unit | Text | Conveyance capacity component units | 1919 | 1801
Fly_Cnvy_Cmpnts | C | 2.3 | C2-30 | Table C-10 | fly_cnvy_cmpnts_cpcty_unit_other | Text | Units of capacity if "other" is selected | 1920 | 1802
Fly_Cnvy_General | C | 2.3 | Plant_ID |  | plant_id | Number (Double) | Plant identification number | 1921 | 1803
Fly_Cnvy_General | C | 2.3 | seunit_ID |  | seunit_ID | Text | Steam electric generating unit ID | 1922 | 1804
Fly_Cnvy_General | C | 2.3 | Status |  | fly_cnvy_planned | Text | The fly ash handling system for this unit is planned | 1923 | 1805
Fly_Cnvy_General | C | 2.3 | C2-31 |  | cbi_fly_diagram | Yes/No | CBI designation checkbox for Q C2-31 | 1924 | 1806
Fly_Cnvy_General | C | 2.3 | C2-31 |  | fly_diagram_attch | Text | Block diagram of entire fly ash handling system is attached | 1925 | 1807
Fly_Cnvy_General | C | 2.3 | C2-32 |  | cbi_fly_cnvy_cntrctr_instl | Yes/No | CBI designation checkbox for Q C2-32 | 1926 | 1808
Fly_Cnvy_General | C | 2.3 | C2-32 |  | fly_cnvy_cntrctr_instl | Memo | Major components of this fly ash conveyance system that a contractor(s) constructed/installed (or plans to) at the contractor's expense | 1927 | 1809
Fly_Cnvy_General | C | 2.3 | C2-32 |  | fly_cnvy_cntrctr_instl_all | Text | Contractor installed/will install ALL components IDed in Table C-10 (Fly_Cnvy_Cmpnts) | 1928 | 1810
Fly_Cnvy_General | C | 2.3 | C2-33 |  | cbi_fly_cnvy_cntrctr_oversee | Yes/No | CBI designation checkbox for Q C2-33 | 1929 | 1811
Fly_Cnvy_General | C | 2.3 | C2-33 |  | fly_cnvy_cntrctr_oversee | Memo | Major O&M activities of this fly ash conveyance system that a contractor(s) oversees/will oversee at the contractor's expense | 1930 | 1812
Fly_Cnvy_General | C | 2.3 | C2-33 |  | fly_cnvy_cntrctr_oversee_all | Text | Contractor oversees/will oversee ALL O&M activities dealing with the conveyance portion of the fly ash handling system at the contractor's expense | 1931 | 1813
Fly_Cnvy_General | C | 2.3 | C2-34 |  | cbi_fly_cnvy_cap_tbl | Yes/No | CBI designation checkbox for Q C2-34 | 1932 | 1814
Fly_Cnvy_General | C | 2.3 | C2-34 |  | fly_cnvy_outside_firm_oversee | Text | Capital cost - hired outside engineering firm to oversee design and/or installation of the system | 1933 | 1815
Fly_Cnvy_General | C | 2.3 | C2-35 |  | cbi_fly_cnvy_all_cmpnts_cap_costs | Yes/No | CBI designation checkbox for Q C2-35 | 1934 | 1816
Fly_Cnvy_General | C | 2.3 | C2-35 |  | fly_cnvy_all_cmpnts_cap_costs | Text | Are all major components of the conveyance system included in the table Fly_Cnvy_Capital_Cost | 1935 | 1817
Fly_Cnvy_General | C | 2.3 | C2-35 |  | fly_cnvy_cmpnts_not_cap_costs | Memo | Pieces of equipment included in the cost and those that are not included in the total cost | 1936 | 1818
Fly_Cnvy_OM_Cost | C | 2.3 | Plant_ID | Table C-12 | plant_id | Number (Double) | Plant identification number | 1937 | 1827
Fly_Cnvy_OM_Cost | C | 2.3 | seunit_ID | Table C-12 | seunit_ID | Text | Steam electric generating unit ID | 1938 | 1828
Fly_Cnvy_OM_Cost | C | 2.3 | C2-36 | Table C-12 | cbi_fly_cnvy_OM_tbl | Yes/No | CBI designation checkbox for Q C2-36 | 1939 | 1829
Fly_Cnvy_OM_Cost | C | 2.3 | C2-36 | Table C-12 | fly_cnvy_OM_OLbr_2009_cost | Number (Double) | 2009 annual cost for operating labor | 1940 | 1830
Fly_Cnvy_OM_Cost | C | 2.3 | C2-36 | Table C-12 | fly_cnvy_OM_OLbr_rate_hourly | Number (Double) | 2009 rate per hour (average rate of labor) for operating labor | 1941 | 1831
Fly_Cnvy_OM_Cost | C | 2.3 | C2-36 | Table C-12 | fly_cnvy_OM_OLbr_staff_nmbr | Number (Double) | 2009 staffing operating labor - number of workers | 1942 | 1832
Fly_Cnvy_OM_Cost | C | 2.3 | C2-36 | Table C-12 | fly_cnvy_OM_OLbr_staff_hpd | Number (Double) | 2009 staffing operating labor - hours per day | 1943 | 1833
Fly_Cnvy_OM_Cost | C | 2.3 | C2-36 | Table C-12 | fly_cnvy_OM_OLbr_staff_dpy | Number (Double) | 2009 staffing operating labor - days per year | 1944 | 1834
Fly_Cnvy_OM_Cost | C | 2.3 | C2-36 | Table C-12 | fly_cnvy_OM_MLbr_2009_cost | Number (Double) | 2009 annual cost for maintenance labor | 1945 | 1835
Fly_Cnvy_OM_Cost | C | 2.3 | C2-36 | Table C-12 | fly_cnvy_OM_MLbr_rate_hourly | Number (Double) | 2009 rate per hour (average rate of labor ) for maintenance labor | 1946 | 1836
Fly_Cnvy_OM_Cost | C | 2.3 | C2-36 | Table C-12 | fly_cnvy_OM_MLbr_staff_nmbr | Number (Double) | 2009 staffing maintenance labor - number of workers | 1947 | 1837
Fly_Cnvy_OM_Cost | C | 2.3 | C2-36 | Table C-12 | fly_cnvy_OM_MLbr_staff_hpd | Number (Double) | 2009 staffing maintenance labor - hours per day | 1948 | 1838
Fly_Cnvy_OM_Cost | C | 2.3 | C2-36 | Table C-12 | fly_cnvy_OM_MLbr_staff_dpy | Number (Double) | 2009 staffing maintenance labor - days per year | 1949 | 1839
Fly_Cnvy_OM_Cost | C | 2.3 | C2-36 | Table C-12 | fly_cnvy_OM_MMtrls_2009_cost | Number (Double) | 2009 annual cost for maintenance materials | 1950 | 1840
Fly_Cnvy_OM_Cost | C | 2.3 | C2-36 | Table C-12 | fly_cnvy_OM_energy_2009_cost | Number (Double) | 2009 annual cost for energy | 1951 | 1841
Fly_Cnvy_OM_Cost | C | 2.3 | C2-36 | Table C-12 | fly_cnvy_OM_energy_rate_per_kWh | Number (Double) | 2009 rate per kWh for energy | 1952 | 1842
Fly_Cnvy_OM_Cost | C | 2.3 | C2-36 | Table C-12 | fly_cnvy_OM_energy_kWh/hr | Number (Double) | 2009 consumption kWh/hr for energy | 1953 | 1843
Fly_Cnvy_OM_Cost | C | 2.3 | C2-36 | Table C-12 | fly_cnvy_OM_other1_desc | Text | Other O&M cost description (1) | 1954 | 1844
Fly_Cnvy_OM_Cost | C | 2.3 | C2-36 | Table C-12 | fly_cnvy_OM_other1_2009_cost | Number (Double) | 2009 annual cost of Other 1 O&M category | 1955 | 1845
Fly_Cnvy_OM_Cost | C | 2.3 | C2-36 | Table C-12 | fly_cnvy_OM_other2_desc | Text | Other O&M cost description (2)) | 1956 | 1846
Fly_Cnvy_OM_Cost | C | 2.3 | C2-36 | Table C-12 | fly_cnvy_OM_other2_2009_cost | Number (Double) | 2009 annual cost of Other 2 O&M category | 1957 | 1847
Fly_Cnvy_OM_Cost | C | 2.3 | C2-36 | Table C-12 | fly_cnvy_OM_total_2009_cost | Number (Double) | Total O&M cost (2009) | 1958 | 1848
Fly_Dry_Market | C | 2.2 | Plant_ID | Table C-8 | plant_id | Number (Double) | Plant identification number | 1959 | 1774
Fly_Dry_Market | C | 2.2 | C2-28 | Table C-8 | cbi_fly_dry_mkt | Yes/No | CBI designation checkbox for Q C2-28 | 1960 | 1775
Fly_Dry_Market | C | 2.2 | C2-28 | Table C-8 | fly_dry_mkt_dest | Text | Destination market of fly ash | 1961 | 1776
Fly_Dry_Market | C | 2.2 | C2-28 | Table C-8 | fly_dry_mkt_per_H2O | Number (Double) | Typical percent of moisture of dry fly ash | 1962 | 1777
Fly_Dry_Market | C | 2.2 | C2-28 | Table C-8 | fly_dry_mkt_2005_tons | Number (Double) | Tons of dry fly ash (dry basis) marketed, sold, and/or given away in 2005 | 1963 | 1778
Fly_Dry_Market | C | 2.2 | C2-28 | Table C-8 | fly_dry_mkt_2005_rev | Number (Double) | Gross revenue generated from dry fly ash in 2005 | 1964 | 1779
Fly_Dry_Market | C | 2.2 | C2-28 | Table C-8 | fly_dry_mkt_2007_tons | Number (Double) | Tons of dry fly ash (dry basis) marketed, sold, and/or given away in 2007 | 1965 | 1780
Fly_Dry_Market | C | 2.2 | C2-28 | Table C-8 | fly_dry_mkt_2007_rev | Number (Double) | Gross revenue generated from dry fly ash in 2007 | 1966 | 1781
Fly_Dry_Market | C | 2.2 | C2-28 | Table C-8 | fly_dry_mkt_2009_tons | Number (Double) | Tons of dry fly ash (dry basis) marketed, sold, and/or given away in 2009 | 1967 | 1782
Fly_Dry_Market | C | 2.2 | C2-28 | Table C-8 | fly_dry_mkt_2009_rev | Number (Double) | Gross revenue generated from dry fly ash in 2009 | 1968 | 1783
Fly_Storage_Capital_Cost | C | 2.4 | Plant_ID | Table C-14 | plant_id | Number (Double) | Plant identification number | 1969 | 1877
Fly_Storage_Capital_Cost | C | 2.4 | Storage_ID | Table C-14 | storage_ID | Text | Storage destination ID | 1970 | 1878
Fly_Storage_Capital_Cost | C | 2.4 | C2-42 | Table C-14 | cbi_fly_storage_cap_tbl | Yes/No | CBI designation checkbox for QC2-42 | 1971 | 1879
Fly_Storage_Capital_Cost | C | 2.4 | C2-42 | Table C-14 | fly_storage_cap_project | Text | Project description for each subcategory of capital costs in Table C-14 | 1972 | 1880
Fly_Storage_Capital_Cost | C | 2.4 | C2-42 | Table C-14 | fly_cnvy_storage_original | Number (Double) | Cost of intermediate storage system as originally installed | 1973 | 1881
Fly_Storage_Capital_Cost | C | 2.4 | C2-42 | Table C-14 | fly_storage_cap_mdfy | Number (Double) | Cost of modification of intermediate storage system | 1974 | 1882
Fly_Storage_Capital_Cost | C | 2.4 | C2-42 | Table C-14 | fly_storage_cap_original_yr_based | Number (Double) | Year on which original cost is based | 1975 | 1883
Fly_Storage_Capital_Cost | C | 2.4 | C2-42 | Table C-14 | fly_storage_cap_mdfy_yr_based | Number (Double) | Year on which modification cost is based | 1976 | 1884
Fly_Storage_Cmpnts | C | 2.4 | Plant_ID | Table C-13 | plant_id | Number (Double) | Plant identification number | 1977 | 1868
Fly_Storage_Cmpnts | C | 2.4 | Storage_ID | Table C-13 | storage_ID | Text | Storage destination ID | 1978 | 1869
Fly_Storage_Cmpnts | C | 2.4 | C2-39 | Table C-13 | cbi_fly_storage_cmpnts_tbl | Yes/No | CBI designation checkbox for QC2-39 | 1979 | 1870
Fly_Storage_Cmpnts | C | 2.4 | C2-39 | Table C-13 | fly_storage_cmpnts | Text | Type of component (intermediate storage) | 1980 | 1871
Fly_Storage_Cmpnts | C | 2.4 | C2-39 | Table C-13 | fly_storage_cmpnts_other | Text | Description of component if "other" is selected | 1981 | 1872
Fly_Storage_Cmpnts | C | 2.4 | C2-39 | Table C-13 | fly_storage_cmpnts_nmbr | Number (Double) | Number of type of intermediate storage components in the system | 1982 | 1873
Fly_Storage_Cmpnts | C | 2.4 | C2-39 | Table C-13 | fly_storage_cmpnts_cpcty | Number (Double) | Capacity of type of intermediate storage components in the system | 1983 | 1874
Fly_Storage_Cmpnts | C | 2.4 | C2-39 | Table C-13 | fly_storage_cmpnts_cpcty_unit | Text | Capacity units of intermediate storage component | 1984 | 1875
Fly_Storage_Cmpnts | C | 2.4 | C2-39 | Table C-13 | fly_storage_cmpnts_cpcty_unit_other | Text | Other capacity units of intermediate storage component | 1985 | 1876
Fly_Storage_General | C | 2.4 | Plant_ID |  | plant_id | Number (Double) | Plant identification number | 1986 | 1849
Fly_Storage_General | C | 2.4 | Storage_ID |  | storage_ID | Text | Storage destination ID (from Codes Table tab) | 1987 | 1850
Fly_Storage_General | C | 2.4 | Status |  | fly_storage_planned | Text | Storage destination is planned | 1988 | 1851
Fly_Storage_General | C | 2.4 | C2-37 |  | cbi_fly_btm_share_storage | Yes/No | CBI designation checkbox for QC2-37 | 1989 | 1852
Fly_Storage_General | C | 2.4 | C2-37 |  | fly_btm_share_storage | Text | Does this storage component store both fly ash and bottom ash together | 1990 | 1853
Fly_Storage_General | C | 2.4 | C2-37 |  | fly_btm_share_storage_cmpnts | Text | Unit IDs contributing bottom ash to this shared storage component | 1991 | 1854
Fly_Storage_General | C | 2.4 | C2-38 |  | cbi_fly_storage_pond | Yes/No | CBI designation checkbox for QC2-38 | 1992 | 1855
Fly_Storage_General | C | 2.4 | C2-38 |  | fly_storage_pond | Text | Storage destination is a pond/impoundment | 1993 | 1856
Fly_Storage_General | C | 2.4 | C2-40 |  | cbi_fly_storage_cntrctr_instl | Yes/No | CBI designation checkbox for QC2-40 | 1994 | 1857
Fly_Storage_General | C | 2.4 | C2-40 |  | fly_storage_cntrctr_instl | Memo | Major components of this intermediate storage destination that contractor(s) installed/will install at their expense | 1995 | 1858
Fly_Storage_General | C | 2.4 | C2-40 |  | fly_storage_ctrctr_instl_all | Text | Contractor installed/will install all components IDed in Fly_Storage_Cmpnts table | 1996 | 1859
Fly_Storage_General | C | 2.4 | C2-41 |  | cbi_fly_storage_cntrctr_oversee | Yes/No | CBI designation checkbox for QC2-41 | 1997 | 1860
Fly_Storage_General | C | 2.4 | C2-41 |  | fly_storage_cntrctr_oversee | Memo | All O&M activities associated with this intermediate storage destination that a contractor(s) oversees/will oversee at their expense | 1998 | 1861
Fly_Storage_General | C | 2.4 | C2-41 |  | fly_storage_cntrctr_oversee_all | Text | Contractor oversees/will oversee all O&M activities dealing with the intermediate storage portion of system at their expense | 1999 | 1862
Fly_Storage_General | C | 2.4 | C2-42 |  | cbi_fly_storage_cap_tbl | Yes/No | CBI designation checkbox for QC2-42 | 2000 | 1863
Fly_Storage_General | C | 2.4 | C2-42 |  | fly_storage_outside_firm_oversee | Text | Capital cost - hired outside engineering firm to oversee design and/or installation of the system | 2001 | 1864
Fly_Storage_General | C | 2.4 | C2-43 |  | cbi_fly_storage_all_cmpnts_cap_costs | Yes/No | CBI designation checkbox for C2-43 | 2002 | 1865
Fly_Storage_General | C | 2.4 | C2-43 |  | fly_storage_all_cmpnts_cap_costs | Text | Are all mjr components of the intermediate storage included in the capital costs in Fly_Storage_Capital_Cost | 2003 | 1866
Fly_Storage_General | C | 2.4 | C2-43 |  | fly_storage_cmpnts_not_cap_costs | Memo | If not all included, explain what costs are included and which aren't in the total capital cost | 2004 | 1867
Fly_Storage_OM_Cost | C | 2.4 | Plant_ID | Table C-15 | plant_id | Number (Double) | Plant identification number | 2005 | 1885
Fly_Storage_OM_Cost | C | 2.4 | Storage_ID | Table C-15 | storage_ID | Text | Storage ID (from Storage destination table in Codes Tab) | 2006 | 1886
Fly_Storage_OM_Cost | C | 2.4 | C2-44 | Table C-15 | cbi_fly_storage_OM_tbl | Yes/No | CBI designation checkbox for QC2-44 | 2007 | 1887
Fly_Storage_OM_Cost | C | 2.4 | C2-44 | Table C-15 | fly_storage_OM_OLbr_trks_2009_cost | Number (Double) | 2009 Annual cost for operating labor - water trucks only | 2008 | 1888
Fly_Storage_OM_Cost | C | 2.4 | C2-44 | Table C-15 | fly_storage_OM_OLbr_trks_rate_hourly | Number (Double) | 2009 Rate per hour (average rate of labor) for operating labor - water trucks only | 2009 | 1889
Fly_Storage_OM_Cost | C | 2.4 | C2-44 | Table C-15 | fly_storage_OM_OLbr_trks_staff_nmbr | Number (Double) | 2009 Staffing (No. of workers) for operating labor - water trucks only | 2010 | 1890
Fly_Storage_OM_Cost | C | 2.4 | C2-44 | Table C-15 | fly_storage_OM_OLbr_trks_staff_hpd | Number (Double) | 2009 Staffing (hours per day) for operating labor - water trucks only | 2011 | 1891
Fly_Storage_OM_Cost | C | 2.4 | C2-44 | Table C-15 | fly_storage_OM_OLbr_trks_staff_dpy | Number (Double) | 2009 Staffing (days per year ) for operating labor - water trucks only | 2012 | 1892
Fly_Storage_OM_Cost | C | 2.4 | C2-44 | Table C-15 | fly_storage_OM_OLbr_othr_2009_cost | Number (Double) | 2009 Annual cost for operating labor (all other) | 2013 | 1893
Fly_Storage_OM_Cost | C | 2.4 | C2-44 | Table C-15 | fly_storage_OM_OLbr_othr_rate_hourly | Number (Double) | 2009 Rate per hour (average rate of labor) for operating labor (all other) | 2014 | 1894
Fly_Storage_OM_Cost | C | 2.4 | C2-44 | Table C-15 | fly_storage_OM_OLbr_othr_staff_nmbr | Number (Double) | 2009 Staffing (No. of workers) for operating labor (all other) | 2015 | 1895
Fly_Storage_OM_Cost | C | 2.4 | C2-44 | Table C-15 | fly_storage_OM_OLbr_othr_staff_hpd | Number (Double) | 2009 Staffing (hours per day) for operating labor (all other) | 2016 | 1896
Fly_Storage_OM_Cost | C | 2.4 | C2-44 | Table C-15 | fly_storage_OM_OLbr_othr_staff_dpy | Number (Double) | 2009 Staffing (days per year ) for operating labor (all other) | 2017 | 1897
Fly_Storage_OM_Cost | C | 2.4 | C2-44 | Table C-15 | fly_storage_OM_MLbr_2009_cost | Number (Double) | 2009 Annual cost for maintenance labor | 2018 | 1898
Fly_Storage_OM_Cost | C | 2.4 | C2-44 | Table C-15 | fly_storage_OM_MLbr_rate_hourly | Number (Double) | 2009 Rate per hour (average rate of labor) for maintenance labor | 2019 | 1899
Fly_Storage_OM_Cost | C | 2.4 | C2-44 | Table C-15 | fly_storage_OM_MLbr_staff_nmbr | Number (Double) | 2009 Staffing (No. of workers) for maintenance labor | 2020 | 1900
Fly_Storage_OM_Cost | C | 2.4 | C2-44 | Table C-15 | fly_storage_OM_MLbr_staff_hpd | Number (Double) | 2009 Staffing (hours per day) for maintenance labor | 2021 | 1901
Fly_Storage_OM_Cost | C | 2.4 | C2-44 | Table C-15 | fly_storage_OM_MLbr_staff_dpy | Number (Double) | 2009 Staffing (days per year ) for maintenance labor | 2022 | 1902
Fly_Storage_OM_Cost | C | 2.4 | C2-44 | Table C-15 | fly_storage_OM_MMtrls_2009_cost | Number (Double) | 2009 Annual cost for maintenance materials | 2023 | 1903
Fly_Storage_OM_Cost | C | 2.4 | C2-44 | Table C-15 | fly_storage_OM_energy_2009_cost | Number (Double) | 2009 Annual cost for energy | 2024 | 1904
Fly_Storage_OM_Cost | C | 2.4 | C2-44 | Table C-15 | fly_storage_OM_energy_rate_per_kWh | Number (Double) | 2009 rate per kWh for energy | 2025 | 1905
Fly_Storage_OM_Cost | C | 2.4 | C2-44 | Table C-15 | fly_storage_OM_energy_kWh/hr | Number (Double) | 2009 consumption kWh/hr for energy | 2026 | 1906
Fly_Storage_OM_Cost | C | 2.4 | C2-44 | Table C-15 | fly_storage_OM_other1_desc | Text | Other (1) description of 2009 annual cost | 2027 | 1907
Fly_Storage_OM_Cost | C | 2.4 | C2-44 | Table C-15 | fly_storage_OM_other1_2009_cost | Number (Double) | 2009 Annual Other (1) cost | 2028 | 1908
Fly_Storage_OM_Cost | C | 2.4 | C2-44 | Table C-15 | fly_storage_OM_other2_desc | Text | Other (2) description of 2009 annual cost | 2029 | 1909
Fly_Storage_OM_Cost | C | 2.4 | C2-44 | Table C-15 | fly_storage_OM_other2_2009_cost | Number (Double) | 2009 Annual Other (2) cost | 2030 | 1910
Fly_Storage_OM_Cost | C | 2.4 | C2-44 | Table C-15 | fly_storage_OM_total_2009_cost | Number (Double) | Total 2009 Annual Cost - Intermediate Storage | 2031 | 1911
Fly_Trspt_Disp_Capital_Cost | C | 2.5 | Plant_ID | Table C-16 | plant_id | Number (Double) | Plant identification number | 2032 | 1942
Fly_Trspt_Disp_Capital_Cost | C | 2.5 | C2-50 | Table C-16 | cbi_fly_trspt_disp_cap_tbl | Yes/No | CBI designation checkbox for QC2-50 | 2033 | 1943
Fly_Trspt_Disp_Capital_Cost | C | 2.5 | C2-50 | Table C-16 | fly_trspt_disp_cap_project | Text | Project description for each subcategory of capital costs in Table C-16 | 2034 | 1944
Fly_Trspt_Disp_Capital_Cost | C | 2.5 | C2-50 | Table C-16 | fly_trspt_disp_original | Number (Double) | Cost for system as originally installed | 2035 | 1945
Fly_Trspt_Disp_Capital_Cost | C | 2.5 | C2-50 | Table C-16 | fly_trspt_disp_cap_mdfy | Number (Double) | Cost for modifications to the system | 2036 | 1946
Fly_Trspt_Disp_Capital_Cost | C | 2.5 | C2-50 | Table C-16 | fly_trspt_disp_cap_original_yr_based | Number (Double) | Year on which original cost is based | 2037 | 1947
Fly_Trspt_Disp_Capital_Cost | C | 2.5 | C2-50 | Table C-16 | fly_trspt_disp_cap_mdfy_yr_based | Number (Double) | Year on which modifications cost is based | 2038 | 1948
Fly_Trspt_Disp_General | C | 2.5 | Plant_ID |  | plant_id | Number (Double) | Plant identification number | 2039 | 1912
Fly_Trspt_Disp_General | C | 2.5 | C2-45 |  | cbi_fly_btm_share_trspt_disp | Yes/No | CBI designation checkbox for QC2-45 | 2040 | 1913
Fly_Trspt_Disp_General | C | 2.5 | C2-45 |  | fly_btm_share_trspt_disp | Text | Does the plant use the same transport and disposal equipment for both fly ash bottom ash? | 2041 | 1914
Fly_Trspt_Disp_General | C | 2.5 | C2-45 |  | fly_btm_share_trspt_disp_cmpnts | Text | Unit and storage IDs contributing bottom ash to the transport and disposal system | 2042 | 1915
Fly_Trspt_Disp_General | C | 2.5 | C2-46 |  | cbi_fly_trspt_disp_pond | Yes/No | CBI designation checkbox for Q C2-46 | 2043 | 1916
Fly_Trspt_Disp_General | C | 2.5 | C2-46 |  | fly_trspt_disp_pond | Text | Is a pond/impoundment the final destination of all the fly ash collected by the plant | 2044 | 1917
Fly_Trspt_Disp_General | C | 2.5 | C2-47 |  | cbi_fly_trspt_disp_mthd | Yes/No | CBI designation checkbox for QC2-47 | 2045 | 1918
Fly_Trspt_Disp_General | C | 2.5 | C2-47 |  | fly_trspt_disp_truck | Text | Truck is a method used to transport ash | 2046 | 1919
Fly_Trspt_Disp_General | C | 2.5 | C2-47 |  | fly_trspt_disp_truck_nmbr | Number (Double) | Number of trucks plant uses for the transportation/disposal of fly ash | 2047 | 1920
Fly_Trspt_Disp_General | C | 2.5 | C2-47 |  | fly_trspt_disp_truck_bought | Text | Trucks used were bought | 2048 | 1921
Fly_Trspt_Disp_General | C | 2.5 | C2-47 |  | fly_trspt_disp_truck_lease | Text | Trucks used are leased | 2049 | 1922
Fly_Trspt_Disp_General | C | 2.5 | C2-47 |  | fly_trspt_disp_truck_contract | Text | Trucks used are contracted out | 2050 | 1923
Fly_Trspt_Disp_General | C | 2.5 | C2-47 |  | fly_trspt_disp_rail | Text | Rail car is the method uses to transport ash | 2051 | 1924
Fly_Trspt_Disp_General | C | 2.5 | C2-47 |  | fly_trspt_disp_rail_nmbr | Number (Double) | Number of rail cars plant uses for the transportation/disposal of fly ash | 2052 | 1925
Fly_Trspt_Disp_General | C | 2.5 | C2-47 |  | fly_trspt_disp_rail_bought | Text | Rail cars were bought | 2053 | 1926
Fly_Trspt_Disp_General | C | 2.5 | C2-47 |  | fly_trspt_disp_rail_lease | Text | Rail cars are leased | 2054 | 1927
Fly_Trspt_Disp_General | C | 2.5 | C2-47 |  | fly_trspt_disp_rail_contract | Text | Rail cars are contracted out | 2055 | 1928
Fly_Trspt_Disp_General | C | 2.5 | C2-47 |  | fly_trspt_disp_other | Text | Other method for the transport and disposal of ash | 2056 | 1929
Fly_Trspt_Disp_General | C | 2.5 | C2-47 |  | fly_trspt_disp_other_desc | Text | Description of other method used (i.e., barge) | 2057 | 1930
Fly_Trspt_Disp_General | C | 2.5 | C2-48 |  | cbi_fly_trspt_disp_cntrctr_pay_instl | Yes/No | CBI designation checkbox for Q C2-48 | 2058 | 1931
Fly_Trspt_Disp_General | C | 2.5 | C2-48 |  | fly_trspt_disp_cntrctr_pay_instl | Memo | List of all major components for transport/disposal of dry fly ash that a contractor(s) constructed/installed (or plans to) at the contractor's expense | 2059 | 1932
Fly_Trspt_Disp_General | C | 2.5 | C2-48 |  | fly_trspt_disp_ctrctr_pay_instl_all | Text | Contract installed/will install all ash transport equipment at the contractor's expense | 2060 | 1933
Fly_Trspt_Disp_General | C | 2.5 | C2-49 |  | cbi_fly_trspt_disp_cntrctr_pay_oversee | Yes/No | CBI designation checkbox for Q C2-49 | 2061 | 1934
Fly_Trspt_Disp_General | C | 2.5 | C2-49 |  | fly_trspt_disp_cntrctr_pay_oversee | Memo | List of all O&M activities for transport and disposal that the contractor oversees/will oversee at the contractor's expense | 2062 | 1935
Fly_Trspt_Disp_General | C | 2.5 | C2-49 |  | fly_trspt_disp_cntrctr_pay_oversee_all | Text | Contractor oversees/will oversee all transport/disposal activities at the contractor's expense | 2063 | 1936
Fly_Trspt_Disp_General | C | 2.5 | C2-50 |  | cbi_fly_trspt_disp_cap_tbl | Yes/No | CBI designation checkbox for QC2-50 | 2064 | 1937
Fly_Trspt_Disp_General | C | 2.5 | C2-50 |  | fly_trspt_disp_outside_firm_oversee | Text | Capital Cost - Hired outside engineering firm to oversee design and/or installation of the system | 2065 | 1938
Fly_Trspt_Disp_General | C | 2.5 | C2-51 |  | cbi_fly_trspt_disp_all_cmpnts_cap_costs | Yes/No | CBI designation checkbox for QC2-51 | 2066 | 1939
Fly_Trspt_Disp_General | C | 2.5 | C2-51 |  | fly_trspt_disp_all_cmpnts_cap_costs | Text | Are all major components of the system included in the capital costs in Fly_Trspt_Disp_Capital_Cost | 2067 | 1940
Fly_Trspt_Disp_General | C | 2.5 | C2-51 |  | fly_trspt_disp_cmpnts_not_cap_costs | Memo | Explanation of items included in the capital cost and those not included | 2068 | 1941
Fly_Trspt_Disp_OM_Cost | C | 2.5 | Plant_ID | Table C-17 | plant_id | Number (Double) | Plant identification number | 2069 | 1949
Fly_Trspt_Disp_OM_Cost | C | 2.5 | C2-52 | Table C-17 | cbi_fly_trspt_disp_OM_tbl | Yes/No | CBI designation checkbox for QC2-52 | 2070 | 1950
Fly_Trspt_Disp_OM_Cost | C | 2.5 | C2-52 | Table C-17 | fly_trspt_disp_OM_OLbr_tspt_2009_cost | Number (Double) | 2009 annual cost for operating labor (trucks, rail cars, other transport) | 2071 | 1951
Fly_Trspt_Disp_OM_Cost | C | 2.5 | C2-52 | Table C-17 | fly_trspt_disp_OM_OLbr_tspt_rate_hourly | Number (Double) | 2009 rate per hour (average rate of labor) for operating labor | 2072 | 1952
Fly_Trspt_Disp_OM_Cost | C | 2.5 | C2-52 | Table C-17 | fly_trspt_disp_OM_OLbr_tspt_staff_nmbr | Number (Double) | 2009 staffing - number of workers for operating labor | 2073 | 1953
Fly_Trspt_Disp_OM_Cost | C | 2.5 | C2-52 | Table C-17 | fly_trspt_disp_OM_OLbr_tspt_staff_hpd | Number (Double) | 2009 staffing - hours per day for operating labor | 2074 | 1954
Fly_Trspt_Disp_OM_Cost | C | 2.5 | C2-52 | Table C-17 | fly_trspt_disp_OM_OLbr_tspt_staff_dpy | Number (Double) | 2009 staffing - days per year for operating labor | 2075 | 1955
Fly_Trspt_Disp_OM_Cost | C | 2.5 | C2-52 | Table C-17 | fly_trspt_disp_OM_OLbr_tspt_rate_lds/day | Number (Double) | 2009 transport rate loads per day (operating labor) | 2076 | 1956
Fly_Trspt_Disp_OM_Cost | C | 2.5 | C2-52 | Table C-17 | fly_trspt_disp_OM_OLbr_tspt_rate_dpy | Number (Double) | 2009 transport rate days per year (operating labor) | 2077 | 1957
Fly_Trspt_Disp_OM_Cost | C | 2.5 | C2-52 | Table C-17 | fly_trspt_disp_OM_OLbr_othr_2009_cost | Number (Double) | 2009 annual cost for operating labor (all other operating costs) | 2078 | 1958
Fly_Trspt_Disp_OM_Cost | C | 2.5 | C2-52 | Table C-17 | fly_trspt_disp_OM_OLbr_othr_rate_hourly | Number (Double) | 2009 rate per hour (average rate of labor) for operating labor | 2079 | 1959
Fly_Trspt_Disp_OM_Cost | C | 2.5 | C2-52 | Table C-17 | fly_trspt_disp_OM_OLbr_othr_staff_nmbr | Number (Double) | 2009 staffing - number of workers for operating labor | 2080 | 1960
Fly_Trspt_Disp_OM_Cost | C | 2.5 | C2-52 | Table C-17 | fly_trspt_disp_OM_OLbr_othr_staff_hpd | Number (Double) | 2009 staffing - hours per day for operating labor | 2081 | 1961
Fly_Trspt_Disp_OM_Cost | C | 2.5 | C2-52 | Table C-17 | fly_trspt_disp_OM_OLbr_othr_staff_dpy | Number (Double) | 2009 staffing - days per year for operating labor | 2082 | 1962
Fly_Trspt_Disp_OM_Cost | C | 2.5 | C2-52 | Table C-17 | fly_trspt_disp_OM_MLbr_2009_cost | Number (Double) | 2009 annual cost for maintenance labor | 2083 | 1963
Fly_Trspt_Disp_OM_Cost | C | 2.5 | C2-52 | Table C-17 | fly_trspt_disp_OM_MLbr_rate_hourly | Number (Double) | 2009 rate per hour (average rate of labor) for maintenance cost | 2084 | 1964
Fly_Trspt_Disp_OM_Cost | C | 2.5 | C2-52 | Table C-17 | fly_trspt_disp_OM_MLbr_staff_nmbr | Number (Double) | 2009 staffing - number of workers for maintenance labor | 2085 | 1965
Fly_Trspt_Disp_OM_Cost | C | 2.5 | C2-52 | Table C-17 | fly_trspt_disp_OM_MLbr_staff_hpd | Number (Double) | 2009 staffing - hours per day for maintenance labor | 2086 | 1966
Fly_Trspt_Disp_OM_Cost | C | 2.5 | C2-52 | Table C-17 | fly_trspt_disp_OM_MLbr_staff_dpy | Number (Double) | 2009 staffing - days per year for maintenance labor | 2087 | 1967
Fly_Trspt_Disp_OM_Cost | C | 2.5 | C2-52 | Table C-17 | fly_trspt_disp_OM_MMtrls_2009_cost | Number (Double) | 2009 annual cost for maintenance materials | 2088 | 1968
Fly_Trspt_Disp_OM_Cost | C | 2.5 | C2-52 | Table C-17 | fly_trspt_disp_OM_energy_2009_cost | Number (Double) | 2009 annual costs for energy | 2089 | 1969
Fly_Trspt_Disp_OM_Cost | C | 2.5 | C2-52 | Table C-17 | fly_trspt_disp_OM_energy_rate_per_kWh | Number (Double) | 2009 rate per kWh for energy | 2090 | 1970
Fly_Trspt_Disp_OM_Cost | C | 2.5 | C2-52 | Table C-17 | fly_trspt_disp_OM_energy_staff_kWh/hr | Number (Double) | 2009 consumption - kWh/hr for energy | 2091 | 1971
Fly_Trspt_Disp_OM_Cost | C | 2.5 | C2-52 | Table C-17 | fly_trspt_disp_OM_ash_rmvl_2009_cost | Number (Double) | 2009 annual cost for ash removal/disposal fees | 2092 | 1972
Fly_Trspt_Disp_OM_Cost | C | 2.5 | C2-52 | Table C-17 | fly_trspt_disp_OM_other1_desc | Text | Description of other (1) O&M cost category | 2093 | 1973
Fly_Trspt_Disp_OM_Cost | C | 2.5 | C2-52 | Table C-17 | fly_trspt_disp_OM_other1_2009_cost | Number (Double) | 2009 annual rate for other(1) O&M cost category | 2094 | 1974
Fly_Trspt_Disp_OM_Cost | C | 2.5 | C2-52 | Table C-17 | fly_trspt_disp_OM_other2_desc | Text | Description of other (2) O&M cost category | 2095 | 1975
Fly_Trspt_Disp_OM_Cost | C | 2.5 | C2-52 | Table C-17 | fly_trspt_disp_OM_other2_2009_cost | Number (Double) | 2009 annual rate for other (2) O&M cost category | 2096 | 1976
Fly_Trspt_Disp_OM_Cost | C | 2.5 | C2-52 | Table C-17 | fly_trspt_disp_OM_total_2009_cost | Number (Double) | Total 2009 O&M Cost | 2097 | 1977
Fly_Wet_Market | C | 2.2 | Plant_ID | Table C-9 | plant_id | Number (Double) | Plant identification number | 2098 | 1784
Fly_Wet_Market | C | 2.2 | C2-29 | Table C-9 | cbi_fly_wet_mkt | Yes/No | CBI designation checkbox for Q C2-29 | 2099 | 1785
Fly_Wet_Market | C | 2.2 | C2-29 | Table C-9 | fly_wet_mkt_dest | Text | Market destination of wet fly ash | 2100 | 1786
Fly_Wet_Market | C | 2.2 | C2-29 | Table C-9 | fly_wet_mkt_per_H2O | Number (Double) | Typical percent moisture of wet fly ash | 2101 | 1787
Fly_Wet_Market | C | 2.2 | C2-29 | Table C-9 | fly_wet_mkt_2005_tons | Number (Double) | Tons of wet fly ash (dry basis) marketed, sold, and/or given away in 2005 | 2102 | 1788
Fly_Wet_Market | C | 2.2 | C2-29 | Table C-9 | fly_wet_mkt_2005_rev | Number (Double) | Gross revenue generated from wet fly ash in 2005 | 2103 | 1789
Fly_Wet_Market | C | 2.2 | C2-29 | Table C-9 | fly_wet_mkt_2007_tons | Number (Double) | Tons of wet fly ash (dry basis) marketed, sold, and/or given away in 2007 | 2104 | 1790
Fly_Wet_Market | C | 2.2 | C2-29 | Table C-9 | fly_wet_mkt_2007_rev | Number (Double) | Gross revenue generated from wet fly ash in 2007 | 2105 | 1791
Fly_Wet_Market | C | 2.2 | C2-29 | Table C-9 | fly_wet_mkt_2009_tons | Number (Double) | Tons of wet fly ash (dry basis) marketed, sold, and/or given away in 2009 | 2106 | 1792
Fly_Wet_Market | C | 2.2 | C2-29 | Table C-9 | fly_wet_mkt_2009_rev | Number (Double) | Gross revenue generated from wet fly ash in 2009 | 2107 | 1793
Fuel_Usage | A | 8 | Plant_ID | Table A-11 | plant_id | Number (Double) | Plant identification number. | 2108 | 368
Fuel_Usage | A | 8 | SEunit_ID | Table A-11 | seunit_id | Text | Steam Electric Generating Unit ID | 2109 | 369
Fuel_Usage | A | 8 | A8-1 | Table A-11 | cbi_fuel_tbl | Yes/No | CBI designation checkbox for A8-1. | 2110 | 370
Fuel_Usage | A | 8 | A8-1 | Table A-11 | fuel_coal_btu | Number (Double) | BTU Generated by Coal and/or Petroleum Coke | 2111 | 371
Fuel_Usage | A | 8 | A8-1 | Table A-11 | fuel_gas_btu | Number (Double) | BTU Generated by Gas | 2112 | 372
Fuel_Usage | A | 8 | A8-1 | Table A-11 | fuel_oil_btu | Number (Double) | BTU Generated by Oil | 2113 | 373
Fuel_Usage | A | 8 | A8-1 | Table A-11 | fuel_nuclear_btu | Number (Double) | BTU Generated by Nuclear Fuels | 2114 | 374
Fuel_Usage | A | 8 | A8-1 | Table A-11 | fuel_fos/nuc_btu | Number (Double) | Total BTU Generated by Fossil/Nuclear Fuels | 2115 | 375
Fuel_Usage | A | 8 | A8-1 | Table A-11 | fuel_other_btu | Number (Double) | Total BTU Generated by Other Fuels | 2116 | 376
Fuel_Usage | A | 8 | A8-1 | Table A-11 | fuel_unit_total_btu | Number (Double) | Total BTU Generated by All Fuels | 2117 | 377
Fuel_Usage | A | 8 | A8-1 | Table A-11 | fuel_coal_anthr | Text | The plant used anthracite coal for fuel for steam electric power generation in 2009. | 2118 | 378
Fuel_Usage | A | 8 | A8-1 | Table A-11 | fuel_coal_anthr_amt | Number (Double) | The amount of anthracite coal used for fuel for steam electric power generation in 2009 (tons). | 2119 | 379
Fuel_Usage | A | 8 | A8-1 | Table A-11 | fuel_coal_bit | Text | The plant used bituminous coal for fuel for steam electric power generation in 2009. | 2120 | 380
Fuel_Usage | A | 8 | A8-1 | Table A-11 | fuel_coal_bit_amt | Number (Double) | The amount of bituminous coal used for fuel for steam electric power generation in 2009 (tons). | 2121 | 381
Fuel_Usage | A | 8 | A8-1 | Table A-11 | fuel_coal_lig | Text | The plant used lignite coal for fuel for steam electric power generation in 2009. | 2122 | 382
Fuel_Usage | A | 8 | A8-1 | Table A-11 | fuel_coal_lig_amt | Number (Double) | The amount of lignite coal for fuel for steam electric power generation in 2009 (tons). | 2123 | 383
Fuel_Usage | A | 8 | A8-1 | Table A-11 | fuel_coal_sub | Text | The plant used subbituminous coal for fuel for steam electric power generation in 2009. | 2124 | 384
Fuel_Usage | A | 8 | A8-1 | Table A-11 | fuel_coal_sub_amt | Number (Double) | The amount of subbituminous coal used for fuel for steam electric power generation in 2009 (tons). | 2125 | 385
Fuel_Usage | A | 8 | A8-1 | Table A-11 | fuel_coal_waste | Text | The plant used waste coal for fuel for steam electric power generation in 2009. | 2126 | 386
Fuel_Usage | A | 8 | A8-1 | Table A-11 | fuel_coal_waste_amt | Number (Double) | The amount of waste coal used for fuel for steam electric power generation in 2009 (tons). | 2127 | 387
Fuel_Usage | A | 8 | A8-1 | Table A-11 | fuel_coal_syn | Text | The plant used coal synfuel for fuel for steam electric power generation in 2009. | 2128 | 388
Fuel_Usage | A | 8 | A8-1 | Table A-11 | fuel_coal_syn_amt | Number (Double) | The amount of coal synfuel used for fuel for steam electric power generation in 2009 (tons). | 2129 | 389
Fuel_Usage | A | 8 | A8-1 | Table A-11 | fuel_coal_other | Text | The plant used another type of coal/petroleum coke fuel for steam electric power generation in 2009. | 2130 | 390
Fuel_Usage | A | 8 | A8-1 | Table A-11 | fuel_coal_other_desc | Text | A description of the other type of coal/petroleum coke fuel used for steam electric power generation in 2009. | 2131 | 391
Fuel_Usage | A | 8 | A8-1 | Table A-11 | fuel_coal_other_amt | Number (Double) | The amount of the other type of coal/petroleum coke fuel used for steam electric power generation in 2009 (tons). | 2132 | 392
Fuel_Usage | A | 8 | A8-1 | Table A-11 | fuel_coal_petcoke | Text | The plant used petroleum coke for fuel for steam electric power generation in 2009. | 2133 | 393
Fuel_Usage | A | 8 | A8-1 | Table A-11 | fuel_coal_petcoke_amt | Number (Double) | The amount of petroleum coke used for fuel for steam electric power generation in 2009 (tons). | 2134 | 394
Fuel_Usage | A | 8 | A8-1 | Table A-11 | fuel_coal_none | Text | The plant did not use any coal or petroleum coke for fuel for steam electric power generation in 2009. | 2135 | 395
Fuel_Usage | A | 8 | A8-1 | Table A-11 | fuel_gas_nat | Text | The plant used natural gas for fuel for steam electric power generation in 2009. | 2136 | 396
Fuel_Usage | A | 8 | A8-1 | Table A-11 | fuel_gas_nat_amt | Number (Double) | The amount of natural gas used for fuel for steam electric power generation in 2009 (Million ft3). | 2137 | 397
Fuel_Usage | A | 8 | A8-1 | Table A-11 | fuel_gas_furn | Text | The plant used Blast Furnace Gas for fuel for steam electric power generation in 2009. | 2138 | 398
Fuel_Usage | A | 8 | A8-1 | Table A-11 | fuel_gas_furn_amt | Number (Double) | The amount of Blast Furnace Gas used for fuel for steam electric power generation in 2009 (Million ft3). | 2139 | 399
Fuel_Usage | A | 8 | A8-1 | Table A-11 | fuel_gas_prop | Text | The plant used Gaseous Propane for fuel for steam electric power generation in 2009. | 2140 | 400
Fuel_Usage | A | 8 | A8-1 | Table A-11 | fuel_gas_prop_amt | Number (Double) | The amount of Gaseous Propane used for fuel for steam electric power generation in 2009 (Million ft3). | 2141 | 401
Fuel_Usage | A | 8 | A8-1 | Table A-11 | fuel_gas_other | Text | The plant used another type of gas for fuel for steam electric power generation in 2009. | 2142 | 402
Fuel_Usage | A | 8 | A8-1 | Table A-11 | fuel_gas_other_desc | Text | A description of the other type of gas used for fuel for steam electric power generation in 2009. | 2143 | 403
Fuel_Usage | A | 8 | A8-1 | Table A-11 | fuel_gas_other_amt | Number (Double) | The amount of the other type of gas used for fuel for steam electric power generation in 2009 (Million ft3). | 2144 | 404
Fuel_Usage | A | 8 | A8-1 | Table A-11 | fuel_gas_none | Text | The plant did not use gas as fuel for steam electric power generation in 2009. | 2145 | 405
Fuel_Usage | A | 8 | A8-1 | Table A-11 | fuel_oil_1 | Text | The plant used No. 1 Fuel Oil as fuel for steam electric power generation in 2009. | 2146 | 406
Fuel_Usage | A | 8 | A8-1 | Table A-11 | fuel_oil_1_amt | Number (Double) | The amount of No. 1 Fuel Oil used as fuel for steam electric power generation in 2009 (barrels). | 2147 | 407
Fuel_Usage | A | 8 | A8-1 | Table A-11 | fuel_oil_2 | Text | The plant used No. 2 Fuel Oil as fuel for steam electric power generation in 2009. | 2148 | 408
Fuel_Usage | A | 8 | A8-1 | Table A-11 | fuel_oil_2_amt | Number (Double) | The amount of No. 2 Fuel Oil used as fuel for steam electric power generation in 2009 (barrels). | 2149 | 409
Fuel_Usage | A | 8 | A8-1 | Table A-11 | fuel_oil_4 | Text | The plant used No. 4 Fuel Oil as fuel for steam electric power generation in 2009. | 2150 | 410
Fuel_Usage | A | 8 | A8-1 | Table A-11 | fuel_oil_4_amt | Number (Double) | The amount of No. 4 Fuel Oil used as fuel for steam electric power generation in 2009 (barrels). | 2151 | 411
Fuel_Usage | A | 8 | A8-1 | Table A-11 | fuel_oil_5 | Text | The plant used No. 5 Fuel Oil as fuel for steam electric power generation in 2009. | 2152 | 412
Fuel_Usage | A | 8 | A8-1 | Table A-11 | fuel_oil_5_amt | Number (Double) | The amount of No. 5 Fuel Oil used as fuel for steam electric power generation in 2009 (barrels). | 2153 | 413
Fuel_Usage | A | 8 | A8-1 | Table A-11 | fuel_oil_6 | Text | The plant used No. 6 Fuel Oil as fuel for steam electric power generation in 2009. | 2154 | 414
Fuel_Usage | A | 8 | A8-1 | Table A-11 | fuel_oil_6_amt | Number (Double) | The amount of No. 6 Fuel Oil used as fuel for steam electric power generation in 2009 (barrels). | 2155 | 415
Fuel_Usage | A | 8 | A8-1 | Table A-11 | fuel_oil_diesel | Text | The plant used Diesel Fuel for steam electric power generation in 2009. | 2156 | 416
Fuel_Usage | A | 8 | A8-1 | Table A-11 | fuel_oil_diesel_amt | Number (Double) | The amount of Diesel Fuel used for steam electric power generation in 2009 (barrels). | 2157 | 417
Fuel_Usage | A | 8 | A8-1 | Table A-11 | fuel_oil_jet | Text | The plant used Jet Fuel for steam electric power generation in 2009. | 2158 | 418
Fuel_Usage | A | 8 | A8-1 | Table A-11 | fuel_oil_jet_amt | Number (Double) | The amount of Jet Fuel for steam electric power generation in 2009 (barrels). | 2159 | 419
Fuel_Usage | A | 8 | A8-1 | Table A-11 | fuel_oil_ker | Text | The plant used Kerosene as fuel for steam electric power generation in 2009. | 2160 | 420
Fuel_Usage | A | 8 | A8-1 | Table A-11 | fuel_oil_ker_amt | Number (Double) | The amount of Kerosene used as fuel for steam electric power generation in 2009 (barrels). | 2161 | 421
Fuel_Usage | A | 8 | A8-1 | Table A-11 | fuel_oil_waste | Text | The plant used Waste Oil as fuel for steam electric power generation in 2009. | 2162 | 422
Fuel_Usage | A | 8 | A8-1 | Table A-11 | fuel_oil_waste_amt | Number (Double) | The amount of Waste Oil used as fuel for steam electric power generation in 2009 (barrels). | 2163 | 423
Fuel_Usage | A | 8 | A8-1 | Table A-11 | fuel_oil_other | Text | The plant used another type of oil as fuel for steam electric power generation in 2009. | 2164 | 424
Fuel_Usage | A | 8 | A8-1 | Table A-11 | fuel_oil_other_desc | Text | A description of the other type of oil used as fuel for steam electric power generation in 2009. | 2165 | 425
Fuel_Usage | A | 8 | A8-1 | Table A-11 | fuel_oil_other_amt | Number (Double) | The amount of the other type of oil used as fuel for steam electric power generation in 2009. | 2166 | 426
Fuel_Usage | A | 8 | A8-1 | Table A-11 | fuel_oil_none | Text | The plant did not use oil as fuel for steam electric power generation in 2009. | 2167 | 427
Fuel_Usage | A | 8 | A8-1 | Table A-11 | fuel_nuclear | Text | The plant used nuclear fuel for steam electric power generation in 2009. | 2168 | 428
Fuel_Usage | A | 8 | A8-1 | Table A-11 | fuel_nuclear_amt | Number (Double) | The amount of nuclear fuel used as fuel for steam electric power generation in 2009. | 2169 | 429
Fuel_Usage | A | 8 | A8-1 | Table A-11 | fuel_nuclear_unit | Text | The units for the amount of nuclear fuel used as fuel for steam electric power generation in 2009. | 2170 | 430
Fuel_Usage | A | 8 | A8-1 | Table A-11 | fuel_nuclear_none | Text | The plant did not use nuclear fuel for steam electric power generation in 2009. | 2171 | 431
Fuel_Usage | A | 8 | A8-1 | Table A-11 | fuel_other_MSW | Text | The plant used Municipal Solid Waste as fuel for steam electric power generation in 2009. | 2172 | 432
Fuel_Usage | A | 8 | A8-1 | Table A-11 | fuel_other_MSW_amt | Number (Double) | The amount of Municipal Solid Waste used as fuel for steam electric power generation in 2009. | 2173 | 433
Fuel_Usage | A | 8 | A8-1 | Table A-11 | fuel_other_MSW_unit | Text | The units for the amount of Municipal Solid Waste used as fuel for steam electric power generation in 2009. | 2174 | 434
Fuel_Usage | A | 8 | A8-1 | Table A-11 | fuel_other_wood | Text | The plant used wood as fuel for steam electric power generation in 2009. | 2175 | 435
Fuel_Usage | A | 8 | A8-1 | Table A-11 | fuel_other_wood_amt | Number (Double) | The amount of wood used as fuel for steam electric power generation in 2009. | 2176 | 436
Fuel_Usage | A | 8 | A8-1 | Table A-11 | fuel_other_wood_unit | Text | The units for the amount of wood used as fuel for steam electric power generation in 2009. | 2177 | 437
Fuel_Usage | A | 8 | A8-1 | Table A-11 | fuel_other_lgas | Text | The plant used landfill gas as fuel for steam electric power generation in 2009. | 2178 | 438
Fuel_Usage | A | 8 | A8-1 | Table A-11 | fuel_other_lgas_amt | Number (Double) | The amount of landfill gas used as fuel for steam electric power generation in 2009. | 2179 | 439
Fuel_Usage | A | 8 | A8-1 | Table A-11 | fuel_other_lgas_unit | Text | The units for the amount of landfill gas used as fuel for steam electric power generation in 2009. | 2180 | 440
Fuel_Usage | A | 8 | A8-1 | Table A-11 | fuel_other_biomass | Text | The plant used biomass as fuel for steam electric power generation in 2009. | 2181 | 441
Fuel_Usage | A | 8 | A8-1 | Table A-11 | fuel_other_biomass_amt | Number (Double) | The amount of biomass used as fuel for steam electric power generation in 2009. | 2182 | 442
Fuel_Usage | A | 8 | A8-1 | Table A-11 | fuel_other_biomass_unit | Text | The units for the amount of biomass used as fuel for steam electric power generation in 2009. | 2183 | 443
Fuel_Usage | A | 8 | A8-1 | Table A-11 | fuel_other_other | Text | The plant used another type of fuel for steam electric power generation in 2009. | 2184 | 444
Fuel_Usage | A | 8 | A8-1 | Table A-11 | fuel_other_other_desc | Text | A description of the other type of fuel used for steam electric power generation in 2009. | 2185 | 445
Fuel_Usage | A | 8 | A8-1 | Table A-11 | fuel_other_other_amt | Number (Double) | The amount of the other type of fuel used as fuel for steam electric power generation in 2009. | 2186 | 446
Fuel_Usage | A | 8 | A8-1 | Table A-11 | fuel_other_other_units | Text | The units for the amount of the other type of fuel used as fuel for steam electric power generation in 2009. | 2187 | 447
Fuel_Usage | A | 8 | A8-1 | Table A-11 | fuel_other_none | Text | The plant did not use fuel for steam electric power generation in 2009. | 2188 | 448
Fuel_Usage | A | 8 | A8-2 |  | cbi_btu_fos_nuc | Yes/No | CBI designation checkbox for A8-2. | 2189 | 449
Fuel_Usage | A | 8 | A8-2 |  | btu_fos_nuc | Text | The Yes/No response to if the total BTUs generated by the fossil/nuclear fuels comprise 50 percent or more of the total BTUs generated by all fuels for the steam electric generating unit in 2009. | 2190 | 450
Fuel_Usage | A | 8 | A8-3 |  | cbi_energy_source | Yes/No | CBI designation checkbox for A8-3. | 2191 | 451
Fuel_Usage | A | 8 | A8-3 |  | energy_source | Text | The Yes/No response to if the plant report a fossil or nuclear fuel as the predominant or second most predominant energy source for this generating unit on Form EIA-860 for reporting year 2009. | 2192 | 452
GW_Montr | F | 5 | Plant_ID |  | plant_id | Number (Double) | Plant identification number. | 2193 | 3813
GW_Montr | F | 5 | Pond_Landfill_ID |  | Pond_Landfill_ID | Text | EPA-assigned pond/impoundment unit ID or landfill unit ID. | 2194 | 3814
GW_Montr | F | 5 | F5-1 |  | cbi_GW_Montr | Yes/No | CBI designation checkbox for QF5-1. | 2195 | 3815
GW_Montr | F | 5 | F5-1 |  | GW_Montr | Text | The yes/no answer to whether the plant performs groundwater monitoring of the pond/impoundment or landfill. | 2196 | 3816
GW_Montr | F | 5 | F5-1 |  | GW_Montr_Yr | Number (Double) | The year of the last groundwater monitoring event. | 2197 | 3817
GW_Montr | F | 5 | F5-1 |  | GW_Montr_Freq | Number (Double) | The average frequency of monitoring (dpy). | 2198 | 3818
GW_Montr | F | 5 | F5-1 |  | GW_Montr_No | Number (Double) | The number of times the groundwater has been monitored in the last five years. | 2199 | 3819
GW_Montr | F | 5 | F5-2 |  | cbi_GW_Exc | Yes/No | CBI designation checkbox for QF5-2. | 2200 | 3820
GW_Montr | F | 5 | F5-2 |  | GW_Excd | Text | The yes/no answer to whether the plant has measured pollutant concentrations from ash and FGD-related constituents that exceed a primary or secondary MCL and/or state-issued standard/criteria. | 2201 | 3821
GW_Montr | F | 5 | F5-3 |  | cbi_Poll_Excd | Yes/No | CBI designation checkbox for QF5-3. | 2202 | 3822
GW_Montr | F | 5 | F5-3 |  | Poll_Excd | Text | List of pollutants that exceeded a primary or secondary MCL and/or state-issued standard/criteria. | 2203 | 3823
GW_Montr | F | 5 | F5-4 |  | cbi_GW_Bkgd | Yes/No | CBI designation checkbox for QF5-4. | 2204 | 3824
GW_Montr | F | 5 | F5-4 |  | GW_Bkgd | Text | The yes/no answer to whether the plant has measured pollutant concentrations from ash and FGD-related constituents in ground water that exceed background concentrations. | 2205 | 3825
GW_Montr | F | 5 | F5-5 |  | cbi_Poll_Excd_Bkgd | Yes/No | CBI designation checkbox for QF5-5. | 2206 | 3826
GW_Montr | F | 5 | F5-5 |  | Poll_Excd_Bkgd | Text | List of pollutants that exceeded background concentrations. | 2207 | 3827
GW_Montr | F | 5 | F5-6 |  | cbi_GW_Mon_Diagram | Yes/No | CBI designation checkbox for QF5-6. | 2208 | 3828
GW_Montr | F | 5 | F5-6 |  | GW_Mon_Diagram | Text | Checkbox to indicate the plant attached an overhead diagram of the pond/impoundment or landfill. | 2209 | 3829
GW_Montr_Well | F | 5 | Plant_ID |  | plant_id | Number (Double) | Plant identification number. | 2210 | 3830
GW_Montr_Well | F | 5 | Pond_Landfill_ID | Table F-14 | Pond_Landfill_ID | Text | EPA-assigned pond/impoundment unit ID or landfill unit ID. | 2211 | 3831
GW_Montr_Well | F | 5 | F5-6 | Table F-14 | cbi_GW_Mon_Well | Yes/No | CBI designation checkbox for QF5-6. | 2212 | 3832
GW_Montr_Well | F | 5 | F5-6 | Table F-14 | GW_Mon_Well_No | Text | The plant-assigned monitoring well ID number. | 2213 | 3833
GW_Montr_Well | F | 5 | F5-6 | Table F-14 | GW_Mon_Well_Dpth | Number (Double) | The average water table depth at well (ft). | 2214 | 3834
GW_Montr_Well | F | 5 | F5-6 | Table F-14 | GW_Mon_Well_DistToSW | Number (Double) | The distance to the nearest surface water (miles). | 2215 | 3835
Landfill_Cap | F | 3.1 | Plant_ID | Table F-2 | plant_id | Number (Double) | Plant identification number. | 2225 | 3476
Landfill_Cap | F | 3.1 | Landfill_ID | Table F-2 | Landfill_ID | Text | EPA-assigned landfill ID number. | 2226 | 3477
Landfill_Cap | F | 3.1 | F3-9 | Table F-2 | cbi_Ldfl_Cap | Yes/No | CBI designation checkbox for QF3-9. | 2227 | 3478
Landfill_Cap | F | 3.1 | F3-9 | Table F-2 | Ldfl_Cap_Type | Text | Indicates if the cap/cover is compacted clay; geosynthetic clay; high density polyethylene (HDPE); and/or other, specified. | 2228 | 3479
Landfill_Cap | F | 3.1 | F3-9 | Table F-2 | Ldfl_Cap_Type_Present | Text | Indicates if the plant selected a cap/cover type. | 2229 | 3480
Landfill_Cap | F | 3.1 | F3-9 | Table F-2 | Ldfl_Cap_Lyr_No | Number (Double) | The cap/cover layer number (numbered from inner to outer layer). | 2230 | 3481
Landfill_Cap | F | 3.1 | F3-9 | Table F-2 | Ldfl_Cap_Lyr_Thick | Number (Double) | The thickness of cap/cover layer (cm). | 2231 | 3482
Landfill_Cap | F | 3.1 | F3-9 | Table F-2 | Ldfl_Cap_Lyr_Perm | Number (Double) | The permeability of cap/cover layer (cm/sec). | 2232 | 3483
Landfill_Capital_Cost | F | 3.2 | Plant_ID | Table F-4 | plant_id | Number (Double) | Plant identification number. | 2233 | 3612
Landfill_Capital_Cost | F | 3.2 | Landfill_ID | Table F-4 | Landfill_ID | Text | EPA-assigned landfill ID number. | 2234 | 3613
Landfill_Capital_Cost | F | 3.2 | F3-21 | Table F-4 | cbi_Ldfl_Cap | Yes/No | CBI designation checkbox for QF3-21. | 2235 | 3614
Landfill_Capital_Cost | F | 3.2 | F3-21 | Table F-4 | Ldfl_Cap_Project | Text | The project type for the capital cost expenditure. | 2236 | 3615
Landfill_Capital_Cost | F | 3.2 | F3-21 | Table F-4 | Ldfl_Cap_Cost | Number (Double) | The cost of the project ($). | 2237 | 3616
Landfill_Capital_Cost | F | 3.2 | F3-21 | Table F-4 | Ldfl_Cap_Year_Based | Number (Double) | The year on which the cost of the project is based on. | 2238 | 3617
Landfill_Capital_Cost_Info | F | 3.2 | F3-21 | Table F-4 | Plant_ID | Number (Double) | Plant identification number.
Landfill_Capital_Cost_Info | F | 3.2 | F3-21 | Table F-4 | Landfill_ID | Text | EPA-assigned landfill ID number.
Landfill_Capital_Cost_Info | F | 3.2 | F3-21 | Table F-4 | cbi_Ldfl_Outside_Firm_Oversee | Yes/No | CBI designation checkbox for QF3-21.
Landfill_Capital_Cost_Info | F | 3.2 | F3-21 | Table F-4 | Ldfl_Outside_Firm_Oversee | Text | Indirect engineering costs were incurred because plant hired outside engineering firm to oversee design and/or installation of the treatment system.
Landfill_Dim | F | 3.1 | Plant_ID |  | plant_id | Number (Double) | Plant identification number. | 2239 | 3437
Landfill_Dim | F | 3.1 | Landfill_ID |  | Landfill_ID | Text | EPA-assigned landfill ID number. | 2240 | 3438
Landfill_Dim | F | 3.1 | F3-1, F3-2, F3-3 |  | cbi_Ldfl_Dim | Yes/No | CBI designation checkbox for QF3-3. | 2241 | 3439
Landfill_Dim | F | 3.1 | F3-1, F3-2, F3-3 |  | Ldfl_Status | Text | Status of the landfill for the dimensions provided (F3-1: As Built; F3-2: Current; F3-3: End of life or expected end of life). | 2242 | 3440
Landfill_Dim | F | 3.1 | F3-1, F3-2, F3-3 |  | Ldfl_SA | Number (Double) | The surface area the landfill is expected to take up at the expected end of it's life (acres). | 2243 | 3441
Landfill_Dim | F | 3.1 | F3-1, F3-2, F3-3 |  | Ldfl_Vol | Number (Double) | The volume of stored materials in the landfill at the expected end of it's life (cubic feet). | 2244 | 3442
Landfill_Dim | F | 3.1 | F3-1, F3-2, F3-3 |  | Ldfl_Ht | Number (Double) | The height above original elevation of the landfill at the expected end of it's life (feet). | 2245 | 3443
Landfill_Expansion | F | 3.1 | Plant_ID |  | plant_id | Number (Double) | Plant identification number. | 2246 | 3458
Landfill_Expansion | F | 3.1 | Landfill_ID |  | Landfill_ID | Text | EPA-assigned landfill ID number. | 2247 | 3459
Landfill_Expansion | F | 3.1 | F3-4 |  | cbi_Ldfl_Exp | Yes/No | CBI designation checkbox for QF3-4. | 2248 | 3460
Landfill_Expansion | F | 3.1 | F3-4 |  | Ldfl_Exp | Text | The yes/no answer to whether the landfill has been expanded since the date it was built. | 2249 | 3461
Landfill_Expansion | F | 3.1 | F3-5 |  | cbi_Ldfl_Exp_Type | Yes/No | CBI designation checkbox for QF3-5. | 2250 | 3462
Landfill_Expansion | F | 3.1 | F3-5 |  | Ldfl_Exp_Type | Text | The type of landfill expansion is lateral, vertical, or both. | 2251 | 3463
Landfill_Expansion | F | 3.1 | F3-6 |  | cbi_Ldfl_Exp_desc | Yes/No | CBI designation checkbox for QF3-6. | 2252 | 3464
Landfill_Expansion | F | 3.1 | F3-6 |  | Ldfl_Exp_desc | Text | The description of the expansion(s) to the landfill since 1/1/00 and the date(s) of expansion (month/yr). | 2253 | 3465
Landfill_Expansion | F | 3.1 | F3-7 |  | cbi_Ldfl_Exp_Cost | Yes/No | CBI designation checkbox for QF3-7. | 2254 | 3466
Landfill_Expansion | F | 3.1 | F3-7 |  | Ldfl_Exp_Cost | Text | The total cost associated with any expansion(s) to the landfill since 1/1/00. | 2255 | 3467
Landfill_General | A | 4 | Plant_ID | Table A-6 | plant_id | Number (Double) | Plant identification number. | 2256 | 239
Landfill_General | A | 4 | A4-2 | Table A-6 | landfill_id | Text | EPA-assigned landfill ID number. | 2257 | 240
Landfill_General | A | 4 | A4-2 | Table A-6 | cbi_landfill_tbl | Yes/No | CBI designation checkbox for A4-2. | 2258 | 241
Landfill_General | A | 4 | A4-2 | Table A-6 | landfill_status | Text | Active/inactive/open landfill; retired/closed landfill; and/or planned landfill. | 2259 | 242
Landfill_General | A | 4 | A4-2 | Table A-6 | landfill_desc | Text | Plant’s name for each pond/impoundment unit. | 2260 | 243
Landfill_General | A | 4 | A4-2 | Table A-6 | landfill_lat_deg | Number (Double) | The latitude degrees of the geographical coordinates of the landfill. | 2261 | 244
Landfill_General | A | 4 | A4-2 | Table A-6 | landfill_lat_min | Number (Double) | The latitude minutes of the geographical coordinates of the landfill. | 2262 | 245
Landfill_General | A | 4 | A4-2 | Table A-6 | landfill_lat_sec | Number (Double) | The latitude seconds of the geographical coordinates of the landfill. | 2263 | 246
Landfill_General | A | 4 | A4-2 | Table A-6 | landfill_long_deg | Number (Double) | The longitude degrees of the geographical coordinates of the landfill. | 2264 | 247
Landfill_General | A | 4 | A4-2 | Table A-6 | landfill_long_min | Number (Double) | The longitude minutes of the geographical coordinates of the landfill. | 2265 | 248
Landfill_General | A | 4 | A4-2 | Table A-6 | landfill_long_sec | Number (Double) | The longitude seconds of the geographical coordinates of the landfill. | 2266 | 249
Landfill_General | A | 4 | A4-2 | Table A-6 | landfill_lined | Text | The yes/no answer to whether the landfill is lined. | 2267 | 250
Landfill_General | A | 4 | A4-2 | Table A-6 | landfill_leachate_collect | Text | The yes/no answer to whether the leachate is collected. | 2268 | 251
Landfill_General | A | 4 | A4-2 | Table A-6 | landfill_dist | Number (Double) | The closest distance to the nearest surface water (in ft). | 2269 | 252
Landfill_General | A | 4 | A4-2 | Table A-6 | landfill_online_yr | Number (Double) | Year landfill initially brought online or planned to be brought online. | 2270 | 253
Landfill_General | A | 4 | A4-2 | Table A-6 | landfill_inactive | Text | The yes/no answer to whether the active/inactive/open landfill is "Inactive." | 2271 | 254
Landfill_Info | F | 3.1 | Plant_ID |  | plant_id | Number (Double) | Plant identification number. | 2272 | 3444
Landfill_Info | F | 3.1 | Landfill_ID |  | Landfill_ID | Text | EPA-assigned landfill ID number. | 2273 | 3445
Landfill_Info | F | 3.1 | F3-1 |  | cbi_Ldfl_Date | Yes/No | CBI designation checkbox for QF3-1. | 2274 | 3446
Landfill_Info | F | 3.1 | F3-1 |  | Ldfl_Date | Text | The date the landfill was built. | 2275 | 3447
Landfill_Info | F | 3.1 | F3-3 |  | cbi_Ldfl_Clsd | Yes/No | CBI designation checkbox for QF3-3. | 2276 | 3448
Landfill_Info | F | 3.1 | F3-3 |  | Ldfl_Clsd | Text | The yes/no answer to whether the landfill is closed. | 2277 | 3449
Landfill_Info | F | 3.1 | F3-3 |  | Ldfl_Clsd_Date | Text | The date the landfill was closed. | 2278 | 3450
Landfill_Info | F | 3.1 | F3-8 |  | cbi_Ldfl_Liner | Yes/No | CBI designation checkbox for QF3-8. | 2279 | 3451
Landfill_Info | F | 3.1 | F3-8 |  | Ldfl_Liner | Text | The yes/no answer to whether the landfill has a liner. | 2280 | 3452
Landfill_Info | F | 3.1 | F3-9 |  | cbi_Ldfl_Cap | Yes/No | CBI designation checkbox for QF3-9. | 2281 | 3453
Landfill_Info | F | 3.1 | F3-9 |  | Ldfl_Cap | Text | The yes/no answer to whether the landfill has a cap/cover. | 2282 | 3454
Landfill_Info | F | 3.1 | F3-10 |  | cbi_Ldfl_Struc | Yes/No | CBI designation checkbox for QF3-10. | 2283 | 3455
Landfill_Info | F | 3.1 | F3-10 |  | Ldfl_Struc | Text | The yes, no, or NA response to whether the plant built any structures on top of the closed landfill. | 2284 | 3456
Landfill_Info | F | 3.1 | F3-10 |  | Ldfl_Struc_desc | Text | The description of the structure(s) and any challenges that the plant faced building on top of the landfill. | 2285 | 3457
Landfill_Leachate_Dest | F | 3.1 | Plant_ID |  | plant_id | Number (Double) | Plant identification number. | 2286 | 3514
Landfill_Leachate_Dest | F | 3.1 | Landfill_ID |  | Landfill_ID | Text | EPA-assigned landfill ID number. | 2287 | 3515
Landfill_Leachate_Dest | F | 3.1 | F3-14 |  | cbi_Ldfl_Leach_Dest | Yes/No | CBI designation checkbox for QF3-14. | 2288 | 3516
Landfill_Leachate_Dest | F | 3.1 | F3-14 |  | Ldfl_Leach_Dest_Pond | Text | The IDs of the pond/impoundment unit(s) that represent either an intermediate or final leachate destination. | 2289 | 3517
Landfill_Leachate_Dest | F | 3.1 | F3-14 |  | Pond_ID | Text | EPA-assigned pond/impoundment unit ID. | 2290 | 3518
Landfill_Leachate_Dest | F | 3.1 | F3-14 |  | Ldfl_Leach_Dest_OnsiteTS | Text | Checkbox to indicate the plant transfers their leachate to an on-site treatment system. | 2291 | 3519
Landfill_Leachate_Dest | F | 3.1 | F3-14 |  | Ldfl_Leach_Dest_OnsiteTS_WWT | Text | The plant defined the wastewater treatment system that treats the leachate in Part D, Table D-2. | 2292 | 3520
Landfill_Leachate_Dest | F | 3.1 | F3-14 |  | System_ID | Text | The wastewater treatment system ID that treats the leachate from Part D, Table D-2. | 2293 | 3521
Landfill_Leachate_Dest | F | 3.1 | F3-14 |  | Ldfl_Leach_Dest_StorTnk | Text | Checkbox to indicate the plant transfers leachate back into a storage tank. | 2294 | 3522
Landfill_Leachate_Dest | F | 3.1 | F3-14 |  | Ldfl_Leach_Dest_Indirect | Text | Checkbox to indicate the plant indirectly discharges the leachate to a publicly or privately owned treatment works. | 2295 | 3523
Landfill_Leachate_Dest | F | 3.1 | F3-14 |  | Ldfl_Leach_Dest_Recyc | Text | Checkbox to indicate the plant immediately recycles the leachate back into the plant process. | 2296 | 3524
Landfill_Leachate_Dest | F | 3.1 | F3-14 |  | Ldfl_Leach_Dest_Recyc_desc | Text | A description of how the leachate is reused once it is immediately recycled back into the plant process. | 2297 | 3525
Landfill_Leachate_Dest | F | 3.1 | F3-14 |  | Ldfl_Leach_Dest_SW | Text | The plant discharges the leachate to surface water. | 2298 | 3526
Landfill_Leachate_Dest | F | 3.1 | F3-14 |  | Outfall_number | Text | The NPDES permitted outfall number for the surface water the leachate is discharged to. | 2299 | 3527
Landfill_Leachate_Dest | F | 3.1 | F3-14 |  | Ldfl_Leach_Dest_Other | Text | Checkbox to indicate another intermediate and/or final destination of the leachate. | 2300 | 3528
Landfill_Leachate_Dest | F | 3.1 | F3-14 |  | Ldfl_Leach_Dest_Other_desc | Text | The specification of another intermediate and/or final destination of the leachate. | 2301 | 3529
Landfill_Leachate_Info | F | 3.1 | Plant_ID |  | plant_id | Number (Double) | Plant identification number. | 2302 | 3484
Landfill_Leachate_Info | F | 3.1 | Landfill_ID |  | Landfill_ID | Text | EPA-assigned landfill ID number. | 2303 | 3485
Landfill_Leachate_Info | F | 3.1 | F3-11 |  | cbi_Ldfl_Leach_Sys | Yes/No | CBI designation checkbox for QF3-11. | 2304 | 3486
Landfill_Leachate_Info | F | 3.1 | F3-11 |  | Ldfl_Leach_Sys_Present | Text | The yes/no answer to whether the landfill has a system to collect leachate. | 2305 | 3487
Landfill_Leachate_Info | F | 3.1 | F3-11 |  | Ldfl_Leach_Sys_LCS | Text | Checkbox to indicate the landfill has a leachate collection system. | 2306 | 3488
Landfill_Leachate_Info | F | 3.1 | F3-11 |  | Ldfl_Leach_Sys_LDS | Text | Checkbox to indicate the landfill has a leak detection system. | 2307 | 3489
Landfill_Leachate_Info | F | 3.1 | F3-11 |  | Ldfl_Leach_Sys_Other | Text | Checkbox to indicate the landfill has another system to collect leachate. | 2308 | 3490
Landfill_Leachate_Info | F | 3.1 | F3-11 |  | Ldfl_Leach_Sys_Other_desc | Text | A description of the other leachate collection system. | 2309 | 3491
Landfill_Leachate_Info | F | 3.1 | F3-12 |  | cbi_Ldfl_Leach_Vol_Freq | Yes/No | CBI designation checkbox for QF3-12. | 2310 | 3492
Landfill_Leachate_Info | F | 3.1 | F3-12 |  | Ldfl_Leach_Vol_GPD | Number (Double) | The volume of leachate collected in 2009 (gpd). | 2311 | 3493
Landfill_Leachate_Info | F | 3.1 | F3-12 |  | Ldfl_Leach_Vol_GPY | Number (Double) | The volume of leachate collected in 2009 (gpy). | 2312 | 3494
Landfill_Leachate_Info | F | 3.1 | F3-12 |  | Ldfl_Leach_Freq | Number (Double) | The frequency of process wastewater generation (days). | 2313 | 3495
Landfill_Leachate_Info | F | 3.1 | F3-12 |  | Ldfl_Leach_Desc | Text | Description of estimation method to determine volume of leachate collected in 2009 and frequency of process wastewater generation. | 2314 | 3496
Landfill_Leachate_Info | F | 3.1 | F3-13 |  | cbi_Ldfl_Leach_PW | Yes/No | CBI designation checkbox for QF3-13. | 2315 | 3497
Landfill_Leachate_Info | F | 3.1 | F3-13 |  | Ldfl_Leach_ProcWW | Text | The yes/no answer to whether the plant collects stormwater, rainfall, or process wastewaters with the landfill collection system. | 2316 | 3498
Landfill_Leachate_Info | F | 3.1 | F3-13 |  | Ldfl_Leach_ProcWW_Storm | Text | Checkbox to indicate that the landfill collection system collects uncontaminated stormwater. | 2317 | 3499
Landfill_Leachate_Info | F | 3.1 | F3-13 |  | Ldfl_Leach_ProcWW_Storm_GPD | Number (Double) | The amount of uncontaminated stormwater collected by the landfill collection system (gpd). | 2318 | 3500
Landfill_Leachate_Info | F | 3.1 | F3-13 |  | Ldfl_Leach_ProcWW_Rain | Text | Checkbox to indicate that the landfill collection system collects rainfall. | 2319 | 3501
Landfill_Leachate_Info | F | 3.1 | F3-13 |  | Ldfl_Leach_ProcWW_Rain_GPD | Number (Double) | The amount of rainfall collected by the landfill collection system (gpd). | 2320 | 3502
Landfill_Leachate_Info | F | 3.1 | F3-13 |  | Ldfl_Leach_ProcWW_Other | Text | Checkbox to indicate that the landfill collection system collects another type of water in the landfill collection system. | 2321 | 3503
Landfill_Leachate_Info | F | 3.1 | F3-13 |  | Ldfl_Leach_ProcWW_Other_Code | Text | Drop-down menu of options for the other type of water collected in the landfill collection system. | 2322 | 3504
Landfill_Leachate_Info | F | 3.1 | F3-13 |  | Ldfl_LeachProcWW_Other_desc | Text | An explanation of the other type of water collected by the landfill collection system. | 2323 | 3505
Landfill_Leachate_Info | F | 3.1 | F3-13 |  | Ldfl_LeachProcWW_Other_GPD | Number (Double) | The amount of the other type of water collected by the landfill collection system (gpd). | 2324 | 3506
Landfill_Leachate_Info | F | 3.1 | F3-15 |  | cbi_Ldfl_Leach_Chem | Yes/No | CBI designation checkbox for QF3-15. | 2325 | 3507
Landfill_Leachate_Info | F | 3.1 | F3-15 |  | Ldfl_Leach_Chem | Text | The yes/no answer to whether chemicals are used to treat the leachate sent to a pond or storage tank. | 2326 | 3508
Landfill_Leachate_Info | F | 3.1 | F3-15 |  | Ldfl_Leach_Chem_Lime | Text | Checkbox to indicate that the plant uses lime to treat the leachate. | 2327 | 3509
Landfill_Leachate_Info | F | 3.1 | F3-15 |  | Ldfl_Leach_Chem_NaOH | Text | Checkbox to indicate that the plant uses sodium hydroxide to treat the leachate. | 2328 | 3510
Landfill_Leachate_Info | F | 3.1 | F3-15 |  | Ldfl_Leach_Chem_H2SO4 | Text | Checkbox to indicate that the plant uses sulfuric acid to treat the leachate. | 2329 | 3511
Landfill_Leachate_Info | F | 3.1 | F3-15 |  | Ldfl_Leach_Chem_Other | Text | Checkbox to indicate that the plant uses another type of chemical to treat the leachate. | 2330 | 3512
Landfill_Leachate_Info | F | 3.1 | F3-15 |  | Ldfl_Leach_Chem_Other_desc | Text | An explanation of the other type of chemical used to treat the leachate. | 2331 | 3513
Landfill_Liner | F | 3.1 | Plant_ID | Table F-1 | plant_id | Number (Double) | Plant identification number. | 2332 | 3468
Landfill_Liner | F | 3.1 | Landfill_ID | Table F-1 | Landfill_ID | Text | EPA-assigned landfill ID number. | 2333 | 3469
Landfill_Liner | F | 3.1 | F3-8 | Table F-1 | cbi_Ldfl_Liner | Yes/No | CBI designation checkbox for QF3-8. | 2334 | 3470
Landfill_Liner | F | 3.1 | F3-8 | Table F-1 | Ldfl_Liner_Type | Text | Indicates if the landfill liner is compacted clay; geosynthetic clay; high density polyethylene (HDPE); and/or other, specified. | 2335 | 3471
Landfill_Liner | F | 3.1 | F3-8 | Table F-1 | Ldfl_Liner_Type_Present | Text | Indicates if the plant selected a landfill liner type. | 2336 | 3472
Landfill_Liner | F | 3.1 | F3-8 | Table F-1 | Ldfl_Liner_Lyr_No | Number (Double) | The landfill liner layer number (numbered from inner to outer layer). | 2337 | 3473
Landfill_Liner | F | 3.1 | F3-8 | Table F-1 | Ldfl_Liner_Lyr_Thick | Number (Double) | The thickness of the landfill liner layer (cm). | 2338 | 3474
Landfill_Liner | F | 3.1 | F3-8 | Table F-1 | Ldfl_Liner_Lyr_Perm | Number (Double) | The permeability of the landfill liner layer (cm/sec). | 2339 | 3475
Landfill_OM_Cost | F | 3.2 | Plant_ID | Table F-3 | plant_id | Number (Double) | Plant identification number. | 2340 | 3570
Landfill_OM_Cost | F | 3.2 | Landfill_ID | Table F-3 | Landfill_ID | Text | EPA-assigned landfill ID number. | 2341 | 3571
Landfill_OM_Cost | F | 3.2 | F3-20 | Table F-3 | cbi_Ldfl_OandM | Yes/No | CBI designation checkbox for QF3-20. | 2342 | 3572
Landfill_OM_Cost | F | 3.2 | F3-20 | Table F-3 | Ldfl_OM_Opr_Annual | Number (Double) | The annual O&M cost for operating the landfill in 2009 ($). | 2343 | 3573
Landfill_OM_Cost | F | 3.2 | F3-20 | Table F-3 | Ldfl_OM_Opr_Rate_Hours | Number (Double) | The average rate of labor required to operate the landfill in 2009 ($/hr). | 2344 | 3574
Landfill_OM_Cost | F | 3.2 | F3-20 | Table F-3 | Ldfl_OM_Opr_Staffing_Workers | Number (Double) | The number of workers required to operate the landfill in 2009. | 2345 | 3575
Landfill_OM_Cost | F | 3.2 | F3-20 | Table F-3 | Ldfl_OM_Opr_Staffing_hpd | Number (Double) | The amount of time the workers spent operating the landfill in 2009 (hpd). | 2346 | 3576
Landfill_OM_Cost | F | 3.2 | F3-20 | Table F-3 | Ldfl_OM_Opr_Staffing_dpy | Number (Double) | The amount of time the workers spent operating the landfill in 2009 (dpy). | 2347 | 3577
Landfill_OM_Cost | F | 3.2 | F3-20 | Table F-3 | Ldfl_OM_MLabor_Annual | Number (Double) | The annual O&M cost for maintaining the landfill in 2009 ($). | 2348 | 3578
Landfill_OM_Cost | F | 3.2 | F3-20 | Table F-3 | Ldfl_OM_MLabor_Rate_Hours | Number (Double) | The average rate of labor required to maintain the landfill in 2009 ($/hr). | 2349 | 3579
Landfill_OM_Cost | F | 3.2 | F3-20 | Table F-3 | Ldfl_OM_MLabor_Staffing_Workers | Number (Double) | The number of workers required to maintain the landfill in 2009. | 2350 | 3580
Landfill_OM_Cost | F | 3.2 | F3-20 | Table F-3 | Ldfl_OM_MLabor_Staffing_hpd | Number (Double) | The amount of time the workers spent maintaining the landfill in 2009 (hpd). | 2351 | 3581
Landfill_OM_Cost | F | 3.2 | F3-20 | Table F-3 | Ldfl_OM_MLabor_Staffing_dpy | Number (Double) | The amount of time the workers spent maintaining the landfill in 2009 (dpy). | 2352 | 3582
Landfill_OM_Cost | F | 3.2 | F3-20 | Table F-3 | Ldfl_OM_MMaterials_Annual | Number (Double) | The annual O&M cost for maintenance materials for the landfill in 2009 ($). | 2353 | 3583
Landfill_OM_Cost | F | 3.2 | F3-20 | Table F-3 | Ldfl_OM_Chemicals_Annual | Number (Double) | The annual O&M cost for chemicals for the landfill in 2009 ($). | 2354 | 3584
Landfill_OM_Cost | F | 3.2 | F3-20 | Table F-3 | Ldfl_OM_Plants_Annual | Number (Double) | The annual O&M cost for plants/organic matter for the landfill in 2009 ($). | 2355 | 3585
Landfill_OM_Cost | F | 3.2 | F3-20 | Table F-3 | Ldfl_OM_Energy_Pump_Annual | Number (Double) | The annual O&M cost for energy to power pumping for the landfill in 2009 ($). | 2356 | 3586
Landfill_OM_Cost | F | 3.2 | F3-20 | Table F-3 | Ldfl_OM_Energy_Pump_kWh | Number (Double) | The rate of energy to power pumping for the landfill in 2009 ($/kWh). | 2357 | 3587
Landfill_OM_Cost | F | 3.2 | F3-20 | Table F-3 | Ldfl_OM_Energy_Pump_Consump_kWh/h | Number (Double) | The amount of energy consumed in 2009 to power pumping (kWh). | 2358 | 3588
Landfill_OM_Cost | F | 3.2 | F3-20 | Table F-3 | Ldfl_OM_Energy_Other_Annual | Number (Double) | The annual O&M cost for energy for operations other than pumping for the landfill in 2009 ($). | 2359 | 3589
Landfill_OM_Cost | F | 3.2 | F3-20 | Table F-3 | Ldfl_OM_Energy_Other_kWh | Number (Double) | The rate of energy to power operations other than pumping for the landfill in 2009 ($/kWh). | 2360 | 3590
Landfill_OM_Cost | F | 3.2 | F3-20 | Table F-3 | Ldfl_OM_Energy_Other_Consump_kWh/h | Number (Double) | The amount of energy consumed in 2009 to power operations other than pumping (kWh). | 2361 | 3591
Landfill_OM_Cost | F | 3.2 | F3-20 | Table F-3 | Ldfl_OM_Steam_Annual | Number (Double) | The cost of steam used for landfill O&M in 2009 ($). | 2362 | 3592
Landfill_OM_Cost | F | 3.2 | F3-20 | Table F-3 | Ldfl_OM_Steam_pounds | Number (Double) | The rate of the steam used for landfill O&M ($/pound). | 2363 | 3593
Landfill_OM_Cost | F | 3.2 | F3-20 | Table F-3 | Ldfl_OM_Steam_Consump_pounds/hr | Number (Double) | The steam consumption rate for landfill O&M in 2009 (pounds/hr). | 2364 | 3594
Landfill_OM_Cost | F | 3.2 | F3-20 | Table F-3 | Ldfl_OM_HazDrdg_Annual | Number (Double) | The annual O&M cost for removing hazardous sludge via dredging ($). | 2365 | 3595
Landfill_OM_Cost | F | 3.2 | F3-20 | Table F-3 | Ldfl_OM_HazDrgd_Rate | Number (Double) | The rate of removing hazardous sludge via dredging ($). | 2366 | 3596
Landfill_OM_Cost | F | 3.2 | F3-20 | Table F-3 | Ldfl_OM_HazDrgd_Rate_Per | Text | Checkbox to indicate if the rate of removing hazardous sludge via dredging is in gallons or tons. | 2367 | 3597
Landfill_OM_Cost | F | 3.2 | F3-20 | Table F-3 | Ldfl_OM_HazLandfill_Annual | Number (Double) | The annual O&M cost for removing hazardous sludge via landfilling ($) | 2368 | 3598
Landfill_OM_Cost | F | 3.2 | F3-20 | Table F-3 | Ldfl_OM_HazLandfill_Rate | Number (Double) | The rate of removing hazardous sludge via landfilling ($). | 2369 | 3599
Landfill_OM_Cost | F | 3.2 | F3-20 | Table F-3 | Ldfl_OM_HazLandfill_Rate_Per | Text | Checkbox to indicate if the rate of removing hazardous sludge via landfilling is in gallons or tons. | 2370 | 3600
Landfill_OM_Cost | F | 3.2 | F3-20 | Table F-3 | Ldfl_OM_NonHazDrgd_Annual | Number (Double) | The annual O&M cost for removing nonhazardous sludge via dredging ($) | 2371 | 3601
Landfill_OM_Cost | F | 3.2 | F3-20 | Table F-3 | Ldfl_OM_NonHazDrgd_Rate | Number (Double) | The rate of removing nonhazardous sludge via dredging ($). | 2372 | 3602
Landfill_OM_Cost | F | 3.2 | F3-20 | Table F-3 | Ldfl_OM_NonHazDrgd_Rate_Per | Text | Checkbox to indicate if the rate of removing nonhazardous sludge via dredging is in gallons or tons. | 2373 | 3603
Landfill_OM_Cost | F | 3.2 | F3-20 | Table F-3 | Ldfl_OM_NonHazLandfill_Annual | Number (Double) | The annual O&M cost for removing nonhazardous sludge via landfilling ($). | 2374 | 3604
Landfill_OM_Cost | F | 3.2 | F3-20 | Table F-3 | Ldfl_OM_NonHazLandfill_Rate | Number (Double) | The rate of removing nonhazardous sludge via landfilling ($). | 2375 | 3605
Landfill_OM_Cost | F | 3.2 | F3-20 | Table F-3 | Ldfl_OM_NonHazLandfill_Rate_Per | Text | Checkbox to indicate if the rate of removing nonhazardous sludge via landfilling is in gallons or tons. | 2376 | 3606
Landfill_OM_Cost | F | 3.2 | F3-20 | Table F-3 | Ldfl_OM_Other1 | Text | The specification of another type of O&M activity in 2009. | 2377 | 3607
Landfill_OM_Cost | F | 3.2 | F3-20 | Table F-3 | Ldfl_OM_Other1_Annual | Number (Double) | The annual O&M cost for the other type of O&M activity in 2009 ($) | 2378 | 3608
Landfill_OM_Cost | F | 3.2 | F3-20 | Table F-3 | Ldfl_OM_Other2 | Text | The specification of another type of O&M activity in 2009. | 2379 | 3609
Landfill_OM_Cost | F | 3.2 | F3-20 | Table F-3 | Ldfl_OM_Other2_Annual | Number (Double) | The annual O&M cost for the other type of O&M activity in 2009 ($). | 2380 | 3610
Landfill_OM_Cost | F | 3.2 | F3-20 | Table F-3 | Ldfl_OM_Total_Annual | Number (Double) | The total O&M cost for 2009. | 2381 | 3611
Landfill_Storage | A | 4 | Plant_ID | Table A-7 | plant_id | Number (Double) | Plant identification number. | 2382 | 255
Landfill_Storage | A | 4 | A4-3 | Table A-7 | landfill_id | Text | EPA-assigned landfill ID number. | 2383 | 256
Landfill_Storage | A | 4 | A4-3 | Table A-7 | cbi_landfill_stor_tbl | Yes/No | CBI designation checkbox for A4-3. | 2384 | 257
Landfill_Storage | A | 4 | A4-3 | Table A-7 | landfill_stor_slag | Text | Boiler slag is stored or disposed of in the landfill unit identified. | 2385 | 258
Landfill_Storage | A | 4 | A4-3 | Table A-7 | landfill_stor_ba | Text | Bottom ash is stored or disposed of in the landfill unit identified. | 2386 | 259
Landfill_Storage | A | 4 | A4-3 | Table A-7 | landfill_stor_fa | Text | Fly ash is stored or disposed of in the landfill unit identified. | 2387 | 260
Landfill_Storage | A | 4 | A4-3 | Table A-7 | landfill_stor_gypsum | Text | FGD calcium sulfate (gypsum) is stored or disposed of in the landfill unit identified. | 2388 | 261
Landfill_Storage | A | 4 | A4-3 | Table A-7 | landfill_stor_Ca_Sulfite | Text | FGD calcium sulfite (not pozzolanic) is stored or disposed of in the landfill unit identified. | 2389 | 262
Landfill_Storage | A | 4 | A4-3 | Table A-7 | landfill_stor_pozz | Text | FGD pozzolanic material is stored or disposed of in the landfill unit identified. | 2390 | 263
Landfill_Storage | A | 4 | A4-3 | Table A-7 | landfill_stor_dryFGD | Text | Solids from dry FGD are stored or disposed of in the landfill unit identified. | 2391 | 264
Landfill_Storage | A | 4 | A4-3 | Table A-7 | landfill_stor_other1 | Text | The specification of another type of waste is stored or disposed of in the landfill unit identified. | 2392 | 265
Landfill_Storage | A | 4 | A4-3 | Table A-7 | landfill_stor_other2 | Text | The specification of another type of waste is stored or disposed of in the landfill unit identified. | 2393 | 266
Landfill_Storage | A | 4 | A4-3 | Table A-7 | landfill_stor_other3 | Text | The specification of another type of waste is stored or disposed of in the landfill unit identified. | 2394 | 267
Landfill_Storage | A | 4 | A4-3 | Table A-7 | landfill_stor_other4 | Text | The specification of another type of waste is stored or disposed of in the landfill unit identified. | 2395 | 268
Landfill_Storm_Dest | F | 3.1 | Plant_ID |  | plant_id | Number (Double) | Plant identification number. | 2396 | 3530
Landfill_Storm_Dest | F | 3.1 | Plant_ID |  | plant_id | Number (Double) | Plant identification number. | 2397 | 3550
Landfill_Storm_Dest | F | 3.1 | Landfill_ID |  | Landfill_ID | Text | EPA-assigned landfill ID number. | 2398 | 3531
Landfill_Storm_Dest | F | 3.1 | Landfill_ID |  | Landfill_ID | Text | EPA-assigned landfill ID number. | 2399 | 3551
Landfill_Storm_Dest | F | 3.1 | F3-16 |  | cbi_Ldfl_Storm_Src | Yes/No | CBI designation checkbox for QF3-16. | 2400 | 3532
Landfill_Storm_Dest | F | 3.1 | F3-16 |  | Ldfl_Storm_Src | Text | The portion of the landfill (capped vs. uncapped) that conveyed stormwater runoff has contacted and is combined with leachate. | 2401 | 3533
Landfill_Storm_Dest | F | 3.1 | F3-16 |  | Ldfl_Storm_Comb_Leachate | Text | The yes/no answer to whether the plant combines conveyed stormwater runoff that has contacted the uncapped portion of the landfill with leachate. | 2402 | 3534
Landfill_Storm_Dest | F | 3.1 | F3-17 |  | cbi_Ldfl_Storm_Dest | Yes/No | CBI designation checkbox for QF3-17. | 2403 | 3535
Landfill_Storm_Dest | F | 3.1 | F3-17 |  | Ldfl_Storm_Dest_Pond | Text | Checkbox to indicate that the intermediate and final destination of the conveyed stormwater runoff is a pond/impoundment unit. | 2404 | 3536
Landfill_Storm_Dest | F | 3.1 | F3-17 |  | Pond_ID | Text | The pond/impoundment unit ID(s) receiving the conveyed stormwater runoff. | 2405 | 3537
Landfill_Storm_Dest | F | 3.1 | F3-17 |  | Ldfl_Storm_Dest_OnsiteTS | Text | Checkbox to indicate that the conveyed stormwater runoff is transferred to an on-site treatment system for it's intermediate and/or final destination. | 2406 | 3538
Landfill_Storm_Dest | F | 3.1 | F3-17 |  | WWT_ID | Text | The on-site wastewater treatment system ID receiving the stormwater runoff. | 2407 | 3539
Landfill_Storm_Dest | F | 3.1 | F3-17 |  | Ldfl_Storm_Dest_OnsiteTS_Type | Text | Checkbox to indicate if the type of on-site wastewater treatment system is chemical precipitation; aerobic or anoxic/anaerobic biological reactor; constructed wetlands; or other, specified. | 2408 | 3540
Landfill_Storm_Dest | F | 3.1 | F3-17 |  | Ldfl_Storm_Dest_OnsiteTS_Other_desc | Text | The specification of another type of on-site wastewater treatment system receiving stormwater runoff. | 2409 | 3541
Landfill_Storm_Dest | F | 3.1 | F3-17 |  | Ldfl_Storm_Dest_StorTnk | Text | Checkbox to indicate that the conveyed stormwater runoff is transferred to a storage tank for it's intermediate and/or final destination. | 2410 | 3542
Landfill_Storm_Dest | F | 3.1 | F3-17 |  | Ldfl_Storm_Dest_Indirect | Text | Checkbox to indicate that the conveyed stormwater runoff is indirectly discharged to a treatment works system for it's intermediate and/or final destination. | 2411 | 3543
Landfill_Storm_Dest | F | 3.1 | F3-17 |  | Ldfl_Storm_Dest_Recyc | Text | Checkbox to indicate that the conveyed stormwater runoff is immediately recycled back into the plant process as it's intermediate and/or final destination. | 2412 | 3544
Landfill_Storm_Dest | F | 3.1 | F3-17 |  | Ldfl_Storm_Dest_Recyc_desc | Text | A description on how the leachate is used once it has been immediately recycled back into the plant process. | 2413 | 3545
Landfill_Storm_Dest | F | 3.1 | F3-17 |  | Ldfl_Storm_Dest_SW | Text | Checkbox to indicate that the conveyed stormwater runoff is discharged to a surface water as it's intermediate and/or final destination. | 2414 | 3546
Landfill_Storm_Dest | F | 3.1 | F3-17 |  | Outfall_number | Text | The NPDES permitted outfall number for the surface water receiving the conveyed stormwater runoff. | 2415 | 3547
Landfill_Storm_Dest | F | 3.1 | F3-17 |  | Ldfl_Storm_Dest_Other | Text | Checkbox to indicate another intermediate and/or final destination of the conveyed stormwater runoff. | 2416 | 3548
Landfill_Storm_Dest | F | 3.1 | F3-17 |  | Ldfl_Storm_Dest_Other_desc | Text | An explanation of the other intermediate and/or final destination of the conveyed stormwater runoff. | 2417 | 3549
Landfill_Storm_Dest | F | 3.1 | F3-18 |  | cbi_Ldfl_Storm_Src | Yes/No | CBI designation checkbox for QF3-18. | 2418 | 3552
Landfill_Storm_Dest | F | 3.1 | F3-18 |  | Ldfl_Storm_Src | Text | The portion of the landfill (capped vs. uncapped) that conveyed stormwater runoff has contacted and is combined with leachate. | 2419 | 3553
Landfill_Storm_Dest | F | 3.1 | F3-18 |  | Ldfl_Storm_Comb_Leachate | Text | The yes/no answer to whether the plant combines conveyed stormwater runoff that has contacted the uncapped portion of the landfill with leachate. | 2420 | 3554
Landfill_Storm_Dest | F | 3.1 | F3-19 |  | cbi_Ldfl_Storm_Dest | Yes/No | CBI designation checkbox for QF3-19. | 2421 | 3555
Landfill_Storm_Dest | F | 3.1 | F3-19 |  | Ldfl_Storm_Dest_Pond | Text | Checkbox to indicate that the intermediate and final destination of the conveyed stormwater runoff is a pond/impoundment unit. | 2422 | 3556
Landfill_Storm_Dest | F | 3.1 | F3-19 |  | Pond_ID | Text | The pond/impoundment unit ID(s) receiving the conveyed stormwater runoff. | 2423 | 3557
Landfill_Storm_Dest | F | 3.1 | F3-19 |  | Ldfl_Storm_Dest_OnsiteTS | Text | Checkbox to indicate that the conveyed stormwater runoff is transferred to an on-site treatment system for it's intermediate and/or final destination. | 2424 | 3558
Landfill_Storm_Dest | F | 3.1 | F3-19 |  | WWT_ID | Text | The on-site wastewater treatment system ID receiving the stormwater runoff. | 2425 | 3559
Landfill_Storm_Dest | F | 3.1 | F3-19 |  | Ldfl_Storm_Dest_OnsiteTS_Type | Text | Checkbox to indicate if the type of on-site wastewater treatment system is chemical precipitation; aerobic or anoxic/anaerobic biological reactor; constructed wetlands; or other, specified. | 2426 | 3560
Landfill_Storm_Dest | F | 3.1 | F3-19 |  | Ldfl_Storm_Dest_OnsiteTS_Other_desc | Text | The specification of another type of on-site wastewater treatment system receiving stormwater runoff. | 2427 | 3561
Landfill_Storm_Dest | F | 3.1 | F3-19 |  | Ldfl_Storm_Dest_StorTnk | Text | Checkbox to indicate that the conveyed stormwater runoff is transferred to a storage tank for it's intermediate and/or final destination. | 2428 | 3562
Landfill_Storm_Dest | F | 3.1 | F3-19 |  | Ldfl_Storm_Dest_Indirect | Text | Checkbox to indicate that the conveyed stormwater runoff is indirectly discharged to a treatment works system for it's intermediate and/or final destination. | 2429 | 3563
Landfill_Storm_Dest | F | 3.1 | F3-19 |  | Ldfl_Storm_Dest_Recyc | Text | Checkbox to indicate that the conveyed stormwater runoff is immediately recycled back into the plant process as it's intermediate and/or final destination. | 2430 | 3564
Landfill_Storm_Dest | F | 3.1 | F3-19 |  | Ldfl_Storm_Dest_Recyc_desc | Text | A description on how the leachate is used once it has been immediately recycled back into the plant process. | 2431 | 3565
Landfill_Storm_Dest | F | 3.1 | F3-19 |  | Ldfl_Storm_Dest_SW | Text | Checkbox to indicate that the conveyed stormwater runoff is discharged to a surface water as it's intermediate and/or final destination. | 2432 | 3566
Landfill_Storm_Dest | F | 3.1 | F3-19 |  | Outfall_number | Text | The NPDES permitted outfall number for the surface water receiving the conveyed stormwater runoff. | 2433 | 3567
Landfill_Storm_Dest | F | 3.1 | F3-19 |  | Ldfl_Storm_Dest_Other | Text | Checkbox to indicate another intermediate and/or final destination of the conveyed stormwater runoff. | 2434 | 3568
Landfill_Storm_Dest | F | 3.1 | F3-19 |  | Ldfl_Storm_Dest_Other_desc | Text | An explanation of the other intermediate and/or final destination of the conveyed stormwater runoff. | 2435 | 3569
Leach_General | G | 3 | Plant_ID |  | plant_id | Number (Double) | Plant identification number | 2436 | 3126
Leach_General | G | 1 | G1-1 |  | cbi_generate_leachate | Yes/No | CBI designation checkbox for the generation of leachate at the facility (QG1-1) | 2437 | 3127
Leach_General | G | 1 | G1-1 |  | generate_leachate | Text | Indicates if the facility generates any leachate from ponds/landfills | 2438 | 3128
Leach_General | G | 3 | G3-2 |  | cbi_leach_aerial_photo | Yes/No | CBI designation checkbox for the aerial photo of the entire waste management unit (G3-2) | 2439 | 3129
Leach_General | G | 3 | G3-2 |  | leach_aerial_photo | Text | Indicates if the facility attached an aerial photo of the entire waste management unit | 2440 | 3130
Leach_General | G | 3 | G3-2 |  | leach_no_aerial_desc | Text | Explanation for not attached an aerial photo of the entire waste management unit | 2441 | 3131
Leach_General | G | 3 | G3-3 |  | cbi_smple_pts_landfill_BD | Yes/No | CBI designation checkbox for the identification of sample points of the landfill block diagram submitted in Part F (QG3-3) | 2442 | 3132
Leach_General | G | 3 | G3-3 |  | smple_pts_landfill_BD | Yes/No | Checkbox for the identification of sample points of the landfill block diagram submitted in Part F (QG3-3) | 2443 | 3133
Leach_Pond_Landfill | G | 2 | Plant_ID |  | plant_id | Number (Double) | Plant identification number | 2444 | 3116
Leach_Pond_Landfill | G | 2 | Pond/Landfill ID |  | Pond_Landfill_ID | Text | Pond/Landfill identification number (Assigned in Tables A-4 or A-6) | 2445 | 3117
Leach_Pond_Landfill | G | 2 | G2-1 |  | cbi_leach_collected | Yes/No | CBI designation checkbox for leachate collection (QG2-1) | 2446 | 3118
Leach_Pond_Landfill | G | 2 | G2-1 |  | leach_collected | Text | Indication of leachate collection at the facility | 2447 | 3119
Leach_Pond_Landfill | G | 2 | G2-2 |  | cbi_leach_offsite | Yes/No | CBI designation checkbox for leachate transfer off site (QG2-2) | 2448 | 3120
Leach_Pond_Landfill | G | 2 | G2-2 |  | leach_offsite | Text | Indicates if the leachate collected is transferred off site | 2449 | 3121
Leach_Pond_Landfill | G | 2 | G2-3 |  | cbi_leach_treated | Yes/No | CBI designation checkbox for on site leachate treatment (QG2-3) | 2450 | 3122
Leach_Pond_Landfill | G | 2 | G2-3 |  | leach_treated | Text | Indicates if the leachate collected, that is not transferred off site, it treated at the facility | 2451 | 3123
Leach_Pond_Landfill | G | 2 | G2-4 |  | cbi_leach_combined | Yes/No | CBI designation checkbox for combining leachate with runoff/stormwater/process wastewater (QG2-4) | 2452 | 3124
Leach_Pond_Landfill | G | 2 | G2-4 |  | leach_combined | Text | Indicates if the leachate is combined with runoff/stormwater/process wastewater | 2453 | 3125
Leach_Rainfall | G | 4 | Plant_ID | Table G-2 | plant_id | Number (Double) | Plant identification number | 2454 | 3141
Leach_Rainfall | G | 4 | G4-2 | Table G-2 | cbi_Leach_Rain | Yes/No | CBI designation checkbox for rainfall data (QG4-2) | 2455 | 3142
Leach_Rainfall | G | 4 | G4-2 | Table G-2 | Leach_Rain_Date | Date/Time | Date of rainfall collection | 2456 | 3143
Leach_Rainfall | G | 4 | G4-2 | Table G-2 | Leach_Rain_Inches | Number (Double) | Inches recorded for rainfall collection | 2457 | 3144
Leach_Smpl_Data | G | Sample Results | Plant_ID | Table G-4 | plant_id | Number (Double) | Plant identification number | 2458 | 3173
Leach_Smpl_Data | G | Sample Results | Pond/Landfill ID | Table G-4 | Pond_Landfill_ID | Text | Pond/Landfill identification number (Assigned in Tables A-4 or A-6) | 2459 | 3174
Leach_Smpl_Data | G | Sample Results | Smpl_Data | Table G-4 | cbi_Smpl_Data | Yes/No | CBI designation checkbox for leachate sampling data | 2460 | 3178
Leach_Smpl_Data | G | Sample Results | Smpl_Loc_Desc | Table G-4 | cbi_Smpl_Loc_Desc | Yes/No | CBI designation checkbox for leachate sampling data | 2461 | 3176
Leach_Smpl_Data | G | Sample Results | Smpl_Location | Table G-4 | Leach_Data_Smpl_Location | Text | Indicates the location of the sample point for data collection | 2462 | 3175
Leach_Smpl_Data | G | Sample Results | Smpl_results | Table G-4 | Smpl_Loc_Desc | Text | Description of the sampling location | 2463 | 3177
Leach_Smpl_Data | G | Sample Results | Smpl_results | Table G-4 | Leach_Analyte | Text | Name of analyte | 2464 | 3179
Leach_Smpl_Data | G | Sample Results | Smpl_results | Table G-4 | Leach_CAS | Text | CAS number of analyte | 2465 | 3180
Leach_Smpl_Data | G | Sample Results | Smpl_results | Table G-4 | Leach_Non_Detect | Text | Non-detect result | 2466 | 3181
Leach_Smpl_Data | G | Sample Results | Smpl_results | Table G-4 | Leach_Conc | Number (Double) | Concentration of analyte (µg/L) | 2467 | 3182
Leach_Smpl_Data | G | Sample Results | Smpl_results | Table G-4 | Leach_Method | Text | Analytical method used | 2468 | 3183
Leach_Smpl_Data | G | Sample Results | Smpl_results | Table G-4 | Leach_Method_Other | Text | Description of analytical method used, if "other" selected | 2469 | 3184
Leach_Smpl_Data | G | Sample Results | Smpl_results | Table G-4 | Leach_Method_DL | Number (Double) | Method Detection Limit (MDL) (µg/L) | 2470 | 3185
Leach_Smpl_Data | G | Sample Results | Smpl_results | Table G-4 | Leach_Method_RL | Number (Double) | Reporting Limit (μg/L) | 2471 | 3186
Leach_Smpl_Data | G | Sample Results | Smpl_results | Table G-4 | Leach_Method_Qual | Text | Qualifiers for the Measurement | 2472 | 3187
Leach_Smpl_Info | G | 4 | Plant_ID | Table G-1 | plant_id | Number (Double) | Plant identification number | 2473 | 3134
Leach_Smpl_Info | G | 4 | Pond/Landfill ID | Table G-1 | Pond_Landfill_ID | Text | Pond/Landfill identification number (Assigned in Tables A-4 or A-6) | 2474 | 3136
Leach_Smpl_Info | G | 4 | Smpl_Pt | Table G-1 | cbi_Leach_Smpl_Point_Info | Yes/No | CBI designation checkbox for sample collection information (place, date, description) (QG4-1) | 2475 | 3135
Leach_Smpl_Info | G | 4 | G4-1 | Table G-1 | Leach_Smpl_Location | Text | Indicates the location of the sample point | 2476 | 3137
Leach_Smpl_Info | G | 4 | G4-1 | Table G-1 | LTS_ID | Text | Indicates the leachate treatment system ID previously identified in Table F-4 | 2477 | 3138
Leach_Smpl_Info | G | 4 | G4-1 | Table G-1 | Leach_Smpl_Pt_Desc | Text | Description of the sample point | 2478 | 3139
Leach_Smpl_Info | G | 4 | G4-1 | Table G-1 | Leach_Smpl_Date | Date/Time | Date of sample collection | 2479 | 3140
Leach_Smpl_Lab | G | Sample Results | Plant_ID |  | plant_id | Number (Double) | Plant identification number | 2480 | 3169
Leach_Smpl_Lab | G | Sample Results | Smpl_Lab |  | cbi_Smpl_Lab | Yes/No | CBI designation checkbox for lab data | 2481 | 3170
Leach_Smpl_Lab | G | Sample Results | Smpl_lab |  | Leach_Analytical_Lab | Text | Name of analytical lab | 2482 | 3171
Leach_Smpl_Lab | G | Sample Results | Smpl_lab |  | Leach_Summary_Attch | Text | Indicates if the summary report is attached | 2483 | 3172
Leach_Waste_Info | G | 5 | Plant_ID | Table G-3 | plant_id | Number (Double) | Plant identification number | 2484 | 3145
Leach_Waste_Info | G | 5 | Pond/Landfill ID | Table G-3 | Pond_Landfill_ID | Text | Pond/Landfill identification number | 2485 | 3147
Leach_Waste_Info | G | 5 | G5-1 | Table G-3 | cbi_Leach_Waste_Info | Yes/No | CBI designation checkbox for process wastes stored in ponds/landfills at the facility | 2486 | 3146
Leach_Waste_Info | G | 5 | G5-1 | Table G-3 | Leach_FA | Text | Indicates that fly ash is stored in the pond/landfill | 2487 | 3148
Leach_Waste_Info | G | 5 | G5-1 | Table G-3 | Leach_FA_tons | Number (Double) | The amount of fly ash stored in the pond/landfill (tons) | 2488 | 3149
Leach_Waste_Info | G | 5 | G5-1 | Table G-3 | Leach_BA | Text | Indicates that bottom ash is stored in the pond/landfill | 2489 | 3150
Leach_Waste_Info | G | 5 | G5-1 | Table G-3 | Leach_BA_tons | Number (Double) | The amount of bottom ash stored in the pond/landfill (tons) | 2490 | 3151
Leach_Waste_Info | G | 5 | G5-1 | Table G-3 | Leach_Slag | Text | Indicates that boiler slag is stored in the pond/landfill | 2491 | 3152
Leach_Waste_Info | G | 5 | G5-1 | Table G-3 | Leach_Slag_tons | Number (Double) | The amount of boiler slag stored in the pond/landfill (tons) | 2492 | 3153
Leach_Waste_Info | G | 5 | G5-1 | Table G-3 | Leach_Gypsum | Text | Indicates that gypsum is stored in the pond/landfill | 2493 | 3154
Leach_Waste_Info | G | 5 | G5-1 | Table G-3 | Leach_Gypsum_tons | Number (Double) | The amount of gypsum stored in the pond/landfill (tons) | 2494 | 3155
Leach_Waste_Info | G | 5 | G5-1 | Table G-3 | Leach_Ca_Sulfite | Text | Indicates that calcium sulfite (non-pozzalonic) is stored in the pond/landfill | 2495 | 3156
Leach_Waste_Info | G | 5 | G5-1 | Table G-3 | Leach_Ca_Sulfite_tons | Number (Double) | The amount of calcium sulfite (non-pozzalonic) stored in the pond/landfill (tons) | 2496 | 3157
Leach_Waste_Info | G | 5 | G5-1 | Table G-3 | Leach_Pozz | Text | Indicates that pozzalonic material is stored in the pond/landfill | 2497 | 3158
Leach_Waste_Info | G | 5 | G5-1 | Table G-3 | Leach_Pozz_tons | Number (Double) | The amount of pozzalonic material stored in the pond/landfill (tons) | 2498 | 3159
Leach_Waste_Info | G | 5 | G5-1 | Table G-3 | Leach_Other1 | Text | Indicates that another type of waste is stored in the pond/landfill | 2499 | 3160
Leach_Waste_Info | G | 5 | G5-1 | Table G-3 | Leach_Other1_Desc | Text | Description of the "other" type of waste stored in the pond/landfill | 2500 | 3161
Leach_Waste_Info | G | 5 | G5-1 | Table G-3 | Leach_Other1_tons | Number (Double) | The amount of the "other" type of waste stored in the pond/landfill (tons) | 2501 | 3162
Leach_Waste_Info | G | 5 | G5-1 | Table G-3 | Leach_Other2 | Text | Indicates that another type of waste is stored in the pond/landfill | 2502 | 3163
Leach_Waste_Info | G | 5 | G5-1 | Table G-3 | Leach_Other2_Desc | Text | Description of the "other" type of waste stored in the pond/landfill | 2503 | 3164
Leach_Waste_Info | G | 5 | G5-1 | Table G-3 | Leach_Other2_tons | Number (Double) | The amount of the "other" type of waste stored in the pond/landfill (tons) | 2504 | 3165
Leach_Waste_Info | G | 5 | G5-1 | Table G-3 | Leach_Other3 | Text | Indicates that another type of waste is stored in the pond/landfill | 2505 | 3166
Leach_Waste_Info | G | 5 | G5-1 | Table G-3 | Leach_Other3_Desc | Text | Description of the "other" type of waste stored in the pond/landfill | 2506 | 3167
Leach_Waste_Info | G | 5 | G5-1 | Table G-3 | Leach_Other3_tons | Number (Double) | The amount of the "other" type of waste stored in the pond/landfill (tons) | 2507 | 3168
LTS_Anc_Eq | F | 4.6 | Plant_ID | Table F-13 | plant_id | Number (Double) | Plant identification number. | 2508 | 3808
LTS_Anc_Eq | F | 4.6 | LTS_ID | Table F-13 | LTS_ID | Text | EPA-assigned leachate treatment system ID. | 2509 | 3809
LTS_Anc_Eq | F | 4.6 | F4-18 | Table F-13 | cbi_LTS_Anc_Eq | Yes/No | CBI designation checkbox for QF4-18. | 2510 | 3810
LTS_Anc_Eq | F | 4.6 | F4-18 | Table F-13 | LTS_Anc_Equip | Text | List of ancillary equipment of the leachate treatment system. | 2511 | 3811
LTS_Anc_Eq | F | 4.6 | F4-18 | Table F-13 | LTS_Anc_Equip_No | Number (Double) | Number of ancillary equipment pieces in the system. | 2512 | 3812
LTS_Capital | F | 4.5 | Plant_ID | Table F-12 | plant_id | Number (Double) | Plant identification number. | 2513 | 3798
LTS_Capital | F | 4.5 | LTS_ID | Table F-12 | LTS_ID | Text | EPA-assigned leachate treatment system ID. | 2514 | 3799
LTS_Capital | F | 4.5 | F4-17 | Table F-12 | cbi_LTS_Cap | Yes/No | CBI designation checkbox for QF4-17. | 2515 | 3800
LTS_Capital | F | 4.5 | F4-17 | Table F-12 | LTS_Cap_Project | Text | Type of project associated with the capitol cost for the leachate treatment system. | 2516 | 3801
LTS_Capital | F | 4.5 | F4-17 | Table F-12 | LTS_Cap_Cost | Number (Double) | Cost of the project for the leachate treatment system ($). | 2517 | 3802
LTS_Capital | F | 4.5 | F4-17 | Table F-12 | LTS_Cap_Year_Based | Number (Double) | Year the cost of the project for the leachate system is based on. | 2518 | 3803
LTS_Capital_Info | F | 4.5 | Plant_ID |  | plant_id | Number (Double) | Plant identification number. | 2519 | 3804
LTS_Capital_Info | F | 4.5 | Landfill_ID |  | LTS_ID | Text | EPA-assigned leachate treatment system ID. | 2520 | 3805
LTS_Capital_Info | F | 4.5 | F3-21 |  | cbi_LTS_Outside_Firm_Oversee | Yes/No | CBI designation checkbox for QF3-21. | 2521 | 3806
LTS_Capital_Info | F | 4.5 | F3-21 |  | LTS_Outside_Firm_Oversee | Text | Indirect engineering costs were incurred because plant hired outside engineering firm to oversee design and/or installation of the treatment system. | 2522 | 3807
LTS_Diagram | F | 4.1 | Plant_ID |  | plant_id | Number (Double) | Plant identification number. | 2523 | 3638
LTS_Diagram | F | 4.1 | F4-2 |  | cbi_LTS_Diagram | Yes/No | CBI designation checkbox for QF4-2. | 2524 | 3639
LTS_Diagram | F | 4.1 | F4-2 |  | LTS_Diagram | Yes/No | Checkbox to indicate that the plant attached a block diagram of the leachate treatment system operation. | 2525 | 3640
LTS_Flow | F | 4.3 | Plant_ID |  | plant_id | Number (Double) | Plant identification number. | 2526 | 3673
LTS_Flow | F | 4.3 | LTS_ID |  | LTS_ID | Text | EPA-assigned leachate treatment system ID. | 2527 | 3674
LTS_Flow | F | 4.3 | F4-7 |  | cbi_LTS_Flow | Yes/No | CBI designation checkbox for QF4-7. | 2528 | 3675
LTS_Flow | F | 4.3 | F4-7 |  | LTS_Flow_Typ | Number (Double) | Typical flow rate for the leachate treatment system in 2009 (gpm). | 2529 | 3676
LTS_Flow | F | 4.3 | F4-7 |  | LTS_Flow_Max | Number (Double) | The maximum daily flow rate for the leachate treatment system in 2009 (gpm). | 2530 | 3677
LTS_Flow | F | 4.3 | F4-7 |  | LTS_Annual_Avg | Number (Double) | The average annual flow rate for the leachate treatment system in 2009 (gpm). | 2531 | 3678
LTS_Flow | F | 4.3 | F4-7 |  | LTS_Eff_Trnsf_HPD | Number (Double) | The duration of effluent transfers from the treatment system in 2009 (hpd). | 2532 | 3679
LTS_Flow | F | 4.3 | F4-7 |  | LTS_Eff_Trnsf_DPY | Number (Double) | The frequency of effluent transfers from the treatment system in 2009 (hpd). | 2533 | 3680
LTS_Influent_Flows | F | 4.2 | Plant_ID | Table F-6 | plant_id | Number (Double) | Plant identification number. | 2534 | 3641
LTS_Influent_Flows | F | 4.2 | LTS_ID | Table F-6 | LTS_ID | Text | EPA-assigned leachate treatment system ID. | 2535 | 3642
LTS_Influent_Flows | F | 4.2 | F4-3 | Table F-6 | cbi_LTS_Infl | Yes/No | CBI designation checkbox for QF4-3. | 2536 | 3643
LTS_Influent_Flows | F | 4.2 | F4-3 | Table F-6 | LTS_PW | Text | Drop-down selection of process wastewaters generated from the pond/impoundment and/or landfills treated by the leachate treatment system. | 2537 | 3644
LTS_Influent_Flows | F | 4.2 | F4-3 | Table F-6 | LTS_PW_desc | Text | A description of another type of process wastewater not listed in the drop-down menu. | 2538 | 3645
LTS_Influent_Flows | F | 4.2 | F4-3 | Table F-6 | LTS_Ldfl | Text | Pond/impoundment unity or landfill ID associated with the process wastewater selected. | 2539 | 3646
LTS_Influent_Flows | F | 4.2 | F4-3 | Table F-6 | LTS_PW_GPM | Number (Double) | The average annual flow rate of influent to the treatment system associated with the process wastewater selected (gpm). | 2540 | 3647
LTS_Influent_Flows | F | 4.2 | F4-3 | Table F-6 | LTS_PW_HPD | Number (Double) | First average annual flow rate of influent to the treatment system associated with the process wastewater selected (hpd). | 2541 | 3648
LTS_Influent_Flows | F | 4.2 | F4-3 | Table F-6 | LTS_PW_DPY_1 | Number (Double) | First average annual flow rate of influent to the treatment system associated with the process wastewater selected (dpy). | 2542 | 3649
LTS_Influent_Flows | F | 4.2 | F4-3 | Table F-6 | LTS_PW_GPD | Number (Double) | Second average annual flow rate of influent to the treatment system associated with the process wastewater selected (gpd). | 2543 | 3650
LTS_Influent_Flows | F | 4.2 | F4-3 | Table F-6 | LTS_PW_DPY_2 | Number (Double) | Second average annual flow rate of influent to the treatment system associated with the process wastewater selected (dpy). | 2544 | 3651
LTS_Lim_Chgs | F | 4.3 | Plant_ID |  | plant_id | Number (Double) | Plant identification number. | 2545 | 3668
LTS_Lim_Chgs | F | 4.3 | LTS_ID |  | LTS_ID | Text | EPA-assigned leachate treatment system ID. | 2546 | 3669
LTS_Lim_Chgs | F | 4.3 | F4-6 |  | cbi_LTS_Imp_Lim_Chgs | Yes/No | CBI designation checkbox for QF4-6. | 2547 | 3670
LTS_Lim_Chgs | F | 4.3 | F4-6 |  | LTS_Imp_Lim_Chgs | Text | The yes/no answer to whether there were any planned improvements to the leachate treatment system. | 2548 | 3671
LTS_Lim_Chgs | F | 4.3 | F4-6 |  | LTS_Imp_Lim_Chgs_desc | Text | Identification of pollutants and/or limits the improvement to the leachate treatment system will target. | 2549 | 3672
LTS_OM_Cost | F | 4.5 | Plant_ID | Table F-11 | plant_id | Number (Double) | Plant identification number. | 2550 | 3756
LTS_OM_Cost | F | 4.5 | LTS_ID | Table F-11 | LTS_ID | Text | EPA-assigned leachate treatment system ID. | 2551 | 3757
LTS_OM_Cost | F | 4.5 | F4-16 | Table F-11 | cbi_LTS_OandM | Yes/No | CBI designation checkbox for QF4-16. | 2552 | 3758
LTS_OM_Cost | F | 4.5 | F4-16 | Table F-11 | LTS_OM_Opr_Annual | Number (Double) | The annual O&M cost for operating the leachate treatment system in 2009 ($). | 2553 | 3759
LTS_OM_Cost | F | 4.5 | F4-16 | Table F-11 | LTS_OM_Opr_Rate_Hours | Number (Double) | The average rate of labor required to operate the leachate treatment system in 2009 ($/hr). | 2554 | 3760
LTS_OM_Cost | F | 4.5 | F4-16 | Table F-11 | LTS_OM_Opr_Staffing_Workers | Number (Double) | The number of workers required to operate the leachate treatment system in 2009. | 2555 | 3761
LTS_OM_Cost | F | 4.5 | F4-16 | Table F-11 | LTS_OM_Opr_Staffing_hpd | Number (Double) | The amount of time the workers spent operating the leachate treatment system in 2009 (hpd). | 2556 | 3762
LTS_OM_Cost | F | 4.5 | F4-16 | Table F-11 | LTS_OM_Opr_Staffing_dpy | Number (Double) | The amount of time the workers spent operating the leachate treatment system in 2009 (dpy). | 2557 | 3763
LTS_OM_Cost | F | 4.5 | F4-16 | Table F-11 | LTS_OM_MLabor_Annual | Number (Double) | The annual O&M cost for maintaining the leachate treatment system in 2009 ($). | 2558 | 3764
LTS_OM_Cost | F | 4.5 | F4-16 | Table F-11 | LTS_OM_MLabor_Rate_Hours | Number (Double) | The average rate of labor required to maintain the leachate treatment system in 2009 ($/hr). | 2559 | 3765
LTS_OM_Cost | F | 4.5 | F4-16 | Table F-11 | LTS_OM_MLabor_Staffing_Workers | Number (Double) | The number of workers required to maintain the leachate treatment system in 2009. | 2560 | 3766
LTS_OM_Cost | F | 4.5 | F4-16 | Table F-11 | LTS_OM_MLabor_Staffing_hpd | Number (Double) | The amount of time the workers spent maintaining the leachate treatment system in 2009 (hpd). | 2561 | 3767
LTS_OM_Cost | F | 4.5 | F4-16 | Table F-11 | LTS_OM_MLabor_Staffing_dpy | Number (Double) | The amount of time the workers spent maintaining the leachate treatment system in 2009 (dpy). | 2562 | 3768
LTS_OM_Cost | F | 4.5 | F4-16 | Table F-11 | LTS_OM_MMaterials_Annual | Number (Double) | The annual O&M cost for maintenance materials for the leachate treatment system in 2009 ($). | 2563 | 3769
LTS_OM_Cost | F | 4.5 | F4-16 | Table F-11 | LTS_OM_Chemicals_Annual | Number (Double) | The annual O&M cost for chemicals for the leachate treatment system in 2009 ($). | 2564 | 3770
LTS_OM_Cost | F | 4.5 | F4-16 | Table F-11 | LTS_OM_Plants_Annual | Number (Double) | The annual O&M cost for plants/organic matter for the leachate treatment system in 2009 ($). | 2565 | 3771
LTS_OM_Cost | F | 4.5 | F4-16 | Table F-11 | LTS_OM_Energy_Pump_Annual | Number (Double) | The annual O&M cost for energy to power pumping for the leachate treatment system in 2009 ($). | 2566 | 3772
LTS_OM_Cost | F | 4.5 | F4-16 | Table F-11 | LTS_OM_Energy_Pump_kWh | Number (Double) | The rate of energy to power pumping for the leachate treatment system in 2009 ($/kWh). | 2567 | 3773
LTS_OM_Cost | F | 4.5 | F4-16 | Table F-11 | LTS_OM_Energy_Pump_Consump_kWh/h | Number (Double) | The amount of energy consumed in 2009 to power pumping (kWh). | 2568 | 3774
LTS_OM_Cost | F | 4.5 | F4-16 | Table F-11 | LTS_OM_Energy_Other_Annual | Number (Double) | The annual O&M cost for energy for operations other than pumping for the leachate treatment system in 2009 ($). | 2569 | 3775
LTS_OM_Cost | F | 4.5 | F4-16 | Table F-11 | LTS_OM_Energy_Other_kWh | Number (Double) | The rate of energy to power operations other than pumping for the leachate treatment system in 2009 ($/kWh). | 2570 | 3776
LTS_OM_Cost | F | 4.5 | F4-16 | Table F-11 | LTS_OM_Energy_Other_Consump_kWh/h | Number (Double) | The amount of energy consumed in 2009 to power operations other than pumping (kWh). | 2571 | 3777
LTS_OM_Cost | F | 4.5 | F4-16 | Table F-11 | LTS_OM_Steam_Annual | Number (Double) | The cost of steam used for leachate treatment system O&M in 2009 ($). | 2572 | 3778
LTS_OM_Cost | F | 4.5 | F4-16 | Table F-11 | LTS_OM_Steam_pounds | Number (Double) | The rate of the steam used for leachate treatment system O&M ($/pound). | 2573 | 3779
LTS_OM_Cost | F | 4.5 | F4-16 | Table F-11 | LTS_OM_Steam_Consump_pounds/hr | Number (Double) | The steam consumption rate for leachate treatment system O&M in 2009 (pounds/hr). | 2574 | 3780
LTS_OM_Cost | F | 4.5 | F4-16 | Table F-11 | LTS_OM_HazDrdg_Annual | Number (Double) | The annual O&M cost for removing hazardous sludge via dredging ($). | 2575 | 3781
LTS_OM_Cost | F | 4.5 | F4-16 | Table F-11 | LTS_OM_HazDrgd_Rate | Number (Double) | The rate of removing hazardous sludge via dredging ($). | 2576 | 3782
LTS_OM_Cost | F | 4.5 | F4-16 | Table F-11 | LTS_OM_HazDrgd_Rate_Per | Text | Checkbox to indicate if the rate of removing hazardous sludge via dredging is in gallons or tons. | 2577 | 3783
LTS_OM_Cost | F | 4.5 | F4-16 | Table F-11 | LTS_OM_HazLandfill_Annual | Number (Double) | The annual O&M cost for removing hazardous sludge via landfilling ($) | 2578 | 3784
LTS_OM_Cost | F | 4.5 | F4-16 | Table F-11 | LTS_OM_HazLandfill_Rate | Number (Double) | The rate of removing hazardous sludge via landfilling ($). | 2579 | 3785
LTS_OM_Cost | F | 4.5 | F4-16 | Table F-11 | LTS_OM_HazLandfill_Rate_Per | Text | Checkbox to indicate if the rate of removing hazardous sludge via landfilling is in gallons or tons. | 2580 | 3786
LTS_OM_Cost | F | 4.5 | F4-16 | Table F-11 | LTS_OM_NonHazDrgd_Annual | Number (Double) | The annual O&M cost for removing nonhazardous sludge via dredging ($) | 2581 | 3787
LTS_OM_Cost | F | 4.5 | F4-16 | Table F-11 | LTS_OM_NonHazDrgd_Rate | Number (Double) | The rate of removing nonhazardous sludge via dredging ($). | 2582 | 3788
LTS_OM_Cost | F | 4.5 | F4-16 | Table F-11 | LTS_OM_NonHazDrgd_Rate_Per | Text | Checkbox to indicate if the rate of removing nonhazardous sludge via dredging is in gallons or tons. | 2583 | 3789
LTS_OM_Cost | F | 4.5 | F4-16 | Table F-11 | LTS_OM_NonHazLandfill_Annual | Number (Double) | The annual O&M cost for removing nonhazardous sludge via landfilling ($). | 2584 | 3790
LTS_OM_Cost | F | 4.5 | F4-16 | Table F-11 | LTS_OM_NonHazLandfill_Rate | Number (Double) | The rate of removing nonhazardous sludge via landfilling ($). | 2585 | 3791
LTS_OM_Cost | F | 4.5 | F4-16 | Table F-11 | LTS_OM_NonHazLandfill_Rate_Per | Text | Checkbox to indicate if the rate of removing nonhazardous sludge via landfilling is in gallons or tons. | 2586 | 3792
LTS_OM_Cost | F | 4.5 | F4-16 | Table F-11 | LTS_OM_Other1 | Text | The specification of another type of O&M activity in 2009. | 2587 | 3793
LTS_OM_Cost | F | 4.5 | F4-16 | Table F-11 | LTS_OM_Other1_Annual | Number (Double) | The annual O&M cost for the other type of O&M activity in 2009 ($) | 2588 | 3794
LTS_OM_Cost | F | 4.5 | F4-16 | Table F-11 | LTS_OM_Other2 | Text | The specification of another type of O&M activity in 2009. | 2589 | 3795
LTS_OM_Cost | F | 4.5 | F4-16 | Table F-11 | LTS_OM_Other2_Annual | Number (Double) | The annual O&M cost for the other type of O&M activity in 2009 ($). | 2590 | 3796
LTS_OM_Cost | F | 4.5 | F4-16 | Table F-11 | LTS_OM_Total_Annual | Number (Double) | The total O&M cost for 2009. | 2591 | 3797
LTS_Opr | F | 4.1 | Plant_ID | Table F-5 | plant_id | Number (Double) | Plant identification number. | 2592 | 3618
LTS_Opr | F | 4.1 | F4-1 | Table F-5 | cbi_LTS | Yes/No | CBI designation checkbox for QF4-1. | 2593 | 3619
LTS_Opr | F | 4.1 | F4-1 | Table F-5 | LTS_ID | Text | EPA-assigned leachate treatment system ID. | 2594 | 3620
LTS_Opr | F | 4.1 | F4-1 | Table F-5 | LTS_Plant_Des | Text | Plant designation of the operating leachate treatment system. | 2595 | 3621
LTS_Opr | F | 4.1 | F4-1 | Table F-5 | LTS_Ftprt | Number (Double) | Operating leachate treatment system footprint (ft2). | 2596 | 3622
LTS_Opr | F | 4.1 | F4-1 | Table F-5 | LTS_Init_Year | Number (Double) | Year the operating leachate treatment system was initially brought online. | 2597 | 3623
LTS_Opr | F | 4.1 | F4-1 | Table F-5 | LTS_NoOfLCS | Number (Double) | Number of operating leachate collection systems contributing to the leachate treatment system. | 2598 | 3624
LTS_Opr | F | 4.1 | F4-1 | Table F-5 | LTS_DistFromLCS | Number (Double) | Distance from the operating leachate collection system (ft). | 2599 | 3625
LTS_Opr | F | 4.1 | F4-1 | Table F-5 | LTS_DistToOutfall | Number (Double) | Approximate distance to final outfall from the operating leachate treatment system (ft). | 2600 | 3626
LTS_Opr | F | 4.1 | F4-1 | Table F-5 | Outfall_number | Text | Outfall number associated with the operating leachate treatment system. | 2601 | 3627
LTS_Pln | F | 4.1 | Plant_ID | Table F-5 | plant_id | Number (Double) | Plant identification number. | 2602 | 3628
LTS_Pln | F | 4.1 | F4-1 | Table F-5 | cbi_Pln_LTS | Yes/No | CBI designation checkbox for QF4-1. | 2603 | 3629
LTS_Pln | F | 4.1 | F4-1 | Table F-5 | LTS_ID | Text | EPA-assigned leachate treatment system ID. | 2604 | 3630
LTS_Pln | F | 4.1 | F4-1 | Table F-5 | Pln_LTS_Plant_Des | Text | Plant designation of the planned leachate treatment system. | 2605 | 3631
LTS_Pln | F | 4.1 | F4-1 | Table F-5 | Pln_LTS_Ftprt | Number (Double) | Planned leachate treatment system footprint (ft2). | 2606 | 3632
LTS_Pln | F | 4.1 | F4-1 | Table F-5 | Pln_LTS_Init_Year | Number (Double) | Year the planned leachate treatment system was initially brought online. | 2607 | 3633
LTS_Pln | F | 4.1 | F4-1 | Table F-5 | Pln_LTS_NoOfLCS | Number (Double) | Number of planned leachate collection systems contributing to the leachate treatment system. | 2608 | 3634
LTS_Pln | F | 4.1 | F4-1 | Table F-5 | Pln_LTS_DistFromLCS | Number (Double) | Distance from the planned leachate collection system (ft). | 2609 | 3635
LTS_Pln | F | 4.1 | F4-1 | Table F-5 | Pln_LTS_DistToOutfall | Number (Double) | Approximate distance to final outfall from the planned leachate treatment system (ft). | 2610 | 3636
LTS_Pln | F | 4.1 | F4-1 | Table F-5 | Outfall_number | Text | Outfall number associated with the planned leachate treatment system. | 2611 | 3637
LTS_Treat_Units | F | 4.3 | Plant_ID | Table F-7 | plant_id | Number (Double) | Plant identification number. | 2612 | 3652
LTS_Treat_Units | F | 4.3 | LTS_ID | Table F-7 | LTS_ID | Text | EPA-assigned leachate treatment system ID. | 2613 | 3653
LTS_Treat_Units | F | 4.3 | F4-4 | Table F-7 | cbi_LTS_LTUs | Yes/No | CBI designation checkbox for QF4-4. | 2614 | 3654
LTS_Treat_Units | F | 4.3 | F4-4 | Table F-7 | LTU_ID | Text | Drop-down selection of assigned leachate treatment unit ID based on units that are operating, under construction/installation, or planned to be constructed/installed. | 2615 | 3655
LTS_Treat_Units | F | 4.3 | F4-4 | Table F-7 | LTU_ID_other | Text | User-defined designation of a leachate treatment unit ID. | 2616 | 3656
LTS_Treat_Units | F | 4.3 | F4-4 | Table F-7 | Pond_ID | Text | EPA-assigned pond/impoundment unit ID if it is included as part of the leachate treatment system. | 2617 | 3657
LTS_Treat_Units | F | 4.3 | F4-4 | Table F-7 | LTS_LTU_Plant_Des | Text | The plant’s name for each leachate treatment unit. | 2618 | 3658
LTS_Treat_Units_Improv | F | 4.3 | Plant_ID | Table F-8 | plant_id | Number (Double) | Plant identification number. | 2619 | 3659
LTS_Treat_Units_Improv | F | 4.3 | LTS_ID | Table F-8 | LTS_ID | Text | EPA-assigned leachate treatment system ID. | 2620 | 3660
LTS_Treat_Units_Improv | F | 4.3 | F4-5 | Table F-8 | cbi_LTS_LTU_Improv | Yes/No | CBI designation checkbox for QF4-5 | 2621 | 3661
LTS_Treat_Units_Improv | F | 4.3 | F4-5 | Table F-8 | LTU_ID | Text | Drop-down selection of assigned leachate treatment unit ID. | 2622 | 3662
LTS_Treat_Units_Improv | F | 4.3 | F4-5 | Table F-8 | LTU_ID_other | Text | User-defined designation of a leachate treatment unit ID. | 2623 | 3663
LTS_Treat_Units_Improv | F | 4.3 | F4-5 | Table F-8 | Pond_ID | Text | EPA-assigned pond/impoundment unit ID if it is included as part of the leachate treatment system. | 2624 | 3664
LTS_Treat_Units_Improv | F | 4.3 | F4-5 | Table F-8 | LTS_LTU_Improv_desc | Text | Description of planned improvement to the leachate treatment system. | 2625 | 3665
LTS_Treat_Units_Improv | F | 4.3 | F4-5 | Table F-8 | LTS_LTU_Improv_Date | Date/Time | Expected date of planned improvement to the leachate treatment system (mm/dd/yyyy). | 2626 | 3666
LTS_Treat_Units_Improv | F | 4.3 | F4-5 | Table F-8 | LTS_LTU_Improv_CapCost | Number (Double) | Total capital cost of planned improvements to the leachate treatment system ($). | 2627 | 3667
LTU_Add_Chem | F | 4.4 | Plant_ID | Table F-9 | plant_id | Number (Double) | Plant identification number. | 2628 | 3735
LTU_Add_Chem | F | 4.4 | LTS_ID | Table F-9 | LTS_ID | Text | EPA-assigned leachate treatment system ID. | 2629 | 3736
LTU_Add_Chem | F | 4.4 | LTU_ID | Table F-9 | cbi_LTU_Chem | Yes/No | CBI designation checkbox for QF4-14. | 2630 | 3738
LTU_Add_Chem | F | 4.4 | F4-14 | Table F-9 | LTU_ID | Text | Assigned leachate treatment unit ID. | 2631 | 3737
LTU_Add_Chem | F | 4.4 | F4-14 | Table F-9 | LTU_Chem_Type | Text | Type of chemical used in leachate treatment unit operations. | 2632 | 3739
LTU_Add_Chem | F | 4.4 | F4-14 | Table F-9 | LTU_Chem_Trade_Nm | Text | Trade name of chemical used in leachate treatment unit operations. | 2633 | 3740
LTU_Add_Chem | F | 4.4 | F4-14 | Table F-9 | LTU_Chem_Mftr | Text | Manufacturer of chemical used in leachate treatment unit operations. | 2634 | 3741
LTU_Add_Chem | F | 4.4 | F4-14 | Table F-9 | LTU_Chem_Purp | Text | Purpose of chemical used in leachate treatment unit operations. | 2635 | 3742
LTU_Add_Chem | F | 4.4 | F4-14 | Table F-9 | LTU_Chem_Loc | Text | Location of chemical addition in leachate treatment unit operations. | 2636 | 3743
LTU_Add_Chem | F | 4.4 | F4-14 | Table F-9 | LTU_Chem_Conc | Number (Double) | Average dose concentration of chemical used in leachate treatment unit operations (g/L). | 2637 | 3744
LTU_Add_Chem | F | 4.4 | F4-14 | Table F-9 | LTU_Chem_Rate | Number (Double) | Average addition rate of chemical used in leachate treatment unit operations. | 2638 | 3745
LTU_Add_Chem | F | 4.4 | F4-14 | Table F-9 | LTU_Chem_Rate_Unit | Text | Checkbox to indicate if the units for the average addition rate of chemical used in leachate treatment unit operations are gpd or lb/day. | 2639 | 3746
LTU_Add_Chem | F | 4.4 | F4-14 | Table F-9 | LTU_Chem_Rate_Phase | Text | Checkbox to indicate if the phase of the chemical addition is solid or liquid. | 2640 | 3747
LTU_Add_Chem | F | 4.4 | F4-14 | Table F-9 | LTU_Chem_Freq | Number (Double) | Frequency of the chemical addition (dpy). | 2641 | 3748
LTU_Design | F | 4.4 | Plant_ID |  | plant_id | Number (Double) | Plant identification number. | 2642 | 3681
LTU_Design | F | 4.4 | LTS_ID |  | LTS_ID | Text | EPA-assigned leachate treatment system ID. | 2643 | 3682
LTU_Design | F | 4.4 | LTU_ID |  | LTU_ID | Text | Assigned leachate treatment unit ID. | 2644 | 3683
LTU_Design | F | 4.4 | F4-8 |  | cbi_LTU_Vol | Yes/No | CBI designation checkbox for QF4-8. | 2645 | 3684
LTU_Design | F | 4.4 | F4-8 |  | LTU_Vol_Ft3 | Number (Double) | Volume of the leachate treatment unit (ft3). | 2646 | 3685
LTU_Design | F | 4.4 | F4-8 |  | LTU_Vol_Depth_Ft | Number (Double) | Water depth of the leachate treatment unit should it be a wetland cell (ft). | 2647 | 3686
LTU_Design | F | 4.4 | F4-9 |  | cbi_LTU_SA | Yes/No | CBI designation checkbox for QF4-9. | 2648 | 3687
LTU_Design | F | 4.4 | F4-9 |  | LTU_SA | Number (Double) | Footprint/surface area of the leachate treatment system unit (ft2). | 2649 | 3688
LTU_Design | F | 4.4 | F4-10 |  | cbi_LTU_ResTime | Yes/No | CBI designation checkbox for QF4-10. | 2650 | 3689
LTU_Design | F | 4.4 | F4-10 |  | LTU_ResTime | Number (Double) | Residence time of leachate within the leachate treatment unity (hours). | 2651 | 3690
LTU_Design | F | 4.4 | F4-11 |  | cbi_LTU_Mtrl | Yes/No | CBI designation checkbox for QF4-11. | 2652 | 3691
LTU_Design | F | 4.4 | F4-11 |  | LTU_SS | Text | Checkbox to indicate that the leachate treatment unit was constructed using stainless steel. | 2653 | 3692
LTU_Design | F | 4.4 | F4-11 |  | LTU_SS_316L | Text | Checkbox to indicate that the leachate treatment unit was constructed using 316L stainless steel. | 2654 | 3693
LTU_Design | F | 4.4 | F4-11 |  | LTU_SS_317LM | Text | Checkbox to indicate that the leachate treatment unit was constructed using 317M stainless steel. | 2655 | 3694
LTU_Design | F | 4.4 | F4-11 |  | LTU_SS_317LMN | Text | Checkbox to indicate that the leachate treatment unit was constructed using 317LM stainless steel. | 2656 | 3695
LTU_Design | F | 4.4 | F4-11 |  | LTU_SS_2205 | Text | Checkbox to indicate that the leachate treatment unit was constructed using 2205 stainless steel. | 2657 | 3696
LTU_Design | F | 4.4 | F4-11 |  | LTU_SS_255 | Text | Checkbox to indicate that the leachate treatment unit was constructed using 255 stainless steel. | 2658 | 3697
LTU_Design | F | 4.4 | F4-11 |  | LTU_SS_625 | Text | Checkbox to indicate that the leachate treatment unit was constructed using 625 stainless steel. | 2659 | 3698
LTU_Design | F | 4.4 | F4-11 |  | LTU_SS_Other | Text | Checkbox to indicate that the leachate treatment unit was constructed using another type of stainless steel alloy. | 2660 | 3699
LTU_Design | F | 4.4 | F4-11 |  | LTU_SS_Other_desc | Text | The specification of another type of stainless steel alloy used in construction. | 2661 | 3700
LTU_Design | F | 4.4 | F4-11 |  | LTU_CS | Text | Checkbox to indicate that the leachate treatment unit was constructed using carbon steel. | 2662 | 3701
LTU_Design | F | 4.4 | F4-11 |  | LTU_CS_Lined | Text | Checkbox to indicate that the leachate treatment unit was constructed using lined carbon steel. | 2663 | 3702
LTU_Design | F | 4.4 | F4-11 |  | LTU_CS_Lined_desc | Text | The specification of the type of carbon steel liner. | 2664 | 3703
LTU_Design | F | 4.4 | F4-11 |  | LTU_Fiberglass | Text | Checkbox to indicate that the leachate treatment unit was constructed using fiberglass. | 2665 | 3704
LTU_Design | F | 4.4 | F4-11 |  | LTU_Titanium | Text | Checkbox to indicate that the leachate treatment unit was constructed using titanium. | 2666 | 3705
LTU_Design | F | 4.4 | F4-11 |  | LTU_Mtrl_Other | Text | Checkbox to indicate that the leachate treatment unit was constructed using another type of material. | 2667 | 3706
LTU_Design | F | 4.4 | F4-11 |  | LTU_Mtrl_Other_desc | Text | A description of the other type of material used to construct the leachate treatment unit. | 2668 | 3707
LTU_Design | F | 4.4 | F4-14 |  | cbi_LTU_Chem | Yes/No | CBI designation checkbox for QF4-14. | 2669 | 3708
LTU_Design | F | 4.4 | F4-14 |  | LTU_Chem | Text | The yes/no answer to whether the plant adds chemicals to the leachate treatment unit in 2009. | 2670 | 3709
LTU_Design | F | 4.4 | F4-15 |  | cbi_LTU_Plant | Yes/No | CBI designation checkbox for QF4-15. | 2671 | 3710
LTU_Design | F | 4.4 | F4-15 |  | LTU_Plant | Text | The yes/no answer to whether the leachate treatment unit contains any plant species. | 2672 | 3711
LTU_Plant_Species | F | 4.4 | Plant_ID | Table F-10 | plant_id | Number (Double) | Plant identification number. | 2673 | 3749
LTU_Plant_Species | F | 4.4 | LTS_ID | Table F-10 | LTS_ID | Text | EPA-assigned leachate treatment system ID. | 2674 | 3750
LTU_Plant_Species | F | 4.4 | LTU_ID | Table F-10 | cbi_LTU_Plant | Yes/No | CBI designation checkbox for QF4-15. | 2675 | 3752
LTU_Plant_Species | F | 4.4 | F4-15 | Table F-10 | LTU_ID | Text | Assigned leachate treatment unit ID. | 2676 | 3751
LTU_Plant_Species | F | 4.4 | F4-15 | Table F-10 | LTU_Plant_Type | Text | The plant species name used in the leachate treatment unit operations. | 2677 | 3753
LTU_Plant_Species | F | 4.4 | F4-15 | Table F-10 | LTU_Plant_Nm | Text | The name of the plant used in the leachate treatment unit operations. | 2678 | 3754
LTU_Plant_Species | F | 4.4 | F4-15 | Table F-10 | LTU_Plant_Purp | Text | The purpose of the plant in the operation of the leachate treatment unit. | 2679 | 3755
LTU_Trgtd_Pollutants | F | 4.4 | Plant_ID |  | plant_id | Number (Double) | Plant identification number. | 2680 | 3712
LTU_Trgtd_Pollutants | F | 4.4 | LTS_ID |  | LTS_ID | Text | EPA-assigned leachate treatment system ID. | 2681 | 3713
LTU_Trgtd_Pollutants | F | 4.4 | LTU_ID |  | LTU_ID | Text | Assigned leachate treatment unit ID. | 2682 | 3714
LTU_Trgtd_Pollutants | F | 4.4 | F4-12 |  | cbi_LTU_Trgtd | Yes/No | CBI designation checkbox for QF4-12. | 2683 | 3715
LTU_Trgtd_Pollutants | F | 4.4 | F4-12 |  | LTU_Trgtd_Metals | Text | Checkbox to indicate that metals are targeted for removal by the leachate treatment system. | 2684 | 3716
LTU_Trgtd_Pollutants | F | 4.4 | F4-12 |  | LTU_Trgtd_Metals_Specify | Text | Specification of the type of metals targeted for removal by the leachate treatment system. | 2685 | 3717
LTU_Trgtd_Pollutants | F | 4.4 | F4-12 |  | LTU_Trgtd_Hg | Text | Checkbox to indicate that mercury is targeted for removal by the leachate treatment system. | 2686 | 3718
LTU_Trgtd_Pollutants | F | 4.4 | F4-12 |  | LTU_Trgtd_Chlor | Text | Checkbox to indicate that chlorides are targeted for removal by the leachate treatment system. | 2687 | 3719
LTU_Trgtd_Pollutants | F | 4.4 | F4-12 |  | LTU_Trgtd_SO4 | Text | Checkbox to indicate that sulfates are targeted for removal by the leachate treatment system. | 2688 | 3720
LTU_Trgtd_Pollutants | F | 4.4 | F4-12 |  | LTU_Trgtd_TDS | Text | Checkbox to indicate that TDS is targeted for removal by the leachate treatment system. | 2689 | 3721
LTU_Trgtd_Pollutants | F | 4.4 | F4-12 |  | LTU_Trgtd_TSS | Text | Checkbox to indicate that TSS is targeted for removal by the leachate treatment system. | 2690 | 3722
LTU_Trgtd_Pollutants | F | 4.4 | F4-12 |  | LTU_Trgtd_Other | Text | Checkbox to indicate that another pollutant is targeted for removal by the leachate treatment system. | 2691 | 3723
LTU_Trgtd_Pollutants | F | 4.4 | F4-12 |  | LTU_Trgtd_Other_Specify | Text | Specification of the other type of pollutant targeted for removal by the leachate treatment system. | 2692 | 3724
LTU_Trgtd_Pollutants | F | 4.4 | F4-13 |  | cbi_LTU_Poll_Lim_Driver | Yes/No | CBI designation checkbox for QF4-13. | 2693 | 3725
LTU_Trgtd_Pollutants | F | 4.4 | F4-13 |  | LTU_Poll_1 | Text | Name of the pollutant that drives/will drive the operation of the leachate treatment unit. | 2694 | 3726
LTU_Trgtd_Pollutants | F | 4.4 | F4-13 |  | LTU_Lim_1 | Number (Double) | First limitation of the pollutant that drives/will drive the operation of the leachate treatment unit. | 2695 | 3727
LTU_Trgtd_Pollutants | F | 4.4 | F4-13 |  | LTU_Lim_Unit_1 | Text | First drop-down selection of units for the pollutant limitation (ug/L or mg/L). | 2696 | 3728
LTU_Trgtd_Pollutants | F | 4.4 | F4-13 |  | LTU_Poll_2 | Text | Name of the pollutant that drives/will drive the operation of the leachate treatment unit. | 2697 | 3729
LTU_Trgtd_Pollutants | F | 4.4 | F4-13 |  | LTU_Lim_2 | Number (Double) | Second limitation of the pollutant that drives/will drive the operation of the leachate treatment unit. | 2698 | 3730
LTU_Trgtd_Pollutants | F | 4.4 | F4-13 |  | LTU_Lim_Unit_2 | Text | Second drop-down selection of units for the pollutant limitation (ug/L or mg/L). | 2699 | 3731
LTU_Trgtd_Pollutants | F | 4.4 | F4-13 |  | LTU_Poll_3 | Text | Name of the pollutant that drives/will drive the operation of the leachate treatment unit. | 2700 | 3732
LTU_Trgtd_Pollutants | F | 4.4 | F4-13 |  | LTU_Lim_3 | Number (Double) | Third limitation of the pollutant that drives/will drive the operation of the leachate treatment unit. | 2701 | 3733
LTU_Trgtd_Pollutants | F | 4.4 | F4-13 |  | LTU_Lim_Unit_3 | Text | Third drop-down selection of units for the pollutant limitation (ug/L or mg/L). | 2702 | 3734
MCW_Chem | E | 2 | Plant_ID | Table E-1 | plant_id | Number (Double) | Plant identification number | 2703 | 2991
MCW_Chem | E | 2 | seunit_ID | Table E-1 | seunit_id | Text | Steam electric unit identification number (Assigned in Part A) | 2704 | 2992
MCW_Chem | E | 2 | E2-1 | Table E-1 | cbi_MCW_Chem_Tbl | Yes/No | CBI designation checkbox for MCW with Chem Table (QE2-1) | 2705 | 2993
MCW_Chem | E | 2 | E2-1 | Table E-1 | Operation_ID | Text | Operation IDs for MCW (with chemicals) operations assigned in Table E-1 | 2706 | 2994
MCW_Chem | E | 2 | E2-1 | Table E-1 | Operation | Text | Description of Operation IDs for MCW (with chemicals) operations assigned in Table E-1 | 2707 | 2995
MCW_Chem | E | 2 | E2-1 | Table E-1 | Oprtn_ocurr_wChem | Text | Designates whether the metal cleaning operation (with chemicals) occurs at the Plant | 2708 | 2996
MCW_Chem | E | 2 | E2-1 | Table E-1 | MCW_Chem_1 | Text | Type of chemical used in MCW (with chemicals) operation (Choice 1) | 2709 | 2997
MCW_Chem | E | 2 | E2-1 | Table E-1 | MCW_Chem_1_other | Text | Description of the type of chemical used in MCW (with chemicals) operation if other was selected in MCW_Chem_1 (Choice 1) | 2710 | 2998
MCW_Chem | E | 2 | E2-1 | Table E-1 | MCW_Chem_2 | Text | Type of chemical used in MCW (with chemicals) operation (Choice 2) | 2711 | 2999
MCW_Chem | E | 2 | E2-1 | Table E-1 | MCW_Chem_2_other | Text | Description of the type of chemical used in MCW (with chemicals) operation if other was selected in MCW_Chem_2 (Choice 2) | 2712 | 3000
MCW_Chem | E | 2 | E2-1 | Table E-1 | MCW_Chem_3 | Text | Type of chemical used in MCW (with chemicals) operation (Choice 3) | 2713 | 3001
MCW_Chem | E | 2 | E2-1 | Table E-1 | MCW_Chem_3_other | Text | Description of the type of chemical used in MCW (with chemicals) operation if other was selected in MCW_Chem_3 (Choice 3) | 2714 | 3002
MCW_Chem | E | 2 | E2-1 | Table E-1 | MCW_Chem_4 | Text | Type of chemical used in MCW (with chemicals) operation (Choice 4) | 2715 | 3003
MCW_Chem | E | 2 | E2-1 | Table E-1 | MCW_Chem_4_other | Text | Description of the type of chemical used in MCW (with chemicals) operation if other was selected in MCW_Chem_4 (Choice 4) | 2716 | 3004
MCW_Chem | E | 2 | E2-1 | Table E-1 | MCW_Chem_5 | Text | Type of chemical used in MCW (with chemicals) operation (Choice 5) | 2717 | 3005
MCW_Chem | E | 2 | E2-1 | Table E-1 | MCW_Chem_5_other | Text | Description of the type of chemical used in MCW (with chemicals) operation if other was selected in MCW_Chem_5 (Choice 5) | 2718 | 3006
MCW_Chem | E | 2 | E2-1 | Table E-1 | MCW_Chem_6 | Text | Type of chemical used in MCW (with chemicals) operation (Choice 6) | 2719 | 3007
MCW_Chem | E | 2 | E2-1 | Table E-1 | MCW_Chem_6_other | Text | Description of the type of chemical used in MCW (with chemicals) operation if other was selected in MCW_Chem_6 (Choice 6) | 2720 | 3008
MCW_Chem | E | 2 | E2-1 | Table E-1 | MCW_Chem_Dose_1 | Number (Double) | Typical dose concentration for each chemical added during MCW (with chemicals) operation (Choice 1) | 2721 | 3009
MCW_Chem | E | 2 | E2-1 | Table E-1 | MCW_Chem_Dose_2 | Number (Double) | Typical dose concentration for each chemical added during MCW (with chemicals) operation (Choice 2) | 2722 | 3010
MCW_Chem | E | 2 | E2-1 | Table E-1 | MCW_Chem_Dose_3 | Number (Double) | Typical dose concentration for each chemical added during MCW (with chemicals) operation (Choice 3) | 2723 | 3011
MCW_Chem | E | 2 | E2-1 | Table E-1 | MCW_Chem_Dose_4 | Number (Double) | Typical dose concentration for each chemical added during MCW (with chemicals) operation (Choice 4) | 2724 | 3012
MCW_Chem | E | 2 | E2-1 | Table E-1 | MCW_Chem_Dose_5 | Number (Double) | Typical dose concentration for each chemical added during MCW (with chemicals) operation (Choice 5) | 2725 | 3013
MCW_Chem | E | 2 | E2-1 | Table E-1 | MCW_Chem_Dose_6 | Number (Double) | Typical dose concentration for each chemical added during MCW (with chemicals) operation (Choice 6) | 2726 | 3014
MCW_Chem | E | 2 | E2-1 | Table E-1 | MCW_Chem_Addn_1 | Number (Double) | Typical amount of each chemical added during MCW (with chemicals) operation (Choice 1) | 2727 | 3015
MCW_Chem | E | 2 | E2-1 | Table E-1 | MCW_Chem_Addn_2 | Number (Double) | Typical amount of each chemical added during MCW (with chemicals) operation (Choice 2) | 2728 | 3016
MCW_Chem | E | 2 | E2-1 | Table E-1 | MCW_Chem_Addn_3 | Number (Double) | Typical amount of each chemical added during MCW (with chemicals) operation (Choice 3) | 2729 | 3017
MCW_Chem | E | 2 | E2-1 | Table E-1 | MCW_Chem_Addn_4 | Number (Double) | Typical amount of each chemical added during MCW (with chemicals) operation (Choice 4) | 2730 | 3018
MCW_Chem | E | 2 | E2-1 | Table E-1 | MCW_Chem_Addn_5 | Number (Double) | Typical amount of each chemical added during MCW (with chemicals) operation (Choice 5) | 2731 | 3019
MCW_Chem | E | 2 | E2-1 | Table E-1 | MCW_Chem_Addn_6 | Number (Double) | Typical amount of each chemical added during MCW (with chemicals) operation (Choice 6) | 2732 | 3020
MCW_Chem | E | 2 | E2-1 | Table E-1 | H2O_wChem_1 | Text | Type of water used for MCW (with chemicals) operation (Choice 1) | 2733 | 3021
MCW_Chem | E | 2 | E2-1 | Table E-1 | H2O_wChem_1_other | Text | Description of type of water used for MCW (with chemicals) operation if other was selected in H2O_wChem_1 (Choice 1) | 2734 | 3022
MCW_Chem | E | 2 | E2-1 | Table E-1 | H2O_wChem_2 | Text | Type of water used for MCW (with chemicals) operation (Choice 2) | 2735 | 3023
MCW_Chem | E | 2 | E2-1 | Table E-1 | H2O_wChem_2_other | Text | Description of type of water used for MCW (with chemicals) operation if other was selected in H2O_wChem_2 (Choice 2) | 2736 | 3024
MCW_Chem | E | 2 | E2-1 | Table E-1 | H2O_wChem_3 | Text | Type of water used for MCW (with chemicals) operation (Choice 3) | 2737 | 3025
MCW_Chem | E | 2 | E2-1 | Table E-1 | H2O_wChem_3_other | Text | Description of type of water used for MCW (with chemicals) operation if other was selected in H2O_wChem_3 (Choice 3) | 2738 | 3026
MCW_Chem | E | 2 | E2-1 | Table E-1 | H2O_wChem_Vol_1 | Number (Double) | Typical volume of water used during MCW (with chemicals) operation (Choice 1) | 2739 | 3027
MCW_Chem | E | 2 | E2-1 | Table E-1 | H2O_wChem_Vol_2 | Number (Double) | Typical volume of water used during MCW (with chemicals) operation (Choice 2) | 2740 | 3028
MCW_Chem | E | 2 | E2-1 | Table E-1 | H2O_wChem_Vol_3 | Number (Double) | Typical volume of water used during MCW (with chemicals) operation (Choice 3) | 2741 | 3029
MCW_Chem | E | 2 | E2-1 | Table E-1 | H2O_wChem_Freq_Every | Number (Double) | Typical frequency of MCW operations (with chemicals) - Every | 2742 | 3030
MCW_Chem | E | 2 | E2-1 | Table E-1 | H2O_wChem_Freq_Yrs | Number (Double) | Typical frequency of MCW operations (with chemicals) - per Year | 2743 | 3031
MCW_Kickout | E | 1 | Plant_ID |  | plant_id | Number (Double) | Plant identification number | 2744 | 2988
MCW_Kickout | E | 1 | E1-1 |  | cbi_generate_mcw | Yes/No | CBI designation checkbox for MCW kickout (QE1-1) | 2745 | 2989
MCW_Kickout | E | 1 | E1-1 |  | generate_mcw | Text | Does facility does generate any MCW answer | 2746 | 2990
MCW_No_Chem | E | 2 | Plant_ID | Table E-2 | plant_id | Number (Double) | Plant identification number | 2747 | 3032
MCW_No_Chem | E | 2 | seunit_ID | Table E-2 | seunit_ID | Text | Steam electric unit identification number (Assigned in Part A) | 2748 | 3033
MCW_No_Chem | E | 2 | E2-2 | Table E-2 | cbi_MCW_NoChem_Tbl | Yes/No | CBI designation checkbox for MCW without Chem Table (QE2-2) | 2749 | 3034
MCW_No_Chem | E | 2 | E2-2 | Table E-2 | Operation_ID | Text | Operation IDs for MCW (wo chemicals) operations assigned in Table E-2 | 2750 | 3035
MCW_No_Chem | E | 2 | E2-2 | Table E-2 | Operation | Text | Description of Operation IDs for MCW (wo chemicals) operations assigned in Table E-2 | 2751 | 3036
MCW_No_Chem | E | 2 | E2-2 | Table E-2 | Oprtn_ocurr_woChem | Text | Designates whether the metal cleaning operation (wo chemicals) occurs at the Plant | 2752 | 3037
MCW_No_Chem | E | 2 | E2-2 | Table E-2 | H2O__NoChem_1 | Text | Type of water used for MCW (wo chemicals) operation (Choice 1) | 2753 | 3038
MCW_No_Chem | E | 2 | E2-2 | Table E-2 | H2O__NoChem_1_other | Text | Description of type of water used for MCW (wo chemicals) operation if other was selected in H2O_NoChem_1 (Choice 1) | 2754 | 3039
MCW_No_Chem | E | 2 | E2-2 | Table E-2 | H2O__NoChem_2 | Text | Type of water used for MCW (wo chemicals) operation (Choice 2) | 2755 | 3040
MCW_No_Chem | E | 2 | E2-2 | Table E-2 | H2O__NoChem_2_other | Text | Description of type of water used for MCW (wo chemicals) operation if other was selected in H2O_NoChem_2 (Choice 2) | 2756 | 3041
MCW_No_Chem | E | 2 | E2-2 | Table E-2 | H2O__NoChem_3 | Text | Type of water used for MCW (wo chemicals) operation (Choice 3) | 2757 | 3042
MCW_No_Chem | E | 2 | E2-2 | Table E-2 | H2O__NoChem_3_other | Text | Description of type of water used for MCW (wo chemicals) operation if other was selected in H2O_NoChem_3 (Choice 3) | 2758 | 3043
MCW_No_Chem | E | 2 | E2-2 | Table E-2 | H2O__NoChem_Vol_1 | Number (Double) | Typical volume of water used during MCW (wo chemicals) operation (Choice 1) | 2759 | 3044
MCW_No_Chem | E | 2 | E2-2 | Table E-2 | H2O__NoChem_Vol_2 | Number (Double) | Typical volume of water used during MCW (wo chemicals) operation (Choice 2) | 2760 | 3045
MCW_No_Chem | E | 2 | E2-2 | Table E-2 | H2O__NoChem_Vol_3 | Number (Double) | Typical volume of water used during MCW (wo chemicals) operation (Choice 3) | 2761 | 3046
MCW_No_Chem | E | 2 | E2-2 | Table E-2 | H2O__NoChem_Freq_Every | Number (Double) | Typical frequency of MCW operations (wo chemicals) - Every | 2762 | 3047
MCW_No_Chem | E | 2 | E2-2 | Table E-2 | H2O__NoChem_Freq_Yrs | Number (Double) | Typical frequency of MCW operations (wo chemicals) - per Year | 2763 | 3048
MCW_Slds_Res_Gen | E | 3 | Plant_ID |  | plant_id | Number (Double) | Plant identification number | 2764 | 3079
MCW_Slds_Res_Gen | E | 3 | seunit_ID |  | seunit_ID | Text | Steam electric unit identification number (Assigned in Part A) | 2765 | 3080
MCW_Slds_Res_Gen | E | 3 | Operation_ID |  | Operation_ID | Text | Operation IDs for MCW operations assigned in Tables E-1 and E-2 | 2766 | 3081
MCW_Slds_Res_Gen | E | 3 | E3-4 |  | cbi_MCW_Residues | Yes/No | CBI designation checkbox MCW residues | 2767 | 3082
MCW_Slds_Res_Gen | E | 3 | E3-4 |  | MCW_Gen_Residues | Text | Indicates if any residues are created from the cleaning operation | 2768 | 3083
MCW_Slds_Res_Gen | E | 3 | E3-5 |  | cbi_MCW_HazResidues | Yes/No | CBI designation checkbox for MCW hazardous residues | 2769 | 3084
MCW_Slds_Res_Gen | E | 3 | E3-5 |  | MCW_HazResidues | Text | Indicates if the MCW generated is always hazardous, sometimes hazardous, always non-hazardous, or unknown | 2770 | 3085
MCW_Slds_Res_Gen | E | 3 | E3-6 |  | cbi_MCW_Characteristics | Yes/No | CBI designation checkbox for characteristics of hazardous waste | 2771 | 3086
MCW_Slds_Res_Gen | E | 3 | E3-6 |  | MCW_Characteristics | Text | Description of what chemicals makes the MCW hazardous | 2772 | 3087
MCW_Slds_Res_Gen | E | 3 | E3-7 |  | cbi_MCW_Handling | Yes/No | CBI designation checkbox for handling and average tonnage of MCW | 2773 | 3088
MCW_Slds_Res_Gen | E | 3 | E3-7 |  | MCW_Handling_Landfill | Yes/No | Indicates if the MCW is landfilled | 2774 | 3089
MCW_Slds_Res_Gen | E | 3 | E3-7 |  | MCW_Handling_Landfill_Perm | Yes/No | Indicates if the MCW is landfilled, permanently | 2775 | 3090
MCW_Slds_Res_Gen | E | 3 | E3-7 |  | MCW_LPerm_TPY | Number (Double) | Indicates the annual tonnage for permanently landfilled MCW | 2776 | 3091
MCW_Slds_Res_Gen | E | 3 | E3-7 |  | MCW_Handling_Landfill_Temp | Yes/No | Indicates if the MCW is landfilled, temporarily | 2777 | 3092
MCW_Slds_Res_Gen | E | 3 | E3-7 |  | MCW_LTemp_TPY | Number (Double) | Indicates the annual tonnage for temporarily landfilled MCW | 2778 | 3093
MCW_Slds_Res_Gen | E | 3 | E3-7 |  | MCW_Handling_Pond | Yes/No | Indicates if the MCW is sent to a pond | 2779 | 3094
MCW_Slds_Res_Gen | E | 3 | E3-7 |  | MCW_Handling_Pond_Perm | Yes/No | Indicates if the MCW is sent to a pond, permanently | 2780 | 3095
MCW_Slds_Res_Gen | E | 3 | E3-7 |  | MCW_PPerm_TPY | Number (Double) | Indicates the annual tonnage for MCW permanently placed in a pond | 2781 | 3096
MCW_Slds_Res_Gen | E | 3 | E3-7 |  | MCW_Handling_Pond_Temp | Yes/No | Indicates if the MCW is sent to a pond, temporarily | 2782 | 3097
MCW_Slds_Res_Gen | E | 3 | E3-7 |  | MCW_PTemp_TPY | Number (Double) | Indicates the annual tonnage for MCW temporarily placed in a pond | 2783 | 3098
MCW_Slds_Res_Gen | E | 3 | E3-7 |  | MCW_Handling_Haul | Yes/No | Indicates if the MCW is hauled off site | 2784 | 3099
MCW_Slds_Res_Gen | E | 3 | E3-7 |  | MCW_Haul_TPY | Number (Double) | Indicates the annual tonnage for MCW hauled off site | 2785 | 3100
MCW_Slds_Res_Gen | E | 3 | E3-7 |  | MCW_Handling_Other | Yes/No | Indicates a type of MCW handling not listed | 2786 | 3101
MCW_Slds_Res_Gen | E | 3 | E3-7 |  | MCW_Handling_Other_desc | Text | Describes the type of MCW handling, if "other" selected | 2787 | 3102
MCW_Slds_Res_Gen | E | 3 | E3-7 |  | MCW_Other_TPY | Number (Double) | Indicates the annual tonnage for "other" handled MCW | 2788 | 3103
MCW_Slds_Res_Gen | E | 3 | E3-8 |  | cbi_MCW_CombinedStorage | Yes/No | CBI designation checkbox for the combined storage of MCW | 2789 | 3104
MCW_Slds_Res_Gen | E | 3 | E3-8 |  | MCW_CombinedStorage | Text | Indicates if the MCW residues stored in a landfill or pond are stored with other solids generated at the plant | 2790 | 3105
MCW_Slds_Res_Gen | E | 3 | E3-8 |  | MCW_Combined_FA | Yes/No | Indicates if the MCW residues are combined with fly ash | 2791 | 3106
MCW_Slds_Res_Gen | E | 3 | E3-8 |  | MCW_Combined_BA | Yes/No | Indicates if the MCW residues are combined with bottom ash | 2792 | 3107
MCW_Slds_Res_Gen | E | 3 | E3-8 |  | MCW_Combined_FGD | Yes/No | Indicates if the MCW residues are combined with FGD scrubber purge | 2793 | 3108
MCW_Slds_Res_Gen | E | 3 | E3-8 |  | MCW_Combined_Mill | Yes/No | Indicates if the MCW residues are combined with mill rejects | 2794 | 3109
MCW_Slds_Res_Gen | E | 3 | E3-8 |  | MCW_Combined_Other | Yes/No | Indicates if the MCW residues are combined with other solids not listed | 2795 | 3110
MCW_Slds_Res_Gen | E | 3 | E3-8 |  | MCW_Combined_Other_desc | Text | Describes the solids that MCW residues are combined with, if "other" selected | 2796 | 3111
MCW_WW_Treatment | E | 3 | Plant_ID |  | plant_id | Number (Double) | Plant identification number | 2797 | 3049
MCW_WW_Treatment | E | 3 | seunit_ID |  | seunit_ID | Text | Steam electric unit identification number (Assigned in Part A) | 2798 | 3050
MCW_WW_Treatment | E | 3 | Operation_ID |  | Operation_ID | Text | Operation IDs for MCW operations assigned in Tables E-1 and E-2 | 2799 | 3051
MCW_WW_Treatment | E | 3 | E3-1 |  | cbi_Clean_desc | Yes/No | CBI designation checkbox for MC description | 2800 | 3052
MCW_WW_Treatment | E | 3 | E3-1 |  | Clean_desc | Memo | Description of process equipment cleaning operation | 2801 | 3053
MCW_WW_Treatment | E | 3 | E3-2 |  | cbi_MCW_Cmgld | Yes/No | CBI designation checkbox for MCW commingled with process wastewater | 2802 | 3054
MCW_WW_Treatment | E | 3 | E3-2 |  | MCW_Cmgld | Text | Indicates if MCW is commingled with process wastewater | 2803 | 3055
MCW_WW_Treatment | E | 3 | E3-2 |  | MCW_Cmgld_FA | Yes/No | Indicates if MCW is commingled with fly ash sluice water | 2804 | 3056
MCW_WW_Treatment | E | 3 | E3-2 |  | MCW_Cmgld_BA | Yes/No | Indicates if MCW is commingled with bottom ash sluice water | 2805 | 3057
MCW_WW_Treatment | E | 3 | E3-2 |  | MCW_Cmgld_FGD | Yes/No | Indicates if MCW is commingled with FGD scrubber purge | 2806 | 3058
MCW_WW_Treatment | E | 3 | E3-2 |  | MCW_Cmgld_CTB | Yes/No | Indicates if MCW is commingled with cooling tower blowdown | 2807 | 3059
MCW_WW_Treatment | E | 3 | E3-2 |  | MCW_Cmgld_CW_Once | Yes/No | Indicates if MCW is commingled with once through cooling water | 2808 | 3060
MCW_WW_Treatment | E | 3 | E3-2 |  | MCW_Cmgld_Other | Yes/No | Indicates if MCW is commingled with a process wastewater not listed | 2809 | 3061
MCW_WW_Treatment | E | 3 | E3-2 |  | MCW_Cmgld_Other_desc | Text | Description of process wastewater that is commingled with MCW, if "other" selected | 2810 | 3062
MCW_WW_Treatment | E | 3 | E3-3 |  | cbi_MCW_Dest | Yes/No | CBI designation checkbox for MCW destination | 2811 | 3063
MCW_WW_Treatment | E | 3 | E3-3 |  | MCW_Dest_Recyc | Yes/No | Indicates if the MCW is immediately recycled to plant process | 2812 | 3064
MCW_WW_Treatment | E | 3 | E3-3 |  | MCW_Dest_Recyc_desc | Text | Description of how the recycled MCW is reused at the plant | 2813 | 3065
MCW_WW_Treatment | E | 3 | E3-3 |  | MCW_Dest_Onsite_TS | Yes/No | Indicates if the MCW is transferred on-site for treatment | 2814 | 3066
MCW_WW_Treatment | E | 3 | E3-3 |  | MCW_Onsite_TS_SP | Yes/No | Indicates that the on-site treatment for MCW is a settling pond | 2815 | 3067
MCW_WW_Treatment | E | 3 | E3-3 |  | MCW_Onsite_TS_pH | Yes/No | Indicates that the on-site treatment for MCW is pH adjustment | 2816 | 3068
MCW_WW_Treatment | E | 3 | E3-3 |  | MCW_Onsite_TS_ChemP | Yes/No | Indicates that the on-site treatment for MCW is chemical precipitation | 2817 | 3069
MCW_WW_Treatment | E | 3 | E3-3 |  | MCW_Onsite_TS_Wetland | Yes/No | Indicates that the on-site treatment for MCW is a constructed wetland | 2818 | 3070
MCW_WW_Treatment | E | 3 | E3-3 |  | MCW_Onsite_TS_Other | Yes/No | Indicates that the on-site treatment for MCW is not listed | 2819 | 3071
MCW_WW_Treatment | E | 3 | E3-3 |  | MCW_Onsite_TS_Other_desc | Text | Description of on-site treatment for MCW, if "other" selected | 2820 | 3072
MCW_WW_Treatment | E | 3 | E3-3 |  | MCW_Dest_SW | Yes/No | Indicates that the MCW is discharged to surface water | 2821 | 3073
MCW_WW_Treatment | E | 3 | E3-3 |  | Outfall_number | Text | Indicates the outfall number, if MCW is discharged to surface water | 2822 | 3074
MCW_WW_Treatment | E | 3 | E3-3 |  | MCW_Dest_Indirect | Yes/No | Indicates that MCW is indirectly discharged to POTW or PrOTW | 2823 | 3075
MCW_WW_Treatment | E | 3 | E3-3 |  | MCW_Dest_Evap | Yes/No | Indicates that MCW is evaporated | 2824 | 3076
MCW_WW_Treatment | E | 3 | E3-3 |  | MCW_Dest_Other | Yes/No | Indicates that the MCW destination is not listed | 2825 | 3077
MCW_WW_Treatment | E | 3 | E3-3 |  | MCW_Dest_Other_desc | Text | Description of MCW destination, if "other" selected | 2826 | 3078
Mercury_Control_Studies | A | 10 | Plant_ID |  | plant_id | Number (Double) | Plant identification number. | 2827 | 585
Mercury_Control_Studies | A | 10 | A10-2 |  | cbi_FGMC_process | Yes/No | CBI designation checkbox for Q A10-2. | 2828 | 586
Mercury_Control_Studies | A | 10 | A10-2 |  | FGMC_process | Memo | Description of all flue gas mercury control processes that the plant is currently operating, constructing/installing, or planning to construct/install by Dec 31, 2010. | 2829 | 587
Mercury_Control_Studies | A | 10 | A10-3 |  | cbi_FGMC_pilot | Yes/No | CBI designation checkbox for Q A10-3. | 2830 | 588
Mercury_Control_Studies | A | 10 | A10-3 |  | FGMC_pilot | Text | Yes/no response to whether the plant has ever operated or plans to operate a pilot scale flue gas mercury control system for pilot study evaluation. | 2831 | 589
Mercury_Control_Studies | A | 10 | A10-3 |  | FGMC_pilot_tech | Text | The type of technology studied by the pilot scale flue gas mercury control system. | 2832 | 590
Mercury_Control_Studies | A | 10 | A10-4 |  | cbi_FGMC_WW | Yes/No | CBI designation checkbox for Q A10-4. | 2833 | 591
Mercury_Control_Studies | A | 10 | A10-4 |  | FGMC_WW | Text | Yes/no response to whether the study evaluates process wastewaters generated by the technology or identifies what process wastewater will be generated or affected by the technology. | 2834 | 592
Mercury_Control_Studies | A | 10 | A10-5 |  | cbi_FGMC_report | Yes/No | CBI designation checkbox for Q A10-5. | 2835 | 593
Mercury_Control_Studies | A | 10 | A10-5 |  | FGMC_report_company | Text | Name of company whose flue gas mercury control system technology was/will be tested. | 2836 | 594
Mercury_Control_Studies | A | 10 | A10-5 |  | FGMC_report_start | Text | State date of the flue gas mercury control system pilot study. | 2837 | 595
Mercury_Control_Studies | A | 10 | A10-5 |  | FGMC_report_end | Text | End date of the flue gas mercury control system pilot study. | 2838 | 596
Mercury_Control_Studies | A | 10 | A10-5 |  | FGMC_report_attach | Text | The plant attached the final technical evaluation report. | 2839 | 597
Mercury_Control_Studies | A | 10 | A10-5 |  | FGMC_report_notattach | Text | The plant did not attached the final technical evaluation report. | 2840 | 598
Mercury_Control_Studies | A | 10 | A10-5 |  | FGMC_report_notattach_desc | Text | Description why the plant did not attached the final technical evaluation report. | 2841 | 599
Mercury_Controls | A | 10 | Plant_ID | Table A-14 | plant_id | Number (Double) | Plant identification number. | 2842 | 564
Mercury_Controls | A | 10 | A10-1 | Table A-14 | FGMC_ID | Text | Mercury Control System identification number. | 2843 | 565
Mercury_Controls | A | 10 | A10-1 | Table A-14 | cbi_FGMC_tbl | Yes/No | CBI designation checkbox for Q A10-1, Table A-14. | 2844 | 566
Mercury_Controls | A | 10 | A10-1 | Table A-14 | FGMC_status | Text | Indicates whether the mercury control system was either operating in 2009 or is planned. | 2845 | 567
Mercury_Controls | A | 10 | A10-1 | Table A-14 | FGMC_type | Text | Indicates the type of mercury control system. | 2846 | 568
Mercury_Controls | A | 10 | A10-1 | Table A-14 | FGMC_seunit1 | Text | SE Unit 1 exhausts to the mercury control system. | 2847 | 569
Mercury_Controls | A | 10 | A10-1 | Table A-14 | FGMC_seunit2 | Text | SE Unit 2 exhausts to the mercury control system. | 2848 | 570
Mercury_Controls | A | 10 | A10-1 | Table A-14 | FGMC_seunit3 | Text | SE Unit 3 exhausts to the mercury control system. | 2849 | 571
Mercury_Controls | A | 10 | A10-1 | Table A-14 | FGMC_seunit4 | Text | SE Unit 4 exhausts to the mercury control system. | 2850 | 572
Mercury_Controls | A | 10 | A10-1 | Table A-14 | FGMC_seunit5 | Text | SE Unit 5 exhausts to the mercury control system. | 2851 | 573
Mercury_Controls | A | 10 | A10-1 | Table A-14 | FGMC_seunit6 | Text | SE Unit 6 exhausts to the mercury control system. | 2852 | 574
Mercury_Controls | A | 10 | A10-1 | Table A-14 | FGMC_seunit7 | Text | SE Unit 7 exhausts to the mercury control system. | 2853 | 575
Mercury_Controls | A | 10 | A10-1 | Table A-14 | FGMC_seunit8 | Text | SE Unit 8 exhausts to the mercury control system. | 2854 | 576
Mercury_Controls | A | 10 | A10-1 | Table A-14 | FGMC_seunit9 | Text | SE Unit 9 exhausts to the mercury control system. | 2855 | 577
Mercury_Controls | A | 10 | A10-1 | Table A-14 | FGMC_seunit10 | Text | SE Unit 10 exhausts to the mercury control system. | 2856 | 578
Mercury_Controls | A | 10 | A10-1 | Table A-14 | FGMC_other | Text | Description of other SE Unit(s) that exhaust to the mercury control system. | 2857 | 579
Mercury_Controls | A | 10 | A10-1 | Table A-14 | FGMC_install_mo | Text | Month of installation of mercury control system. | 2858 | 580
Mercury_Controls | A | 10 | A10-1 | Table A-14 | FGMC_install_yr | Number (Double) | Year of installation of mercury control system. | 2859 | 581
Mercury_Controls | A | 10 | A10-1 | Table A-14 | FGMC_loc | Text | Location of mercury control system in relation to initial particulate control system. | 2860 | 582
Mercury_Controls | A | 10 | A10-1 | Table A-14 | FGMC_swaste | Text | Description of how mercury control solid waste is handled. | 2861 | 583
Mercury_Controls | A | 10 | A10-1 | Table A-14 | FGMC_per_eff | Number (Double) | The design or targeted mercury percent removal efficiency. | 2862 | 584
NOx_Controls | A | 9 | Plant_ID | Table A-12 | plant_id | Number (Double) | Plant identification number. | 2863 | 453
NOx_Controls | A | 9 | A9-1 | Table A-12 | seunit_id | Text | SE Unit ID | 2864 | 454
NOx_Controls | A | 9 | A9-1 | Table A-12 | cbi_nox_tbl | Yes/No | CBI designation checkbox for Q A9-1, Table A-12. | 2865 | 455
NOx_Controls | A | 9 | A9-1 | Table A-12 | nox_scr | Text | The type of NOx control system is SCR. | 2866 | 456
NOx_Controls | A | 9 | A9-1 | Table A-12 | nox_scr_status | Text | Status of the SCR NOx control system. | 2867 | 457
NOx_Controls | A | 9 | A9-1 | Table A-12 | nox_scr_install_mo | Text | Month of installation of the SCR NOx control system.. | 2868 | 458
NOx_Controls | A | 9 | A9-1 | Table A-12 | nox_scr_install_yr | Text | Year of installation of the SCR NOx control system.. | 2869 | 459
NOx_Controls | A | 9 | A9-1 | Table A-12 | nox_sncr | Text | The type of NOx control system is SNCR. | 2870 | 460
NOx_Controls | A | 9 | A9-1 | Table A-12 | nox_sncr_status | Text | Status of the SNCR NOx control system (operating/planned). | 2871 | 461
NOx_Controls | A | 9 | A9-1 | Table A-12 | nox_sncr_install_mo | Text | Month of installation of the SNCR NOx control system. | 2872 | 462
NOx_Controls | A | 9 | A9-1 | Table A-12 | nox_sncr_install_yr | Text | Year of installation of the SNCR NOx control system. | 2873 | 463
NOx_Controls | A | 9 | A9-1 | Table A-12 | nox_oa | Text | The type of NOx control system is overfire air. | 2874 | 464
NOx_Controls | A | 9 | A9-1 | Table A-12 | nox_oa_status | Text | Status of the overfire air NOx control system (operating/planned). | 2875 | 465
NOx_Controls | A | 9 | A9-1 | Table A-12 | nox_oa_install_mo | Text | Month of installation of the overfire air NOx control system. | 2876 | 466
NOx_Controls | A | 9 | A9-1 | Table A-12 | nox_oa_install_yr | Text | Year of installation of the overfire air NOx control system. | 2877 | 467
NOx_Controls | A | 9 | A9-1 | Table A-12 | nox_low | Text | The type of NOx control system is a Low NOx burner. | 2878 | 468
NOx_Controls | A | 9 | A9-1 | Table A-12 | nox_low_status | Text | Status of the Low NOx burner control system (operating/planned). | 2879 | 469
NOx_Controls | A | 9 | A9-1 | Table A-12 | nox_low_install_mo | Text | Month of installation of the Low NOx burner control system. | 2880 | 470
NOx_Controls | A | 9 | A9-1 | Table A-12 | nox_low_install_yr | Text | Year of installation of the Low NOx burner control system. | 2881 | 471
NOx_Controls | A | 9 | A9-1 | Table A-12 | nox_other | Text | The type of NOx control system is not listed (other). | 2882 | 472
NOx_Controls | A | 9 | A9-1 | Table A-12 | nox_other_desc | Text | A description of the NOx burner control system. | 2883 | 473
NOx_Controls | A | 9 | A9-1 | Table A-12 | nox_other_status | Text | Status of the NOx control system (operating/planned). | 2884 | 474
NOx_Controls | A | 9 | A9-1 | Table A-12 | nox_other_install_mo | Text | Month of installation of the NOx control system. | 2885 | 475
NOx_Controls | A | 9 | A9-1 | Table A-12 | nox_other_install_yr | Text | Year of installation of the NOx control system. | 2886 | 476
Nuc_General | H | 1 | Plant_ID |  | plant_id | Number (Double) | Plant identification number. | 2887 | 3192
Nuc_General | H | 1 | H1-1 |  | cbi_nuclear_fuel | Yes/No | CBI designation checkbox for QH1-1 | 2888 | 3193
Nuc_General | H | 1 | H1-1 |  | nuclear_fuel | Text | The yes/no answer to whether the plant operated one or more units using nuclear energy as the fuel source to generate electricity in 2009 (QH1-1) | 2889 | 3194
Nuc_General | H | 1 | H1-2 |  | cbi_gen_nuc_wastewater | Yes/No | CBI designation checkbox for QH1-2 | 2890 | 3195
Nuc_General | H | 1 | H1-2 |  | gen_nuc_wastewater | Text | The yes/no answer to whether the plant generated any process wastewater during 2009 that is associated with the production of electricity from nuclear generating units (QH1-2) | 2891 | 3196
Nuc_Wastewaters | H | 1 | Plant_ID | Table H-1 | plant_id | Number (Double) | Plant identification number | 2892 | 3197
Nuc_Wastewaters | H | 1 | H1-3 | Table H-1 | nuc_wastewater_ID | Text | Nuclear process wastewater ID | 2893 | 3198
Nuc_Wastewaters | H | 1 | H1-3 | Table H-1 | cbi_nuc_wastewater_tbl | Yes/No | CBI designation checkbox for Table H-1 | 2894 | 3199
Nuc_Wastewaters | H | 1 | H1-3 | Table H-1 | nuc_wastewater_desc | Text | Description of nuclear process wastewater | 2895 | 3200
Nuc_Wastewaters | H | 1 | H1-3 | Table H-1 | nuc_wastewater_desc_other | Text | Description of nuclear process wastewater if other was selected as the nuc_wastewater_desc | 2896 | 3201
Nuc_Wastewaters | H | 1 | H1-3 | Table H-1 | radioactive_WW | Text | Designates if process wastewater is radioactive or nonradioactive | 2897 | 3202
Nuc_Wastewaters | H | 1 | H1-3 | Table H-1 | WW_assoc_SE_unit_1 | Text | Designates if SE unit 1 is associated with the process wastewater | 2898 | 3203
Nuc_Wastewaters | H | 1 | H1-3 | Table H-1 | WW_assoc_SE_unit_2 | Text | Designates if SE unit 2 is associated with the process wastewater | 2899 | 3204
Nuc_Wastewaters | H | 1 | H1-3 | Table H-1 | WW_assoc_SE_unit_3 | Text | Designates if SE unit 3 is associated with the process wastewater | 2900 | 3205
Nuc_Wastewaters | H | 1 | H1-3 | Table H-1 | WW_assoc_SE_unit_4 | Text | Designates if SE unit 4 is associated with the process wastewater | 2901 | 3206
Nuc_Wastewaters | H | 1 | H1-3 | Table H-1 | WW_assoc_SE_unit_5 | Text | Designates if SE unit 5 is associated with the process wastewater | 2902 | 3207
Nuc_Wastewaters | H | 1 | H1-3 | Table H-1 | WW_assoc_SE_unit_6 | Text | Designates if SE unit 6 is associated with the process wastewater | 2903 | 3208
Nuc_Wastewaters | H | 1 | H1-3 | Table H-1 | WW_assoc_SE_unit_7 | Text | Designates if SE unit 7 is associated with the process wastewater | 2904 | 3209
Nuc_Wastewaters | H | 1 | H1-3 | Table H-1 | WW_assoc_SE_unit_8 | Text | Designates if SE unit 8 is associated with the process wastewater | 2905 | 3210
Nuc_Wastewaters | H | 1 | H1-3 | Table H-1 | WW_assoc_SE_unit_9 | Text | Designates if SE unit 9 is associated with the process wastewater | 2906 | 3211
Nuc_Wastewaters | H | 1 | H1-3 | Table H-1 | WW_assoc_SE_unit_ID_other | Text | Designates if other SE units are associated with the process wastewater | 2907 | 3212
Nuc_Wastewaters | H | 1 | H1-3 | Table H-1 | WW_assoc_SE_unit_ID_other_desc | Text | Defines the other SE units that are associated with the process wastewater | 2908 | 3213
Nuc_WW_Generation | H | 2 | Plant_ID | Table H-2 | plant_id | Number (Double) | Plant Identification number. | 2909 | 3214
Nuc_WW_Generation | H | 2 | Wastewater_ID | Table H-2 | nuc_wastewater_ID | Text | Nuclear process wastewater ID | 2910 | 3215
Nuc_WW_Generation | H | 2 | H2-1 | Table H-2 | cbi_untr_flow | Yes/No | CBI designation checkbox for QH2-1 | 2911 | 3216
Nuc_WW_Generation | H | 2 | H2-1 | Table H-2 | untr_flow_type | Text | Designates whether the flow of the process wastewater is continuous. (QH2-1) | 2912 | 3217
Nuc_WW_Generation | H | 2 | H2-1 | Table H-2 | untr_flow_rate | Number (Double) | Flow rate of the process wastewater (gpm) | 2913 | 3218
Nuc_WW_Generation | H | 2 | H2-1 | Table H-2 | untr_flow_volume | Number (Double) | Typical volume generated annually in gallons by the process wastewater | 2914 | 3219
Nuc_WW_Generation | H | 2 | H2-1 | Table H-2 | untr_flow_hpd | Number (Double) | Typical duration in hpd of the process wastewater | 2915 | 3220
Nuc_WW_Generation | H | 2 | H2-1 | Table H-2 | untr_flow_dpy | Number (Double) | Typical duration in dpy of the process wastewater | 2916 | 3221
Nuc_WW_Generation | H | 2 | H2-1 | Table H-2 | untr_flow_every | Text | Typical frequency - number of times in the statement # times every # years | 2917 | 3222
Nuc_WW_Generation | H | 2 | H2-1 | Table H-2 | untr_flow_years | Text | Typical frequency - number of years in the statement # times every # years | 2918 | 3223
Nuc_WW_Generation | H | 2 | H2-2 | Table H-2 | cbi_untr_handled | Yes/No | CBI designation checkbox for QH2-2 | 2919 | 3224
Nuc_WW_Generation | H | 2 | H2-2 | Table H-2 | untr_handled_recyc | Text | Immediately recycled back to a plant process. (QH2-2) | 2920 | 3225
Nuc_WW_Generation | H | 2 | H2-2 | Table H-2 | untr_handled_recyc_ct | Text | Process wastewater is reused in cooling towers | 2921 | 3226
Nuc_WW_Generation | H | 2 | H2-2 | Table H-2 | untr_handled_recyc_rc | Text | Process wastewater is reused as reactor coolant | 2922 | 3227
Nuc_WW_Generation | H | 2 | H2-2 | Table H-2 | untr_handled_recyc_pc | Text | Process wastewater is reused as primary coolant | 2923 | 3228
Nuc_WW_Generation | H | 2 | H2-2 | Table H-2 | untr_handled_recyc_sc | Text | Process wastewater is reused as secondary coolant | 2924 | 3229
Nuc_WW_Generation | H | 2 | H2-2 | Table H-2 | untr_handled_recyc_other | Text | Process wastewater is reused in another process not specified in the other fields | 2925 | 3230
Nuc_WW_Generation | H | 2 | H2-2 | Table H-2 | untr_handled_recyc_other_desc | Text | Description of how the process wastewater is used if the plant selected other process | 2926 | 3231
Nuc_WW_Generation | H | 2 | H2-2 | Table H-2 | untr_handled_discharge_treat | Text | Discharged to surface water following on-site treatment, including those located on non-adjoining property. | 2927 | 3232
Nuc_WW_Generation | H | 2 | H2-2 | Table H-2 | untr_handled_discharge_treat_outfall | Text | NPDES outfall number for the discharge of treated process wastewater | 2928 | 3233
Nuc_WW_Generation | H | 2 | H2-2 | Table H-2 | untr_handled_discharge_untreat | Text | Discharged to surface water untreated | 2929 | 3234
Nuc_WW_Generation | H | 2 | H2-2 | Table H-2 | untr_handled_discharge_untreat_outfall | Text | NPDES outfall number for the discharge of untreated process wastewater | 2930 | 3235
Nuc_WW_Generation | H | 2 | H2-2 | Table H-2 | untr_handled_treatmentworks | Text | Transferred to publically or privately owned treatment works | 2931 | 3236
Nuc_WW_Generation | H | 2 | H2-2 | Table H-2 | untr_handled_wasteprocessor | Text | Transported to an offsite vendor waste processor | 2932 | 3237
Nuc_WW_Generation | H | 2 | H2-2 | Table H-2 | untr_handled_burial | Text | Transported to an approved licensed burial ground | 2933 | 3238
Nuc_WW_Generation | H | 2 | H2-2 | Table H-2 | untr_handled_other | Text | Transported to another location not specified in the other fields | 2934 | 3239
Nuc_WW_Generation | H | 2 | H2-2 | Table H-2 | untr_handled_other_desc | Text | Description of how the plant handled the wastewater if they selected other | 2935 | 3240
Nuc_WW_Treat | H | 3 | Plant_ID |  | plant_id | Number (Double) | Plant Identification number | 2936 | 3241
Nuc_WW_Treat | H | 3 | WWTS_name |  | nuc_wwts_name | Text | Nuclear wastewater treatment system name | 2937 | 3242
Nuc_WW_Treat | H | 3 | H3-1 |  | cbi_treat_radioactive | Yes/No | CBI designation checkbox for QH3-1 | 2938 | 3243
Nuc_WW_Treat | H | 3 | H3-1 |  | treat_radioactive | Text | Designates whether the wastewater treatment system treats radioactive waste (QH3-1) | 2939 | 3244
Nuc_WW_Treat | H | 3 | H3-2 |  | cbi_nuc_wastewater_ID | Yes/No | CBI designation checkbox for QH3-2 | 2940 | 3245
Nuc_WW_Treat | H | 3 | H3-2 |  | NUC_1 | Text | Designates whether the wastewater treatment system treats this process wastewater (QH3-2) | 2941 | 3246
Nuc_WW_Treat | H | 3 | H3-2 |  | NUC_2 | Text | Designates whether the wastewater treatment system treats this process wastewater | 2942 | 3247
Nuc_WW_Treat | H | 3 | H3-2 |  | NUC_3 | Text | Designates whether the wastewater treatment system treats this process wastewater | 2943 | 3248
Nuc_WW_Treat | H | 3 | H3-2 |  | NUC_4 | Text | Designates whether the wastewater treatment system treats this process wastewater | 2944 | 3249
Nuc_WW_Treat | H | 3 | H3-2 |  | NUC_5 | Text | Designates whether the wastewater treatment system treats this process wastewater | 2945 | 3250
Nuc_WW_Treat | H | 3 | H3-2 |  | NUC_6 | Text | Designates whether the wastewater treatment system treats this process wastewater | 2946 | 3251
Nuc_WW_Treat | H | 3 | H3-2 |  | NUC_7 | Text | Designates whether the wastewater treatment system treats this process wastewater | 2947 | 3252
Nuc_WW_Treat | H | 3 | H3-2 |  | NUC_8 | Text | Designates whether the wastewater treatment system treats this process wastewater | 2948 | 3253
Nuc_WW_Treat | H | 3 | H3-2 |  | NUC_9 | Text | Designates whether the wastewater treatment system treats this process wastewater | 2949 | 3254
Nuc_WW_Treat | H | 3 | H3-2 |  | NUC_10 | Text | Designates whether the wastewater treatment system treats this process wastewater | 2950 | 3255
Nuc_WW_Treat | H | 3 | H3-2 |  | NUC_11 | Text | Designates whether the wastewater treatment system treats this process wastewater | 2951 | 3256
Nuc_WW_Treat | H | 3 | H3-2 |  | NUC_12 | Text | Designates whether the wastewater treatment system treats this process wastewater | 2952 | 3257
Nuc_WW_Treat | H | 3 | H3-2 |  | NUC_13 | Text | Designates whether the wastewater treatment system treats this process wastewater | 2953 | 3258
Nuc_WW_Treat | H | 3 | H3-2 |  | NUC_14 | Text | Designates whether the wastewater treatment system treats this process wastewater | 2954 | 3259
Nuc_WW_Treat | H | 3 | H3-2 |  | NUC_15 | Text | Designates whether the wastewater treatment system treats this process wastewater | 2955 | 3260
Nuc_WW_Treat | H | 3 | H3-2 |  | NUC_16 | Text | Designates whether the wastewater treatment system treats this process wastewater | 2956 | 3261
Nuc_WW_Treat | H | 3 | H3-2 |  | NUC_17 | Text | Designates whether the wastewater treatment system treats this process wastewater | 2957 | 3262
Nuc_WW_Treat | H | 3 | H3-2 |  | NUC_18 | Text | Designates whether the wastewater treatment system treats this process wastewater | 2958 | 3263
Nuc_WW_Treat | H | 3 | H3-2 |  | NUC_19 | Text | Designates whether the wastewater treatment system treats this process wastewater | 2959 | 3264
Nuc_WW_Treat | H | 3 | H3-2 |  | NUC_20 | Text | Designates whether the wastewater treatment system treats this process wastewater | 2960 | 3265
Nuc_WW_Treat | H | 3 | H3-2 |  | NUC_21 | Text | Designates whether the wastewater treatment system treats this process wastewater | 2961 | 3266
Nuc_WW_Treat | H | 3 | H3-2 |  | NUC_22 | Text | Designates whether the wastewater treatment system treats this process wastewater | 2962 | 3267
Nuc_WW_Treat | H | 3 | H3-2 |  | NUC_23 | Text | Designates whether the wastewater treatment system treats this process wastewater | 2963 | 3268
Nuc_WW_Treat | H | 3 | H3-2 |  | NUC_24 | Text | Designates whether the wastewater treatment system treats this process wastewater | 2964 | 3269
Nuc_WW_Treat | H | 3 | H3-2 |  | NUC_25 | Text | Designates whether the wastewater treatment system treats this process wastewater | 2965 | 3270
Nuc_WW_Treat | H | 3 | H3-2 |  | NUC_26 | Text | Designates whether the wastewater treatment system treats this process wastewater | 2966 | 3271
Nuc_WW_Treat | H | 3 | H3-2 |  | NUC_27 | Text | Designates whether the wastewater treatment system treats this process wastewater | 2967 | 3272
Nuc_WW_Treat | H | 3 | H3-2 |  | NUC_28 | Text | Designates whether the wastewater treatment system treats this process wastewater | 2968 | 3273
Nuc_WW_Treat | H | 3 | H3-2 |  | NUC_29 | Text | Designates whether the wastewater treatment system treats this process wastewater | 2969 | 3274
Nuc_WW_Treat | H | 3 | H3-2 |  | NUC_30 | Text | Designates whether the wastewater treatment system treats this process wastewater | 2970 | 3275
Nuc_WW_Treat | H | 3 | H3-2 |  | NUC_31 | Text | Designates whether the wastewater treatment system treats this process wastewater | 2971 | 3276
Nuc_WW_Treat | H | 3 | H3-2 |  | NUC_32 | Text | Designates whether the wastewater treatment system treats this process wastewater | 2972 | 3277
Nuc_WW_Treat | H | 3 | H3-2 |  | NUC_33 | Text | Designates whether the wastewater treatment system treats this process wastewater | 2973 | 3278
Nuc_WW_Treat | H | 3 | H3-2 |  | NUC_34 | Text | Designates whether the wastewater treatment system treats this process wastewater | 2974 | 3279
Nuc_WW_Treat | H | 3 | H3-2 |  | NUC_35 | Text | Designates whether the wastewater treatment system treats this process wastewater | 2975 | 3280
Nuc_WW_Treat | H | 3 | H3-2 |  | NUC_36 | Text | Designates whether the wastewater treatment system treats this process wastewater | 2976 | 3281
Nuc_WW_Treat | H | 3 | H3-3 |  | cbi_treat_nuc_flow | Yes/No | CBI designation checkbox for QH3-3 | 2977 | 3282
Nuc_WW_Treat | H | 3 | H3-3 |  | treat_nuc_flow_typ | Number (Double) | Typical flow rate through wastewater treatment system in 2009, gpm (QH3-3) | 2978 | 3283
Nuc_WW_Treat | H | 3 | H3-3 |  | treat_nuc_flow_max | Number (Double) | Maximum flow rate through wastewater treatment system in 2009, gpm | 2979 | 3284
Nuc_WW_Treat | H | 3 | H3-3 |  | treat_nuc_flow_hpd | Number (Double) | Duration of effluent transfers from wastewater treatment system in 2009, hpd | 2980 | 3285
Nuc_WW_Treat | H | 3 | H3-3 |  | treat_nuc_flow_dpy | Number (Double) | Frequency of effluent transfers from wastewater treatment system in 2009, dpy | 2981 | 3286
Nuc_WW_Treat | H | 3 | H3-6 |  | cbi_treat_handled | Yes/No | CBI designation checkbox for QH3-6 | 2982 | 3287
Nuc_WW_Treat | H | 3 | H3-6 |  | treat_handled_recyc | Text | Immediately recycled back to plant process (QH3-6) | 2983 | 3288
Nuc_WW_Treat | H | 3 | H3-6 |  | treat_handled_recyc_ct | Text | Treated wastewater is reused in cooling towers | 2984 | 3289
Nuc_WW_Treat | H | 3 | H3-6 |  | treat_handled_recyc_rc | Text | Treated wastewater is reused as reactor coolant | 2985 | 3290
Nuc_WW_Treat | H | 3 | H3-6 |  | treat_handled_recyc_pc | Text | Treated wastewater is reused as primary coolant | 2986 | 3291
Nuc_WW_Treat | H | 3 | H3-6 |  | treat_handled_recyc_sc | Text | Treated wastewater is reused as secondary coolant | 2987 | 3292
Nuc_WW_Treat | H | 3 | H3-6 |  | treat_handled_recyc_other | Text | Treated wastewater is reused in another process not specified in the other fields | 2988 | 3293
Nuc_WW_Treat | H | 3 | H3-6 |  | treat_handled_recyc_other_desc | Text | Description of how the process wastewater is used if the plant selected other process | 2989 | 3294
Nuc_WW_Treat | H | 3 | H3-6 |  | treat_handled_discharge_treat | Text | Discharged to surface water following on-site treatment, including those located on non-adjoining property. | 2990 | 3295
Nuc_WW_Treat | H | 3 | H3-6 |  | Outfall_number | Text | NPDES outfall number for the discharge of treated process wastewater | 2991 | 3296
Nuc_WW_Treat | H | 3 | H3-6 |  | treat_handled_treatmentworks | Text | Transferred to publically or privately owned treatment works | 2992 | 3297
Nuc_WW_Treat | H | 3 | H3-6 |  | treat_handled_wasteprocessor | Text | Transported to an offsite vendor waste processor | 2993 | 3298
Nuc_WW_Treat | H | 3 | H3-6 |  | treat_handled_burial | Text | Transported to an approved licensed burial ground | 2994 | 3299
Nuc_WW_Treat | H | 3 | H3-6 |  | treat_handled_other | Text | Transported to another location not specified in the other fields | 2995 | 3300
Nuc_WW_Treat | H | 3 | H3-6 |  | treat_handled_other_desc | Text | Description of how the plant handled the wastewater if they selected other | 2996 | 3301
Nuc_WW_Treat | H | 3 | H3-7 |  | cbi_treat_flow_recyc | Yes/No | CBI designation checkbox for QH3-7 | 2997 | 3302
Nuc_WW_Treat | H | 3 | H3-7 |  | treat_flow_recyc_typ | Number (Double) | Typical flow rate in 2009 through wastewater treatment system that is recycled back to plant processes, gpm (QH3-7) | 2998 | 3303
Nuc_WW_Treat | H | 3 | H3-7 |  | treat_flow_recyc_max | Number (Double) | Maximum flow rate in 2009 through wastewater treatment system that is recycled back to plant processes, gpm | 2999 | 3304
Nuc_WW_Treat | H | 3 | H3-7 |  | treat_flow_recyc_hpd | Number (Double) | Duration of effluent transfers from treatment system in 2009, hpd (recycled portion) | 3000 | 3305
Nuc_WW_Treat | H | 3 | H3-7 |  | treat_flow_recyc_dpy | Number (Double) | Frequency of effluent transfers from treatment system in 2009, dpy (recycled portion) | 3001 | 3306
Nuc_WWTS_Technology | H | 3 | Plant_ID | Table H-3 | plant_id | Number (Double) | Plant identification number | 3002 | 3307
Nuc_WWTS_Technology | H | 3 | Plant_ID | Table H-5 | plant_id | Number (Double) | Plant identification number | 3003 | 3338
Nuc_WWTS_Technology | H | 3 | Status | Table H-3 | technology_status | Text | Designates if the plant is operating the technology or if they plant to install the technology by 2020 | 3004 | 3312
Nuc_WWTS_Technology | H | 3 | Status | Table H-5 | technology_status | Text | Designates if the plant is operating the technology or if they plant to install the technology by 2020 | 3005 | 3343
Nuc_WWTS_Technology | H | 3 | WWTS_name | Table H-3 | nuc_wwts_name | Text | Nuclear wastewater treatment system name | 3006 | 3308
Nuc_WWTS_Technology | H | 3 | WWTS_name | Table H-5 | nuc_wwts_name | Text | Nuclear wastewater treatment system name | 3007 | 3339
Nuc_WWTS_Technology | H | 3 | H3-4 | Table H-3 | technology | Text | Technology used/planned in the wastewater treatment system | 3008 | 3309
Nuc_WWTS_Technology | H | 3 | H3-4 | Table H-3 | technology_other | Text | Description of technology if the plant selected other as the technology used/planned in the wastewater treatment system | 3009 | 3310
Nuc_WWTS_Technology | H | 3 | H3-4 | Table H-3 | CBI_tech_table | Yes/No | CBI designation checkbox for Table H-3 (operating) and Table H-4 (planned) | 3010 | 3311
Nuc_WWTS_Technology | H | 3 | H3-4 | Table H-3 | pollutants_chlorine | Text | Designates if chlorine is targeted for removal by the technology | 3011 | 3313
Nuc_WWTS_Technology | H | 3 | H3-4 | Table H-3 | pollutants_nitrogen | Text | Designates if nitrogen compounds (ammonia, nitrate, and nitrite) are targeted for removal by the technology | 3012 | 3314
Nuc_WWTS_Technology | H | 3 | H3-4 | Table H-3 | pollutants_carbohydrazine | Text | Designates if carbohydrazine is targeted for removal by the technology | 3013 | 3315
Nuc_WWTS_Technology | H | 3 | H3-4 | Table H-3 | pollutants_hydrazine | Text | Designates if hydrazine is targeted for removal by the technology | 3014 | 3316
Nuc_WWTS_Technology | H | 3 | H3-4 | Table H-3 | pollutants_organicacids | Text | Designates if organic acids are targeted for removal by the technology | 3015 | 3317
Nuc_WWTS_Technology | H | 3 | H3-4 | Table H-3 | pollutants_TSS | Text | Designates if TSS is targeted for removal by the technology | 3016 | 3318
Nuc_WWTS_Technology | H | 3 | H3-4 | Table H-3 | pollutants_oilgrease | Text | Designates if oil and grease is targeted for removal by the technology | 3017 | 3319
Nuc_WWTS_Technology | H | 3 | H3-4 | Table H-3 | pollutants_boron | Text | Designates if boron is targeted for removal by the technology | 3018 | 3320
Nuc_WWTS_Technology | H | 3 | H3-4 | Table H-3 | pollutants_tritium | Text | Designates if tritium is targeted for removal by the technology | 3019 | 3321
Nuc_WWTS_Technology | H | 3 | H3-4 | Table H-3 | pollutants_strontium90 | Text | Designates if strontium 90 is targeted for removal by the technology | 3020 | 3322
Nuc_WWTS_Technology | H | 3 | H3-4 | Table H-3 | pollutants_cesium137 | Text | Designates if cesium 137 is targeted for removal by the technology | 3021 | 3323
Nuc_WWTS_Technology | H | 3 | H3-4 | Table H-3 | pollutants_other_radionuclides | Text | Designates if other radionuclides not in other fields are targeted for removal by the technology | 3022 | 3324
Nuc_WWTS_Technology | H | 3 | H3-4 | Table H-3 | pollutants_other_metals | Text | Designates if other metals not in other fields are targeted for removal by the technology | 3023 | 3325
Nuc_WWTS_Technology | H | 3 | H3-4 | Table H-3 | pollutants_other_metals_desc | Text | Describes the other metals that are targeted for removal by the technology | 3024 | 3326
Nuc_WWTS_Technology | H | 3 | H3-4 | Table H-3 | pollutants_other | Text | Designates if other pollutants not in other fields are targeted for removal by the technology | 3025 | 3327
Nuc_WWTS_Technology | H | 3 | H3-4 | Table H-3 | pollutants_other_desc | Text | Describes the other pollutants that are targeted for removal by the technology | 3026 | 3328
Nuc_WWTS_Technology | H | 3 | H3-4 | Table H-3 | drive_pollutant_1 | Text | 1 Effluent Limitation Drives/Will Drive the Operation of the Technology - Pollutant | 3027 | 3329
Nuc_WWTS_Technology | H | 3 | H3-4 | Table H-3 | drive_limitation_1 | Text | 1 Effluent Limitation Drives/Will Drive the Operation of the Technology - Limitation | 3028 | 3330
Nuc_WWTS_Technology | H | 3 | H3-4 | Table H-3 | drive_unit_1 | Text | 1 Effluent Limitation Drives/Will Drive the Operation of the Technology - Unit | 3029 | 3331
Nuc_WWTS_Technology | H | 3 | H3-4 | Table H-3 | drive_pollutant_2 | Text | 2 Effluent Limitation Drives/Will Drive the Operation of the Technology - Pollutant | 3030 | 3332
Nuc_WWTS_Technology | H | 3 | H3-4 | Table H-3 | drive_limitation_2 | Text | 2 Effluent Limitation Drives/Will Drive the Operation of the Technology - Limitation | 3031 | 3333
Nuc_WWTS_Technology | H | 3 | H3-4 | Table H-3 | drive_unit_2 | Text | 2 Effluent Limitation Drives/Will Drive the Operation of the Technology - Unit | 3032 | 3334
Nuc_WWTS_Technology | H | 3 | H3-4 | Table H-3 | drive_pollutant_3 | Text | 3 Effluent Limitation Drives/Will Drive the Operation of the Technology - Pollutant | 3033 | 3335
Nuc_WWTS_Technology | H | 3 | H3-4 | Table H-3 | drive_limitation_3 | Text | 3 Effluent Limitation Drives/Will Drive the Operation of the Technology - Limitation | 3034 | 3336
Nuc_WWTS_Technology | H | 3 | H3-4 | Table H-3 | drive_unit_3 | Text | 3 Effluent Limitation Drives/Will Drive the Operation of the Technology - Unit | 3035 | 3337
Nuc_WWTS_Technology | H | 3 | H3-5 | Table H-5 | technology | Text | Technology used/planned in the wastewater treatment system | 3036 | 3340
Nuc_WWTS_Technology | H | 3 | H3-5 | Table H-5 | technology_other | Text | Description of technology if the plant selected other as the technology used/planned in the wastewater treatment system | 3037 | 3341
Nuc_WWTS_Technology | H | 3 | H3-5 | Table H-5 | CBI_tech_table | Yes/No | CBI designation checkbox for Table H-3 (operating) and Table H-4 (planned) | 3038 | 3342
Nuc_WWTS_Technology | H | 3 | H3-5 | Table H-5 | pollutants_chlorine | Text | Designates if chlorine is targeted for removal by the technology | 3039 | 3344
Nuc_WWTS_Technology | H | 3 | H3-5 | Table H-5 | pollutants_nitrogen | Text | Designates if nitrogen compounds (ammonia, nitrate, and nitrite) are targeted for removal by the technology | 3040 | 3345
Nuc_WWTS_Technology | H | 3 | H3-5 | Table H-5 | pollutants_carbohydrazine | Text | Designates if carbohydrazine is targeted for removal by the technology | 3041 | 3346
Nuc_WWTS_Technology | H | 3 | H3-5 | Table H-5 | pollutants_hydrazine | Text | Designates if hydrazine is targeted for removal by the technology | 3042 | 3347
Nuc_WWTS_Technology | H | 3 | H3-5 | Table H-5 | pollutants_organicacids | Text | Designates if organic acids are targeted for removal by the technology | 3043 | 3348
Nuc_WWTS_Technology | H | 3 | H3-5 | Table H-5 | pollutants_TSS | Text | Designates if TSS is targeted for removal by the technology | 3044 | 3349
Nuc_WWTS_Technology | H | 3 | H3-5 | Table H-5 | pollutants_oilgrease | Text | Designates if oil and grease is targeted for removal by the technology | 3045 | 3350
Nuc_WWTS_Technology | H | 3 | H3-5 | Table H-5 | pollutants_boron | Text | Designates if boron is targeted for removal by the technology | 3046 | 3351
Nuc_WWTS_Technology | H | 3 | H3-5 | Table H-5 | pollutants_tritium | Text | Designates if tritium is targeted for removal by the technology | 3047 | 3352
Nuc_WWTS_Technology | H | 3 | H3-5 | Table H-5 | pollutants_strontium90 | Text | Designates if strontium 90 is targeted for removal by the technology | 3048 | 3353
Nuc_WWTS_Technology | H | 3 | H3-5 | Table H-5 | pollutants_cesium137 | Text | Designates if cesium 137 is targeted for removal by the technology | 3049 | 3354
Nuc_WWTS_Technology | H | 3 | H3-5 | Table H-5 | pollutants_other_radionuclides | Text | Designates if other radionuclides not in other fields are targeted for removal by the technology | 3050 | 3355
Nuc_WWTS_Technology | H | 3 | H3-5 | Table H-5 | pollutants_other_metals | Text | Designates if other metals not in other fields are targeted for removal by the technology | 3051 | 3356
Nuc_WWTS_Technology | H | 3 | H3-5 | Table H-5 | pollutants_other_metals_desc | Text | Describes the other metals that are targeted for removal by the technology | 3052 | 3357
Nuc_WWTS_Technology | H | 3 | H3-5 | Table H-5 | pollutants_other | Text | Designates if other pollutants not in other fields are targeted for removal by the technology | 3053 | 3358
Nuc_WWTS_Technology | H | 3 | H3-5 | Table H-5 | pollutants_other_desc | Text | Describes the other pollutants that are targeted for removal by the technology | 3054 | 3359
PartA_Comments | A | Comments | Plant_ID |  | plant_id | Number (Double) | Plant identification number. | 3055 | 824
PartA_Comments | A | Comments | Comment_CBI |  | cbi_comment | Yes/No | CBI designation checkbox for Part A comments. | 3056 | 825
PartA_Comments | A | Comments | Comment_# |  | comment_quest_nmbr | Text | Question number reference for Part A comment. | 3057 | 826
PartA_Comments | A | Comments | Comment |  | comment | Memo | Comment from plant for Part A. | 3058 | 827
PartB_Comments | B | Comments | Plant_ID |  | plant_id | Number (Double) | Plant identification number. | 3059 | 1464
PartB_Comments | B | Comments | Comment_CBI |  | cbi_comment | Yes/No | CBI designation checkbox for Part B comments. | 3060 | 1465
PartB_Comments | B | Comments | Comment_# |  | comment_quest_nmbr | Text | Question number reference for Part B comment. | 3061 | 1466
PartB_Comments | B | Comments | Comment |  | comment | Memo | Comment from plant for Part B. | 3062 | 1467
PartC_Comments | C | Comments | Plant_ID |  | plant_id | Number (Double) | Plant identification number. | 3063 | 2570
PartC_Comments | C | Comments | Comment_CBI |  | cbi_ash_comment | Yes/No | CBI designation checkbox for Part C comments. | 3064 | 2571
PartC_Comments | C | Comments | Comment_# |  | ash_comment_nmbr | Text | Question number reference for Part C comment. | 3065 | 2572
PartC_Comments | C | Comments | Comment |  | ash_comment | Memo | Comment from plant for Part C. | 3066 | 2573
PartD_Comments | D | Comments | Plant_ID |  | plant_id | Number (Long Integer) | Plant identification number. | 3067 | 2984
PartD_Comments | D | Comments | Comment_CBI |  | cbi_pond_wwt_comment | Yes/No | CBI designation checkbox for Part D comments. | 3068 | 2985
PartD_Comments | D | Comments | Comment_# |  | pond_wwt_comment_nmbr | Text | Question number reference for Part D comment. | 3069 | 2986
PartD_Comments | D | Comments | Comment |  | pond_wwt_comment | Memo | Comment from plant for Part D. | 3070 | 2987
PartE_Comments | E | Comments | Plant_ID |  | plant_id | Number (Double) | Plant identification number | 3071 | 3112
PartE_Comments | E | Comments | Comment_CBI |  | cbi_comment | Yes/No | CBI checkbox designation for comment box | 3072 | 3113
PartE_Comments | E | Comments | Comment_# |  | comment_quest_nmbr | Text | Corresponding question number for comment | 3073 | 3114
PartE_Comments | E | Comments | Comment |  | comment | Memo | Comment from facility | 3074 | 3115
PartF_Comments | F | Comments | Plant_ID |  | plant_id | Number (Long Integer) | Plant identification number. | 3075 | 3364
PartF_Comments | F | Comments | Comment_CBI |  | cbi_Mgmt_Prac_comment | Yes/No | CBI designation checkbox for comment response. | 3076 | 3365
PartF_Comments | F | Comments | Comment_# |  | Mgmt_Prac_comment_nmbr | Text | Question number comment refers to. | 3077 | 3366
PartF_Comments | F | Comments | Comment |  | Mgmt_Prac_comment | Memo | Comment for Part F. | 3078 | 3367
PartG_Comments | G | Comments | Plant_ID |  | plant_id | Number (Double) | Plant identification number | 3079 | 3188
PartG_Comments | G | Comments | Comment_CBI |  | cbi_comment | Yes/No | CBI designation checkbox for comment response | 3080 | 3189
PartG_Comments | G | Comments | Comment_# |  | comment_quest_nmbr | Text | Question number comment refers to | 3081 | 3190
PartG_Comments | G | Comments | Comment |  | comment | Memo | Comment for Part G | 3082 | 3191
PartH_Comments | H | Comments | Plant_ID |  | plant_id | Number (Double) | Plant identification number | 3083 | 3360
PartH_Comments | H | Comments | Comment_CBI |  | cbi_comment | Yes/No | CBI designation checkbox for comment response | 3084 | 3361
PartH_Comments | H | Comments | Comment_# |  | comment_quest_nmbr | Text | Question number comment refers to | 3085 | 3362
PartH_Comments | H | Comments | Comment |  | comment | Memo | Comment for Part H | 3086 | 3363
Planned_Pond_Systems | D | 2 | Plant_ID | Table D-1 | plant_id | Number (Double) | Plant identification number. | 3087 | 2633
Planned_Pond_Systems | D | 2 | D2-6 | Table D-1 | cbi_Pond_ID | Yes/No | CBI designation checkbox for QD2-6. | 3088 | 2634
Planned_Pond_Systems | D | 2 | D2-6 | Table D-1 | System_ID | Text | Pond/Impoundment system ID. | 3089 | 2635
Planned_Pond_Systems | D | 2 | D2-6 | Table D-1 | Pond_Status | Text | Status of pond, active/inactive/open or retired/closed or planned. | 3090 | 2636
Planned_Pond_Systems | D | 2 | D2-6 | Table D-1 | Pond_Initial_Yr | Number (Double) | Year pond system will be brought online. | 3091 | 2637
Planned_Pond_Systems | D | 2 | D2-6 | Table D-1 | Plant_Desig | Text | Plant's name for pond system. | 3092 | 2638
Planned_Pond_Systems | D | 2 | D2-6 | Table D-1 | SPD-0A | Text | Checkbox to indicate SPD-A included in pond system. | 3093 | 2639
Planned_Pond_Systems | D | 2 | D2-6 | Table D-1 | SPD-0B | Text | Checkbox to indicate SPD-B included in pond system. | 3094 | 2640
Planned_Pond_Systems | D | 2 | D2-6 | Table D-1 | SPD-0C | Text | Checkbox to indicate SPD-C included in pond system. | 3095 | 2641
Planned_Pond_Systems | D | 2 | D2-6 | Table D-1 | SPD-0D | Text | Checkbox to indicate SPD-D included in pond system. | 3096 | 2642
Planned_Pond_Systems | D | 2 | D2-6 | Table D-1 | SPD-0E | Text | Checkbox to indicate SPD-E included in pond system. | 3097 | 2643
Plant_Contact_Info | A | 1.1 | Plant_ID |  | plant_id | Number (Double) | Plant identification number. | 3098 | 1
Plant_Contact_Info | A | 1.1 | A1-1 |  | cbi_address | Yes/No | CBI designation checkbox for A1-1. | 3099 | 2
Plant_Contact_Info | A | 1.1 | A1-1 |  | plant_name | Text | Name of the plant associated with the plant identification number. | 3100 | 3
Plant_Contact_Info | A | 1.1 | A1-1 |  | plant_street | Text | Physical street address of the designated plant. | 3101 | 4
Plant_Contact_Info | A | 1.1 | A1-1 |  | plant_city | Text | City the plant is located in. | 3102 | 5
Plant_Contact_Info | A | 1.1 | A1-1 |  | plant_state | Text | State that the plant is located in. | 3103 | 6
Plant_Contact_Info | A | 1.1 | A1-1 |  | plant_zip | Number (Double) | Zip code of the plant location. | 3104 | 7
Plant_Contact_Info | A | 1.1 | A1-2 |  | cbi_tech1 | Yes/No | CBI designation checkbox for A1-2. | 3105 | 8
Plant_Contact_Info | A | 1.1 | A1-2 |  | tech1_name | Text | Name of the primary contact for technical information presented in questionnaire. | 3106 | 9
Plant_Contact_Info | A | 1.1 | A1-2 |  | tech1_title | Text | Title of the primary contact for technical information. | 3107 | 10
Plant_Contact_Info | A | 1.1 | A1-2 |  | tech1_email | Text | Email address of the primary contact for technical information. | 3108 | 11
Plant_Contact_Info | A | 1.1 | A1-2 |  | tech1_street | Text | Street address for the primary contact for technical information. | 3109 | 12
Plant_Contact_Info | A | 1.1 | A1-2 |  | tech1_city | Text | City the primary contact for technical information is located in. | 3110 | 13
Plant_Contact_Info | A | 1.1 | A1-2 |  | tech1_state | Text | State the primary contact for technical information is located in. | 3111 | 14
Plant_Contact_Info | A | 1.1 | A1-2 |  | tech1_zip | Number (Double) | Zip code for the primary contact for technical information. | 3112 | 15
Plant_Contact_Info | A | 1.1 | A1-2 |  | tech1_telephone | Text | Telephone number of the primary contact for technical information. | 3113 | 16
Plant_Contact_Info | A | 1.1 | A1-2 |  | tech1_fax | Text | Fax number of the primary contact for technical information. | 3114 | 17
Plant_Contact_Info | A | 1.1 | A1-2 |  | tech1_time_lower | Date/Time | Earliest time to call the primary contact for technical information (Eastern Time). | 3115 | 18
Plant_Contact_Info | A | 1.1 | A1-2 |  | tech1_time_lower_unit | Text | The AM/PM designation for the earliest time to call. | 3116 | 19
Plant_Contact_Info | A | 1.1 | A1-2 |  | tech1_time_upper | Date/Time | Latest time to call the primary contact for technical information (Eastern Time). | 3117 | 20
Plant_Contact_Info | A | 1.1 | A1-2 |  | tech1_time_upper_unit | Text | The AM/PM designation for the latest time to call. | 3118 | 21
Plant_Contact_Info | A | 1.1 | A1-3 |  | cbi_tech2 | Yes/No | CBI designation checkbox for A1-3. | 3119 | 22
Plant_Contact_Info | A | 1.1 | A1-3 |  | tech2_name | Text | Name of the secondary contact for technical information presented in questionnaire. | 3120 | 23
Plant_Contact_Info | A | 1.1 | A1-3 |  | tech2_title | Text | Title of the secondary contact for technical information. | 3121 | 24
Plant_Contact_Info | A | 1.1 | A1-3 |  | tech2_email | Text | Email address of the secondary contact for technical information. | 3122 | 25
Plant_Contact_Info | A | 1.1 | A1-3 |  | tech2_street | Text | Street address for the secondary contact for technical information. | 3123 | 26
Plant_Contact_Info | A | 1.1 | A1-3 |  | tech2_city | Text | City the secondary contact for technical information is located in. | 3124 | 27
Plant_Contact_Info | A | 1.1 | A1-3 |  | tech2_state | Text | State the secondary contact for technical information is located in. | 3125 | 28
Plant_Contact_Info | A | 1.1 | A1-3 |  | tech2_zip | Number (Double) | Zip code for the secondary contact for technical information. | 3126 | 29
Plant_Contact_Info | A | 1.1 | A1-3 |  | tech2_telephone | Text | Telephone number of the secondary contact for technical information. | 3127 | 30
Plant_Contact_Info | A | 1.1 | A1-3 |  | tech2_fax | Text | Fax number of the secondary contact for technical information. | 3128 | 31
Plant_Contact_Info | A | 1.1 | A1-3 |  | tech2_time_lower | Date/Time | Earliest time to call the secondary contact for technical information (Eastern Time). | 3129 | 32
Plant_Contact_Info | A | 1.1 | A1-3 |  | tech2_time_lower_unit | Text | The AM/PM designation for the earliest time to call. | 3130 | 33
Plant_Contact_Info | A | 1.1 | A1-3 |  | tech2_time_upper | Date/Time | Latest time to call the secondary contact for technical information (Eastern Time). | 3131 | 34
Plant_Contact_Info | A | 1.1 | A1-3 |  | tech2_time_upper_unit | Text | The AM/PM designation for the latest time to call. | 3132 | 35
Plant_Contact_Info | A | 1.1 | A1-4 |  | cbi_econ1 | Yes/No | CBI designation checkbox for A1-4. | 3133 | 36
Plant_Contact_Info | A | 1.1 | A1-4 |  | econ1_name | Text | Name of the primary contact for economic/financial information presented in questionnaire. | 3134 | 37
Plant_Contact_Info | A | 1.1 | A1-4 |  | econ1_title | Text | Title of the primary contact for economic/financial information. | 3135 | 38
Plant_Contact_Info | A | 1.1 | A1-4 |  | econ1_email | Text | Email address of the primary contact for economic/financial information. | 3136 | 39
Plant_Contact_Info | A | 1.1 | A1-4 |  | econ1_street | Text | Street address for the primary contact for economic/financial information. | 3137 | 40
Plant_Contact_Info | A | 1.1 | A1-4 |  | econ1_city | Text | City the primary contact for economic/financial information is located in. | 3138 | 41
Plant_Contact_Info | A | 1.1 | A1-4 |  | econ1_state | Text | State the primary contact for economic/financial information is located in. | 3139 | 42
Plant_Contact_Info | A | 1.1 | A1-4 |  | econ1_zip | Number (Double) | Zip code for the primary contact for economic/financial information. | 3140 | 43
Plant_Contact_Info | A | 1.1 | A1-4 |  | econ1_telephone | Text | Telephone number of the primary contact for economic/financial information. | 3141 | 44
Plant_Contact_Info | A | 1.1 | A1-4 |  | econ1_fax | Text | Fax number of the primary contact for economic/financial information. | 3142 | 45
Plant_Contact_Info | A | 1.1 | A1-4 |  | econ1_time_lower | Date/Time | Earliest time to call the primary contact for economic/financial information (Eastern Time). | 3143 | 46
Plant_Contact_Info | A | 1.1 | A1-4 |  | econ1_time_lower_unit | Text | The AM/PM designation for the earliest time to call. | 3144 | 47
Plant_Contact_Info | A | 1.1 | A1-4 |  | econ1_time_upper | Date/Time | Earliest time to call the primary contact for economic/financial information contact (Eastern Time). | 3145 | 48
Plant_Contact_Info | A | 1.1 | A1-4 |  | econ1_time_upper_unit | Text | The AM/PM designation for the latest time to call. | 3146 | 49
Plant_Contact_Info | A | 1.1 | A1-5 |  | cbi_econ2 | Yes/No | CBI designation checkbox for A1-5. | 3147 | 50
Plant_Contact_Info | A | 1.1 | A1-5 |  | econ2_name | Text | Name of the secondary contact for economic/financial information presented in questionnaire. | 3148 | 51
Plant_Contact_Info | A | 1.1 | A1-5 |  | econ2_title | Text | Title of the secondary contact for economic/financial information. | 3149 | 52
Plant_Contact_Info | A | 1.1 | A1-5 |  | econ2_email | Text | Email address of the secondary contact for economic/financial information. | 3150 | 53
Plant_Contact_Info | A | 1.1 | A1-5 |  | econ2_street | Text | Street address for the secondary contact for economic/financial information. | 3151 | 54
Plant_Contact_Info | A | 1.1 | A1-5 |  | econ2_city | Text | City the secondary contact for economic/financial information is located in. | 3152 | 55
Plant_Contact_Info | A | 1.1 | A1-5 |  | econ2_state | Text | State the secondary contact for economic/financial information is located in. | 3153 | 56
Plant_Contact_Info | A | 1.1 | A1-5 |  | econ2_zip | Number (Double) | Zip code for the secondary contact for economic/financial information. | 3154 | 57
Plant_Contact_Info | A | 1.1 | A1-5 |  | econ2_telephone | Text | Telephone number of the secondary contact for economic/financial information. | 3155 | 58
Plant_Contact_Info | A | 1.1 | A1-5 |  | econ2_fax | Text | Fax number of the secondary contact for economic/financial information. | 3156 | 59
Plant_Contact_Info | A | 1.1 | A1-5 |  | econ2_time_lower | Date/Time | Earliest time to call the secondary contact for economic/financial information (Eastern Time). | 3157 | 60
Plant_Contact_Info | A | 1.1 | A1-5 |  | econ2_time_lower_unit | Text | The AM/PM designation for the latest time to call. | 3158 | 61
Plant_Contact_Info | A | 1.1 | A1-5 |  | econ2_time_upper | Date/Time | Earliest time to call the secondary contact for economic/financial information contact (Eastern Time). | 3159 | 62
Plant_Contact_Info | A | 1.1 | A1-5 |  | econ2_time_upper_unit | Text | The AM/PM designation for the latest time to call. | 3160 | 63
Plant_General | A | 1.2 | Plant_ID |  | plant_id | Number (Double) | Plant identification number. | 3161 | 64
Plant_General | A | 1.2 | A1-6 |  | cbi_retired | Yes/No | CBI designation checkbox for A1-6. | 3162 | 65
Plant_General | A | 1.2 | A1-6 |  | retired | Text | The yes/no answer to whether the plant is permanently retired or will it be permanently retired by December 31, 2011. | 3163 | 66
Plant_General | A | 1.2 | A1-7 |  | cbi_gen_elec | Yes/No | CBI designation checkbox for A1-7. | 3164 | 67
Plant_General | A | 1.2 | A1-7 |  | gen_elec | Text | The yes/no answer to whether the plant generates or has the potential to generate electricity from a steam electric generating unit. | 3165 | 68
Plant_General | A | 1.2 | A1-8 |  | cbi_fuels | Yes/No | CBI designation checkbox for A1-8. | 3166 | 69
Plant_General | A | 1.2 | A1-8 |  | fuels_coal | Text | The plant used coal to generate electricity in 2009. | 3167 | 70
Plant_General | A | 1.2 | A1-8 |  | fuels_oil | Text | The plant used oil to generate electricity in 2009. | 3168 | 71
Plant_General | A | 1.2 | A1-8 |  | fuels_gas | Text | The plant used gas to generate electricity in 2009. | 3169 | 72
Plant_General | A | 1.2 | A1-8 |  | fuels_petcoke | Text | The plant used petroleum coke to generate electricity in 2009. | 3170 | 73
Plant_General | A | 1.2 | A1-8 |  | fuels_nuclear | Text | The plant used nuclear fuel to generate electricity in 2009. | 3171 | 74
Plant_General | A | 1.2 | A1-8 |  | fuels_none | Text | The plant did not use nuclear or fossil fuels other than for start up in 2009. | 3172 | 75
Plant_General | A | 1.2 | A1-9 |  | cbi_per_elec | Yes/No | CBI designation checkbox for A1-9. | 3173 | 76
Plant_General | A | 1.2 | A1-9 |  | elec_used | Text | The plant uses the electricity generated on site. | 3174 | 77
Plant_General | A | 1.2 | A1-9 |  | elec_used_per | Number (Double) | The percent of electricity used on site (by end use). | 3175 | 78
Plant_General | A | 1.2 | A1-9 |  | elec_distributed | Text | The plant distributes the electricity generated for sale. | 3176 | 79
Plant_General | A | 1.2 | A1-9 |  | elec_distributed_per | Number (Double) | The percent of electricity distributed for sale (by end use). | 3177 | 80
Plant_General | A | 1.2 | A1-9 |  | elec_other | Text | Other use of electricity (not used on site or distributed for sale). | 3178 | 81
Plant_General | A | 1.2 | A1-9 |  | elec_other_per | Number (Double) | The percent of electricity associated with the other use (by end use). | 3179 | 82
Plant_General | A | 1.2 | A1-9 |  | elec_other_desc | Memo | A description of the other electricity end use/handling. | 3180 | 83
Plant_General | A | 1.2 | A1-10 |  | cbi_naics | Yes/No | CBI designation checkbox for A1-10. | 3181 | 84
Plant_General | A | 1.2 | A1-10 |  | naics_primary | Text | Primary six-digit North American Industry Classification System (NAICS) codes that best describe the plant’s activities. | 3182 | 85
Plant_General | A | 1.2 | A1-10 |  | naics_secondary | Text | Secondary six-digit NAICS codes that best describe the plant’s activities. | 3183 | 86
Plant_General | A | 1.2 | A1-10 |  | naics_tertiary | Text | Tertiary six-digit NAICS codes that best describe the plant’s activities. | 3184 | 87
Plant_General | A | 1.2 | A1-11 |  | cbi_prime_purpose | Yes/No | CBI designation checkbox for A1-11. | 3185 | 88
Plant_General | A | 1.2 | A1-11 |  | prime_purpose | Text | The yes/no answer to whether the plant's primary purpose is the generation of electricity. | 3186 | 89
Plant_General | A | 1.2 | A1-11 |  | prime_purpose_desc | Text | The description of the plant's primary purpose in the event that it is not the generation of electricity. | 3187 | 90
Plant_General | A | 1.2 | A1-12 |  | cbi_steam_use | Yes/No | CBI designation checkbox for A1-12. | 3188 | 91
Plant_General | A | 1.2 | A1-12 |  | steam_elec | Text | The plant uses steam generated at the plant for electricity generation. | 3189 | 92
Plant_General | A | 1.2 | A1-12 |  | steam_elec_per | Number (Double) | The percent of steam used for electricity generation. | 3190 | 93
Plant_General | A | 1.2 | A1-12 |  | steam_heat_cool | Text | The plant uses steam generated at the plant for heating and/or cooling. | 3191 | 94
Plant_General | A | 1.2 | A1-12 |  | steam_heat_cool_per | Number (Double) | The percent of steam used for heating and/or cooling. | 3192 | 95
Plant_General | A | 1.2 | A1-12 |  | steam_use_other | Text | The plant uses steam generated at the plant for something other than electricity generation or heating and/or cooling. | 3193 | 96
Plant_General | A | 1.2 | A1-12 |  | steam_use_other_per | Number (Double) | The percent of steam used for something other than electricity generation or heating and/or cooling. | 3194 | 97
Plant_General | A | 1.2 | A1-12 |  | steam_use_other_desc | Memo | The description of what the steam is used for if it is not electricity generation or heating and/or cooling. | 3195 | 98
Plant_General | A | 1.2 | A1-13 |  | cbi_capacity | Yes/No | CBI designation checkbox for A1-13. | 3196 | 99
Plant_General | A | 1.2 | A1-13 |  | capacity_nameplate | Number (Double) | The total plant nameplate electric generating capacity. | 3197 | 100
Plant_General | A | 1.2 | A1-13 |  | capacity_summer | Number (Double) | The total electric net summer electric generating capacity. | 3198 | 101
Plant_General | A | 1.2 | A1-13 |  | capacity_winter | Number (Double) | The total electric net winter electric generating capacity. | 3199 | 102
Plant_General | A | 1.2 | A1-14 | Table A-1 | cbi_elec_gen | Yes/No | CBI designation checkbox for A1-14. | 3200 | 103
Plant_General | A | 1.2 | A1-14 | Table A-1 | elec_net_2007 | Number (Double) | The total net electrical generation for all electric generating units at the plant during calendar year 2007. | 3201 | 104
Plant_General | A | 1.2 | A1-14 | Table A-1 | elec_net_2008 | Number (Double) | The total net electrical generation for all electric generating units at the plant during calendar year 2008. | 3202 | 105
Plant_General | A | 1.2 | A1-14 | Table A-1 | elec_net_2009 | Number (Double) | The total net electrical generation for all electric generating units at the plant during calendar year 2009. | 3203 | 106
Plant_General | A | 1.2 | A1-14 | Table A-1 | elec_gross_2007 | Number (Double) | The total gross electrical generation for all electric generating units at the plant during calendar year 2007. | 3204 | 107
Plant_General | A | 1.2 | A1-14 | Table A-1 | elec_gross_2008 | Number (Double) | The total gross electrical generation for all electric generating units at the plant during calendar year 2008. | 3205 | 108
Plant_General | A | 1.2 | A1-14 | Table A-1 | elec_gross_2009 | Number (Double) | The total gross electrical generation for all electric generating units at the plant during calendar year 2009. | 3206 | 109
Plant_General | A | 2.1 | A2-3 |  | cbi_EAreport | Yes/No | CBI designation checkbox for A2-3. | 3207 | 110
Plant_General | A | 2.1 | A2-3 |  | EAreport | Text | The yes/no answer to whether the plant conduct any Environmental Assessment (EA) or Environmental Impact Statement (EIS) studies on receiving waters or pond/impoundments reported in Table A-4. | 3208 | 111
Plant_General | A | 2.1 | A2-3 |  | EAreport_attach | Text | Checkbox indicating that the plant did attach the results from the study(ies). | 3209 | 112
Plant_General | A | 2.1 | A2-3 |  | EAreport_notattach | Text | Checkbox indicating that the plant did not attach the results from the study(ies). | 3210 | 113
Plant_General | A | 2.1 | A2-3 |  | EAreport_notattach_desc | Text | Explanation on why the plant did not attach the results from the study(ies). | 3211 | 114
Plant_General | A | 5 | A5-1 |  | cbi_coord | Yes/No | CBI designation checkbox for A5-1. | 3212 | 115
Plant_General | A | 5 | A5-1 |  | coord_eia | Text | The plant did not provide the geographical coordinates, nuclear generating unit(s) located at the plant. | 3213 | 116
Plant_General | A | 5 | A5-1 |  | coord_lat_deg | Number (Double) | The latitude degrees of the geographical coordinates of the plant as reported to EIA on U.S. DOE/EIA Form-860 (2007), schedule 2, line 6. | 3214 | 117
Plant_General | A | 5 | A5-1 |  | coord_lat_min | Number (Double) | The latitude minutes of the geographical coordinates of the plant as reported to EIA on U.S. DOE/EIA Form-860 (2007), schedule 2, line 6. | 3215 | 118
Plant_General | A | 5 | A5-1 |  | coord_lat_sec | Number (Double) | The latitude seconds of the geographical coordinates of the plant as reported to EIA on U.S. DOE/EIA Form-860 (2007), schedule 2, line 6. | 3216 | 119
Plant_General | A | 5 | A5-1 |  | coord_long_deg | Number (Double) | The longitude degrees of the geographical coordinates of the plant as reported to EIA on U.S. DOE/EIA Form-860 (2007), schedule 2, line 6. | 3217 | 120
Plant_General | A | 5 | A5-1 |  | coord_long_min | Number (Double) | The longitude minutes of the geographical coordinates of the plant as reported to EIA on U.S. DOE/EIA Form-860 (2007), schedule 2, line 6. | 3218 | 121
Plant_General | A | 5 | A5-1 |  | coord_long_sec | Number (Double) | The longitude seconds of the geographical coordinates of the plant as reported to EIA on U.S. DOE/EIA Form-860 (2007), schedule 2, line 6. | 3219 | 122
Plant_General | A | 5 | A5-2 |  | cbi_map | Yes/No | CBI designation checkbox for A5-2. | 3220 | 123
Plant_General | A | 5 | A5-2 |  | map_attach | Text | The plant attached an aerial map showing the property boundary of the plant that shows buildings, ponds/impoundments, landfills, and other significant features of the plant. | 3221 | 124
Plant_General | A | 5 | A5-2 |  | nuc_unit_onsite | Text | The plant did not attach a diagram because nuclear unit(s) on-site. | 3222 | 125
Plant_General | A | 5 | A5-3 |  | cbi_Wbalance | Yes/No | CBI designation checkbox for A5-3. | 3223 | 126
Plant_General | A | 5 | A5-3 |  | Wbalance_attach | Text | A water balance diagram for the plant is attached. | 3224 | 127
Plant_IDs_Pend_Permits | A | 2.1 | Plant_ID |  | plant_id | Number (Double) | Plant identification number. | 3225 | 128
Plant_IDs_Pend_Permits | A | 2.1 | A2-1 |  | cbi_EIA | Yes/No | CBI designation checkbox for A2-1. | 3226 | 129
Plant_IDs_Pend_Permits | A | 2.1 | A2-1 |  | EIA_ID | Text | The plant's EIA Plant Identification Code. | 3227 | 130
Plant_IDs_Pend_Permits | A | 2.1 | A2-2 |  | cbi_RUS | Yes/No | CBI designation checkbox for A2-2. | 3228 | 131
Plant_IDs_Pend_Permits | A | 2.1 | A2-2 |  | RUS_ID | Text | The plant's RUS Plant Identification Code. | 3229 | 132
Plant_IDs_Pend_Permits | A | 2.1 | A2-4 | Table A-2 | cbi_permit_tbl | Yes/No | CBI designation checkbox for A2-4. | 3230 | 133
Plant_IDs_Pend_Permits | A | 2.1 | A2-4 | Table A-2 | NPDES_pend | Text | The yes/no answer to whether the plant's National Pollutant Discharge Elimination System (NPDES) permit is under development. | 3231 | 134
Plant_IDs_Pend_Permits | A | 2.1 | A2-4 | Table A-2 | RCRA_pend | Text | The yes/no answer to whether the plant's Resource Conservation and Recovery Act (RCRA) permit is under development. | 3232 | 135
Plant_IDs_Pend_Permits | A | 2.1 | A2-4 | Table A-2 | Stormwater_pend | Text | The yes/no answer to whether the plant's Stormwater permit is under development. | 3233 | 136
Plant_IDs_Pend_Permits | A | 2.1 | A2-4 | Table A-2 | Air_pend | Text | The yes/no answer to whether the plant's Air Pollution Operating permit is under development. | 3234 | 137
Plant_IDs_Pend_Permits | A | 2.1 | A2-4 | Table A-2 | UIC_pend | Text | The yes/no answer to whether the plant's Underground Injection Control (UIC) permit is under development. | 3235 | 138
Plant_Outfalls | A | 2.2 | Plant_ID |  | plant_id | Number (Double) | Plant identification number. | 3236 | 147
Plant_Outfalls | A | 2.2 | Outfall_Number |  | Outfall_number | Text | Plant's outfall number. | 3237 | 148
Plant_Outfalls | A | 2.2 | A2-5 |  | cbi_outfall | Yes/No | CBI designation checkbox for A2-5. | 3238 | 149
Plant_Outfalls | A | 2.2 | A2-5 |  | oufall_name | Text | Name of the outfall. | 3239 | 150
Plant_Outfalls | A | 2.2 | A2-5 |  | outfall_lat_deg | Number (Double) | The degrees coordinate of the outfall's latitude. | 3240 | 151
Plant_Outfalls | A | 2.2 | A2-5 |  | outfall_lat_min | Number (Double) | The minutes coordinate of the outfall's latitude. | 3241 | 152
Plant_Outfalls | A | 2.2 | A2-5 |  | outfall_lat_sec | Number (Double) | The seconds coordinate of the outfall's latitude. | 3242 | 153
Plant_Outfalls | A | 2.2 | A2-5 |  | outfall_long_deg | Number (Double) | The degrees coordinate of the outfall's longitude. | 3243 | 154
Plant_Outfalls | A | 2.2 | A2-5 |  | outfall_long_min | Number (Double) | The minutes coordinate of the outfall's longitude. | 3244 | 155
Plant_Outfalls | A | 2.2 | A2-5 |  | outfall_long_sec | Number (Double) | The seconds coordinate of the outfall's longitude. | 3245 | 156
Plant_Outfalls | A | 2.2 | A2-5 |  | outfall_gpy | Number (Double) | Outfall's discharge flow in gallons per year. | 3246 | 157
Plant_Outfalls | A | 2.2 | A2-5 |  | outfall_gpd | Number (Double) | Outfall's discharge flow in gallons per day. | 3247 | 158
Plant_Outfalls | A | 2.2 | A2-5 |  | outfall_gpm | Number (Double) | Outfall's discharge flow in gallons per minute. | 3248 | 159
Plant_Outfalls | A | 2.2 | A2-5 |  | outfall_hpd | Number (Double) | Outfall's discharge flow in hours per day. | 3249 | 160
Plant_Outfalls | A | 2.2 | A2-5 |  | outfall_dpy | Number (Double) | Outfall's discharge flow in days per year. | 3250 | 161
Plant_Outfalls | A | 2.2 | A2-6 |  | cbi_outfall_type | Yes/No | CBI designation checkbox for A2-6. | 3251 | 162
Plant_Outfalls | A | 2.2 | A2-6 |  | oufall_type | Text | The response to whether the outfall is an internal outflow or external outflow. | 3252 | 163
Plant_Outfalls | A | 2.2 | A2-7 |  | cbi_discharge_canal | Yes/No | CBI designation checkbox for A2-7. | 3253 | 164
Plant_Outfalls | A | 2.2 | A2-7 |  | discharge_canal | Text | The yes/no answer to whether the plant's outfall releases water to a discharge canal prior to discharging to surface water. | 3254 | 165
Plant_Outfalls | A | 2.2 | A2-8 |  | cbi_surfwater | Yes/No | CBI designation checkbox for A2-8. | 3255 | 166
Plant_Outfalls | A | 2.2 | A2-8 |  | surfwater_name | Text | Name of the receiving surface water. | 3256 | 167
Plant_Outfalls | A | 2.2 | A2-8 |  | surfwater_unnamed_desc | Text | The name(s) of the next receiving water downstream if the receiving surface water is unnamed. | 3257 | 168
Plant_Outfalls | A | 2.2 | A2-8 |  | surfwater_type | Text | Type of surface water. | 3258 | 169
Plant_Outfalls | A | 2.2 | A2-8 |  | surfwater_type_other | Text | Other type of surface water. | 3259 | 170
Plant_Outfalls | A | 2.2 | A2-9 |  | cbi_mixzone | Yes/No | CBI designation checkbox for A2-9. | 3260 | 171
Plant_Outfalls | A | 2.2 | A2-9 |  | mixzone | Text | The yes/no answer to whether a mixing zone has been applied to the outfall. | 3261 | 172
Plant_Outfalls_Flow | A | 2.2 | Plant_ID | Table A-3 | plant_id | Number (Double) | Plant identification number. | 3262 | 173
Plant_Outfalls_Flow | A | 2.2 | Outfall_Number | Table A-3 | Outfall_number | Text | Plant's outfall number. | 3263 | 174
Plant_Outfalls_Flow | A | 2.2 | A2-10 | Table A-3 | cbi_outfall_flow_tbl | Yes/No | CBI designation checkbox for A2-10. | 3264 | 175
Plant_Outfalls_Flow | A | 2.2 | A2-10 | Table A-3 | outfall_per_CW | Number (Double) | Percent contribution from cooling water outfall flow. | 3265 | 176
Plant_Outfalls_Flow | A | 2.2 | A2-10 | Table A-3 | outfall_per_fa_sluice | Number (Double) | Percent contribution from fly ash sluice outfall flow. | 3266 | 177
Plant_Outfalls_Flow | A | 2.2 | A2-10 | Table A-3 | outfall_per_ba_sluice | Number (Double) | Percent contribution from bottom ash sluice outfall flow. | 3267 | 178
Plant_Outfalls_Flow | A | 2.2 | A2-10 | Table A-3 | outfall_per_FGD_scrub | Number (Double) | Percent contribution from FGD scrubber wastewater (slurry blowdown or scrubber purge) outfall flow. | 3268 | 179
Plant_Outfalls_Flow | A | 2.2 | A2-10 | Table A-3 | outfall_per_leachate | Number (Double) | Percent contribution of leachate from coal combustion residue landfills or ponds/impoundments. | 3269 | 180
Plant_Outfalls_Flow | A | 2.2 | A2-10 | Table A-3 | outfall_per_coal_runoff | Number (Double) | Percent contribution from the coal pile runoff. | 3270 | 181
Plant_Outfalls_Flow | A | 2.2 | A2-10 | Table A-3 | outfall_per_mcw | Number (Double) | Percent contribution from metal cleaning waste outfall flow. | 3271 | 182
Plant_Outfalls_Flow | A | 2.2 | A2-10 | Table A-3 | outfall_per_stormwater | Number (Double) | Percent contribution from storm water. | 3272 | 183
Plant_Outfalls_Flow | A | 2.2 | A2-10 | Table A-3 | outfall_per_other | Number (Double) | Percent contribution from an other type of outfall flow, not already identified. | 3273 | 184
Plant_Outfalls_Flow | A | 2.2 | A2-10 | Table A-3 | emrgncy_outfall | Text | Checkbox if the outfall is used for emergency discharges only. | 3274 | 185
Plant_Permits | A | 2.1 | Plant_ID | Table A-2 | plant_id | Number (Double) | Plant identification number. | 3275 | 139
Plant_Permits | A | 2.1 | A2-4 | Table A-2 | cbi_permit_tbl | Yes/No | CBI designation checkbox for QA2-4, Table A-2. | 3276 | 140
Plant_Permits | A | 2.1 | A2-4 | Table A-2 | permit_type | Text | The plant’s most recently approved permit associated with industrial activities | 3277 | 141
Plant_Permits | A | 2.1 | A2-4 | Table A-2 | permit_ID | Text | The permit ID of the plant’s most recently approved permit associated with industrial activities. | 3278 | 142
Plant_Permits | A | 2.1 | A2-4 | Table A-2 | permit_app_mo | Text | Approval month of the plant’s most recently approved permit associated with industrial activities. | 3279 | 143
Plant_Permits | A | 2.1 | A2-4 | Table A-2 | permit_app_yr | Text | Approval year of the plant’s most recently approved permit associated with industrial activities. | 3280 | 144
Plant_Permits | A | 2.1 | A2-4 | Table A-2 | permit_exp_mo | Text | Expiration month of the plant’s most recently approved permit associated with industrial activities. | 3281 | 145
Plant_Permits | A | 2.1 | A2-4 | Table A-2 | permit_exp_yr | Text | Expiration year of the plant’s most recently approved permit associated with industrial activities. | 3282 | 146
Plant_Systems_Summary | A | 3 | Plant_ID |  | plant_id | Number (Double) | Plant identification number. | 3283 | 186
Plant_Systems_Summary | A | 3 | A3-1 |  | cbi_has_pond | Yes/No | CBI designation checkbox for A3-1. | 3284 | 187
Plant_Systems_Summary | A | 3 | A3-1 |  | has_pond | Text | The yes/no answer to whether the plant has or is the plant currently constructing/installing or planning to construct/install by December 31, 2020 any ponds/impoundments. | 3285 | 188
Plant_Systems_Summary | A | 4 | A4-1 |  | cbi_has_landfill | Yes/No | CBI designation checkbox for A4-1. | 3286 | 189
Plant_Systems_Summary | A | 4 | A4-1 |  | has_landfill | Text | The yes/no answer to whether the plant is currently constructing/installing or planning to construct/install by December 31, 2020 any landfills. | 3287 | 190
Plant_Systems_Summary | A | 9 | A9-1 |  | cbi_has_nox | Yes/No | CBI designation checkbox for A9-1. | 3288 | 191
Plant_Systems_Summary | A | 9 | A9-1 |  | has_nox | Text | The yes/no answer to whether the plant operated any NOx control systems on fossil-fueled electric generating units after 1/1/10 or are currently constructing/installing or planning to construct/install any by 12/31/20. | 3289 | 192
Plant_Systems_Summary | A | 10 | A10-1 |  | cbi_has_FGMC | Yes/No | CBI designation checkbox for A10-1. | 3290 | 193
Plant_Systems_Summary | A | 10 | A10-1 |  | has_FGMC | Text | The yes/no answer to whether the plant operated any flue gas mercury control systems or are currently constructing/installing or planning to construct/install any by 12/31/20. | 3291 | 194
Plant_Systems_Summary | A | 11 | A11-1 |  | cbi_has_CCS | Yes/No | CBI designation checkbox for A11-1. | 3292 | 195
Plant_Systems_Summary | A | 11 | A11-1 |  | has_CCS | Text | The yes/no answer to whether the plant operates any carbon capture systems on fossil-fueled electric generating units or are currently constructing/installing or planning to construct/install any by 12/31/20. | 3293 | 196
Plant_Systems_Summary | A | 12 | A12-1 |  | cbi_has_WESP | Yes/No | CBI designation checkbox for A12-1. | 3294 | 197
Plant_Systems_Summary | A | 12 | A12-1 |  | has_WESP | Text | The yes/no answer to whether the plant operates any wet ESP systems on fossil-fueled electric generating units after 1/1/10 or are currently constructing/installing or planning to construct/install any by 12/31/20. | 3295 | 198
Pond_General | A | 3 | Plant_ID | Table A-4 | plant_id | Number (Double) | Plant identification number. | 3296 | 199
Pond_General | A | 3 | A3-2 | Table A-4 | pond_id | Text | The yes/no response to whether the plant is currently constructing/installing or planning to construct/install by December 31, 2020 any ponds/impoundments used for the storage, treatment, and/or disposal of process wastewater, residues, or by-products. | 3297 | 200
Pond_General | A | 3 | A3-2 | Table A-4 | cbi_pond_tbl | Yes/No | CBI designation checkbox for A3-2. | 3298 | 201
Pond_General | A | 3 | A3-2 | Table A-4 | pd_status | Text | Pond/Impoundment Unit ID | 3299 | 202
Pond_General | A | 3 | A3-2 | Table A-4 | pd_desc | Text | Plant’s name for the pond/impoundment unit. | 3300 | 203
Pond_General | A | 3 | A3-2 | Table A-4 | pd_lat_deg | Number (Double) | The latitude degrees of the geographical coordinates of the pond outlet. | 3301 | 204
Pond_General | A | 3 | A3-2 | Table A-4 | pd_lat_min | Number (Double) | The latitude minutes of the geographical coordinates of the pond outlet. | 3302 | 205
Pond_General | A | 3 | A3-2 | Table A-4 | pd_lat_sec | Number (Double) | The latitude seconds of the geographical coordinates of the pond outlet. | 3303 | 206
Pond_General | A | 3 | A3-2 | Table A-4 | pd_long_deg | Number (Double) | The longitude degrees of the geographical coordinates of the pond outlet. | 3304 | 207
Pond_General | A | 3 | A3-2 | Table A-4 | pd_long_min | Number (Double) | The longitude minutes of the geographical coordinates of the pond outlet. | 3305 | 208
Pond_General | A | 3 | A3-2 | Table A-4 | pd_long_sec | Number (Double) | The longitude seconds of the geographical coordinates of the pond outlet. | 3306 | 209
Pond_General | A | 3 | A3-2 | Table A-4 | pd_lined | Text | The Yes/No response to if the pond is lined. | 3307 | 210
Pond_General | A | 3 | A3-2 | Table A-4 | pd_leachate_collect | Text | The Yes/No response to if the leachate is collected. | 3308 | 211
Pond_General | A | 3 | A3-2 | Table A-4 | pd_dist | Number (Double) | Closest distance to nearest surface water in feet. | 3309 | 212
Pond_General | A | 3 | A3-2 | Table A-4 | pd_online_yr | Number (Double) | Year pond was initially brought online or is planned to be brought online. | 3310 | 213
Pond_General | A | 3 | A3-2 | Table A-4 | pd_inactive | Text | The Yes/No response to if the pond is inactive. | 3311 | 214
Pond_Leachate_Coll_Sys | F | 2 | Plant_ID |  | plant_id | Number (Double) | Plant identification number. | 3312 | 3384
Pond_Leachate_Coll_Sys | F | 2 | Pond_ID |  | pond_ID | Text | EPA-assigned pond/impoundment unit ID. | 3313 | 3385
Pond_Leachate_Coll_Sys | F | 2 | F2-4 |  | cbi_Pond_Leachate_Sys | Yes/No | CBI designation checkbox for QF2-4. | 3314 | 3386
Pond_Leachate_Coll_Sys | F | 2 | F2-4 |  | Pond_Leach_Sys | Text | The yes/no answer to whether the pond/impoundment unit has a system to collect leachate. | 3315 | 3387
Pond_Leachate_Coll_Sys | F | 2 | F2-4 |  | Pond_Leach_Sys_LCS | Text | Checkbox to indicate the pond/impoundment unit has a leachate collection system. | 3316 | 3388
Pond_Leachate_Coll_Sys | F | 2 | F2-4 |  | Pond_Leach_Sys_LDS | Text | Checkbox to indicate the pond/impoundment unit has a leachate detection system. | 3317 | 3389
Pond_Leachate_Coll_Sys | F | 2 | F2-4 |  | Pond_Leach_Sys_Other | Text | Checkbox to indicate the pond/impoundment unit has another type of leachate collection system. | 3318 | 3390
Pond_Leachate_Coll_Sys | F | 2 | F2-4 |  | Pond_Leach_Sys_Other_desc | Text | Specification of the other type of leachate collection system. | 3319 | 3391
Pond_Leachate_Coll_Sys | F | 2 | F2-5 |  | cbi_Pond_Leach_Vol_Freq | Yes/No | CBI designation checkbox for QF2-5. | 3320 | 3392
Pond_Leachate_Coll_Sys | F | 2 | F2-5 |  | Pond_Leach_Vol_GPD | Number (Double) | Volume of leachate collected in 2009 (gpd). | 3321 | 3393
Pond_Leachate_Coll_Sys | F | 2 | F2-5 |  | Pond_Leach_Vol_GPY | Number (Double) | Volume of leachate collected in 2009 (gpy). | 3322 | 3394
Pond_Leachate_Coll_Sys | F | 2 | F2-5 |  | Pond_Leach_Freq | Number (Double) | Frequency of process wastewater generation (days). | 3323 | 3395
Pond_Leachate_Coll_Sys | F | 2 | F2-5 |  | Pond_Leach_Est_Desc | Memo | Description of the estimation method. | 3324 | 3396
Pond_Leachate_Coll_Sys | F | 2 | F2-6 |  | cbi_Pond_Leach_PW | Yes/No | CBI designation checkbox for QF2-6. | 3325 | 3397
Pond_Leachate_Coll_Sys | F | 2 | F2-6 |  | Pond_Leach_procWW | Text | The yes/no answer to whether the plant collects stormwater, rainfall, or process wastewaters in the collection system. | 3326 | 3398
Pond_Leachate_Coll_Sys | F | 2 | F2-6 |  | Pond_Leach_procWW_Storm | Text | Checkbox to indicate that uncontaminated stormwater is collected in the leachate collection system. | 3327 | 3399
Pond_Leachate_Coll_Sys | F | 2 | F2-6 |  | Pond_Leach_procWW_Storm_GPY | Number (Double) | The amount of uncontaminated stormwater collected in the system (gpy). | 3328 | 3400
Pond_Leachate_Coll_Sys | F | 2 | F2-6 |  | Pond_Leach_procWW_Rain | Text | Checkbox to indicate that rainfall is collected in the leachate collection system. | 3329 | 3401
Pond_Leachate_Coll_Sys | F | 2 | F2-6 |  | Pond_Leach_procWW_Rain_GPY | Number (Double) | The amount of rainfall collected in the system (gpy). | 3330 | 3402
Pond_Leachate_Coll_Sys | F | 2 | F2-6 |  | Pond_Leach_procWW_Other | Text | Checkbox to indicate that another type of wastewater is collected in the leachate collection system. | 3331 | 3403
Pond_Leachate_Coll_Sys | F | 2 | F2-6 |  | Pond_Leach_procWW_Other_Code | Text | Drop-down menu of selections of other types of wastewater. | 3332 | 3404
Pond_Leachate_Coll_Sys | F | 2 | F2-6 |  | Pond_Leach_procWW_Other_GPY | Number (Double) | The amount of rainfall collected in the system (gpy). | 3333 | 3405
Pond_Leachate_Coll_Sys | F | 2 | F2-6 |  | Pond_Leach_procWW_Other_desc | Text | Explanation of the other type of wastewater collected in the system. | 3334 | 3406
Pond_Leachate_Coll_Sys | F | 2 | F2-7 |  | cbi_Pond_Leach_Dest | Yes/No | CBI designation checkbox for QF2-7. | 3335 | 3407
Pond_Leachate_Coll_Sys | F | 2 | F2-7 |  | Pond_Leach_Dest_BackToPond | Text | Checkbox to indicate that the leachate is transferred back into the pond/impoundment unit. | 3336 | 3408
Pond_Leachate_Coll_Sys | F | 2 | F2-7 |  | Pond_Leach_Dest_CmbndPondEff | Text | Checkbox to indicate that the leachate is combined with pond/impoundment unit effluent. | 3337 | 3409
Pond_Leachate_Coll_Sys | F | 2 | F2-7 |  | Pond_Leach_Dest_OtherPond | Text | Checkbox to indicate that the leachate is transferred to other pond/impoundment units. | 3338 | 3410
Pond_Leachate_Coll_Sys | F | 2 | F2-7 |  | Pond_Leach_Dest_OtherPond_ID | Text | Pond/impoundment unit ID receiving the leachate. | 3339 | 3411
Pond_Leachate_Coll_Sys | F | 2 | F2-7 |  | Pond_Leach_Dest_OnsiteTS | Text | Checkbox to indicate that the leachate is transferred to an on-site treatment system. | 3340 | 3412
Pond_Leachate_Coll_Sys | F | 2 | F2-7 |  | Pond_Leach_Dest_OnsiteTS_WWT | Text | The yes/no answer to whether the wastewater treatment system ID has been previously assigned. | 3341 | 3413
Pond_Leachate_Coll_Sys | F | 2 | F2-7 |  | System_ID | Text | Wastewater treatment system ID receiving the leachate. | 3342 | 3414
Pond_Leachate_Coll_Sys | F | 2 | F2-7 |  | Pond_Leach_Dest_StorTnk | Text | Checkbox to indicate that the leachate is transferred back to a storage tank. | 3343 | 3415
Pond_Leachate_Coll_Sys | F | 2 | F2-7 |  | Pond_Leach_Dest_Indirect | Text | Checkbox to indicate that the leachate is indirectly discharged to a treatment works facility. | 3344 | 3416
Pond_Leachate_Coll_Sys | F | 2 | F2-7 |  | Pond_Leach_Dest_Recyc | Text | Checkbox to indicate that the leachate is immediately recycled back into the plant process. | 3345 | 3417
Pond_Leachate_Coll_Sys | F | 2 | F2-7 |  | Pond_Leach_Dest_Recyc_desc | Text | Description of how the leachate is reused when it is immediately recycled back into the plant process. | 3346 | 3418
Pond_Leachate_Coll_Sys | F | 2 | F2-7 |  | Pond_Leach_Dest_SW | Text | Checkbox to indicate that the leachate is discharged to surface water. | 3347 | 3419
Pond_Leachate_Coll_Sys | F | 2 | F2-7 |  | Outfall_number | Text | The NPDES permitted outfall number for the surface water the leachate is discharged to. | 3348 | 3420
Pond_Leachate_Coll_Sys | F | 2 | F2-7 |  | Pond_Leach_Dest_Other | Text | Checkbox to indicate another intermediate and/or final destination of the leachate. | 3349 | 3421
Pond_Leachate_Coll_Sys | F | 2 | F2-7 |  | Pond_Leach_Dest_Other_desc | Text | The specification of another intermediate and/or final destination of the leachate. | 3350 | 3422
Pond_Leachate_Coll_Sys | F | 2 | F2-8 |  | cbi_Pond_Leach_Chem | Yes/No | CBI designation checkbox for QF2-8. | 3351 | 3423
Pond_Leachate_Coll_Sys | F | 2 | F2-8 |  | Pond_Leach_Chem | Text | The yes, no, or NA response to whether chemicals are used to treat leachate sent to a pond or storage tank. | 3352 | 3424
Pond_Leachate_Coll_Sys | F | 2 | F2-8 |  | Pond_Leach_Chem_Lime | Text | Checkbox to indicate the plant uses lime to treat the leachate sent to a pond or storage tank. | 3353 | 3425
Pond_Leachate_Coll_Sys | F | 2 | F2-8 |  | Pond_Leach_Chem_NaOH | Text | Checkbox to indicate the plant uses sodium hydroxide to treat the leachate sent to a pond or storage tank. | 3354 | 3426
Pond_Leachate_Coll_Sys | F | 2 | F2-8 |  | Pond_Leach_Chem_H2SO4 | Text | Checkbox to indicate the plant uses sulfuric acid to treat the leachate sent to a pond or storage tank. | 3355 | 3427
Pond_Leachate_Coll_Sys | F | 2 | F2-8 |  | Pond_Leach_Chem_Other | Text | Checkbox to indicate the plant uses another chemical to treat the leachate sent to a pond or storage tank. | 3356 | 3428
Pond_Leachate_Coll_Sys | F | 2 | F2-8 |  | Pond_Leach_Chem_Other_desc | Text | Specification of the other chemical used to treat leachate sent to a pond or storage tank. | 3357 | 3429
Pond_Mntor_Inspct | F | 2 | Plant_ID |  | plant_id | Number (Double) | Plant identification number. | 3358 | 3430
Pond_Mntor_Inspct | F | 2 | Pond_ID |  | pond_ID | Text | EPA-assigned pond/impoundment unit ID. | 3359 | 3431
Pond_Mntor_Inspct | F | 2 | F2-10 |  | cbi_Pond_YrInsp | Yes/No | CBI designation checkbox for QF2-10. | 3360 | 3432
Pond_Mntor_Inspct | F | 2 | F2-10 |  | Pond_YrInsp | Text | Designation of monitoring measure or inspection is performed on the pond/impoundment unity by the plant and/or engineering contractors. | 3361 | 3433
Pond_Mntor_Inspct | F | 2 | F2-10 |  | Pond_YrInsp_Performed | Text | Indication that the type of inspection specified in the Pond_YrInsp field is being performed by the facility. | 3362 | 3434
Pond_Mntor_Inspct | F | 2 | F2-10 |  | Pond_YrInsp_Freq | Number (Double) | Frequency of monitoring for a given monitoring measure/inspection. | 3363 | 3435
Pond_Mntor_Inspct | F | 2 | F2-10 |  | Pond_YrInsp_Hrs | Number (Double) | Average number of hours spent each year performing monitoring activities. | 3364 | 3436
Pond_Storage | A | 3 | Plant_ID | Table A-5 | plant_id | Number (Double) | Plant identification number. | 3365 | 215
Pond_Storage | A | 3 | A3-3 | Table A-5 | pond_id | Text | EPA-assigned pond/impoundment unit ID. | 3366 | 216
Pond_Storage | A | 3 | A3-3 | Table A-5 | cbi_pd_stor_tbl | Yes/No | CBI designation checkbox for A3-3, Table A-5. | 3367 | 217
Pond_Storage | A | 3 | A3-3 | Table A-5 | pd_stor_slag | Text | The solid waste stored, treated, and/ or disposed of in the pond/impoundment unit identified is boiler slag. | 3368 | 218
Pond_Storage | A | 3 | A3-3 | Table A-5 | pd_stor_ba | Text | The solid waste stored, treated, and/ or disposed of in the pond/impoundment unit identified is bottom ash. | 3369 | 219
Pond_Storage | A | 3 | A3-3 | Table A-5 | pd_stor_fa | Text | The solid waste stored, treated, and/ or disposed of in the pond/impoundment unit identified is fly ash. | 3370 | 220
Pond_Storage | A | 3 | A3-3 | Table A-5 | pd_stor_gypsum | Text | The solid waste stored, treated, and/ or disposed of in the pond/impoundment unit identified is FGD calcium sulfate (gypsum). | 3371 | 221
Pond_Storage | A | 3 | A3-3 | Table A-5 | pd_stor_Ca_Sulfite | Text | The solid waste stored, treated, and/ or disposed of in the pond/impoundment unit identified is FGD calcium sulfite (not pozzolanic). | 3372 | 222
Pond_Storage | A | 3 | A3-3 | Table A-5 | pd_stor_pozz | Text | The solid waste stored, treated, and/ or disposed of in the pond/impoundment unit identified is FGD pozzolanic material. | 3373 | 223
Pond_Storage | A | 3 | A3-3 | Table A-5 | pd_stor_dryFGD | Text | The solid waste stored, treated, and/ or disposed of in the pond/impoundment unit identified are solids from dry FGD. | 3374 | 224
Pond_Storage | A | 3 | A3-3 | Table A-5 | pd_stor_other1 | Text | The specification of another way the solid waste stored, treated, and/ or disposed of in the pond/impoundment unit identified. | 3375 | 225
Pond_Storage | A | 3 | A3-3 | Table A-5 | pd_stor_other2 | Text | The specification of another way the solid waste stored, treated, and/ or disposed of in the pond/impoundment unit identified. | 3376 | 226
Pond_Storage | A | 3 | A3-3 | Table A-5 | pd_stor_other3 | Text | The specification of another way the solid waste stored, treated, and/ or disposed of in the pond/impoundment unit identified. | 3377 | 227
Pond_Storage | A | 3 | A3-3 | Table A-5 | pd_stor_other4 | Text | The specification of another way the solid waste stored, treated, and/ or disposed of in the pond/impoundment unit identified. | 3378 | 228
Pond_Storage | A | 3 | A3-3 | Table A-5 | pd_stor_procWW1 | Text | Process wastewater type. | 3379 | 229
Pond_Storage | A | 3 | A3-3 | Table A-5 | pd_stor_procWW2 | Text | Process wastewater type. | 3380 | 230
Pond_Storage | A | 3 | A3-3 | Table A-5 | pd_stor_procWW3 | Text | Process wastewater type. | 3381 | 231
Pond_Storage | A | 3 | A3-3 | Table A-5 | pd_stor_procWW4 | Text | Process wastewater type. | 3382 | 232
Pond_Storage | A | 3 | A3-3 | Table A-5 | pd_stor_procWW5 | Text | Process wastewater type. | 3383 | 233
Pond_Storage | A | 3 | A3-3 | Table A-5 | pd_stor_procWW6 | Text | Process wastewater type. | 3384 | 234
Pond_Storage | A | 3 | A3-3 | Table A-5 | pd_stor_ww_other1 | Text | The specification of another process wastewater type. | 3385 | 235
Pond_Storage | A | 3 | A3-3 | Table A-5 | pd_stor_ww_other2 | Text | The specification of another process wastewater type. | 3386 | 236
Pond_Storage | A | 3 | A3-3 | Table A-5 | pd_stor_ww_other3 | Text | The specification of another process wastewater type. | 3387 | 237
Pond_Storage | A | 3 | A3-3 | Table A-5 | pd_stor_ww_other4 | Text | The specification of another process wastewater type. | 3388 | 238
Pond_WWT_Capital | D | 6.1 | Plant_ID | Table D-15 | plant_id | Number (Double) | Plant identification number. | 3389 | 2960
Pond_WWT_Capital | D | 6.1 | System_ID | Table D-15 | System_ID | Text | Wastewater treatment or pond system identification. | 3390 | 2961
Pond_WWT_Capital | D | 6.1 | D6-3 | Table D-15 | cbi_Pond_WWT_Cap | Yes/No | CBI designation checkbox for QD6-3. | 3391 | 2962
Pond_WWT_Capital | D | 6.1 | D6-3 | Table D-15 | Cap_Project | Text | Type of capital project or area of direct cost, one of the following: purchased equipment, purchased equipment installation, buildings, site preparation, or land. | 3392 | 2963
Pond_WWT_Capital | D | 6.1 | D6-3 | Table D-15 | Cap_Cost | Number (Double) | Total capital cost for each project area. | 3393 | 2964
Pond_WWT_Capital | D | 6.1 | D6-3 | Table D-15 | Cap_Year_Based | Number (Double) | Year on which provided cost is based. | 3394 | 2965
Pond_WWT_Capital_Info | D | 6.1 | Plant_ID |  | plant_id | Number (Double) | Plant identification number. | 3395 | 2966
Pond_WWT_Capital_Info | D | 6.1 | System_ID |  | System_ID | Text | Wastewater treatment or pond system identification. | 3396 | 2967
Pond_WWT_Capital_Info | D | 6.1 | D6-3 |  | cbi_Pond_Hired_Contractor | Yes/No | CBI designation checkbox for QD6-3. | 3397 | 2968
Pond_WWT_Capital_Info | D | 6.1 | D6-3 |  | Pond_Hired_Contractor | Yes/No | Checkbox to indicate plant hired outside engineering firm to oversee design and/or installation of the treatment system. | 3398 | 2969
Pond_WWT_Capital_Info | D | 6.1 | D6-4 |  | cbi_Pond_WWT_Components | Yes/No | CBI designation checkbox for QD6-4. | 3399 | 2970
Pond_WWT_Capital_Info | D | 6.1 | D6-4 |  | Pond_WWT_Components_Incl | Text | Yes/no if all components of pond system and/or WWTS are included in capital costs reported in Table D-15. | 3400 | 2971
Pond_WWT_Capital_Info | D | 6.1 | D6-4 |  | Pond_WWT_Components_Incl_desc | Memo | Explanation of components included in capital costs listed in Table D-15 and those not included in the cost. | 3401 | 2972
Pond_WWT_OandM | D | 6.1 | Plant_ID | Table D-14 | plant_id | Number (Double) | Plant identification number. | 3402 | 2919
Pond_WWT_OandM | D | 6.1 | System_ID | Table D-14 | System_ID | Text | Wastewater treatment or pond system identification. | 3403 | 2920
Pond_WWT_OandM | D | 6.1 | D6-2 | Table D-14 | cbi_Pond_WWT_OandM | Yes/No | CBI designation checkbox for QD6-2. | 3404 | 2921
Pond_WWT_OandM | D | 6.1 | D6-2 | Table D-14 | OM_Opr_Annual | Number (Double) | Annual operating labor costs in 2009. | 3405 | 2922
Pond_WWT_OandM | D | 6.1 | D6-2 | Table D-14 | OM_Opr_Rate_Hours | Number (Double) | Average rate of operating labor in 2009, per hour. | 3406 | 2923
Pond_WWT_OandM | D | 6.1 | D6-2 | Table D-14 | OM_Opr_Staffing_Workers | Number (Double) | Operating labor staffing rate in 2009, dollars number of workers. | 3407 | 2924
Pond_WWT_OandM | D | 6.1 | D6-2 | Table D-14 | OM_Opr_Staffing_hpd | Number (Double) | Operating labor staffing rate in 2009, hours per day. | 3408 | 2925
Pond_WWT_OandM | D | 6.1 | D6-2 | Table D-14 | OM_Opr_Staffing_dpy | Number (Double) | Operating labor staffing rate in 2009, days per year. | 3409 | 2926
Pond_WWT_OandM | D | 6.1 | D6-2 | Table D-14 | OM_MLabor_Annual | Number (Double) | Annual maintenance labor costs in 2009. | 3410 | 2927
Pond_WWT_OandM | D | 6.1 | D6-2 | Table D-14 | OM_MLabor_Rate_Hours | Number (Double) | Average rate of maintenance labor in 2009, dollars per hour. | 3411 | 2928
Pond_WWT_OandM | D | 6.1 | D6-2 | Table D-14 | OM_MLabor_Staffing_Workers | Number (Double) | Maintenance labor staffing rate in 2009, number of workers. | 3412 | 2929
Pond_WWT_OandM | D | 6.1 | D6-2 | Table D-14 | OM_MLabor_Staffing_hpd | Number (Double) | Maintenance labor staffing rate in 2009, hours per day. | 3413 | 2930
Pond_WWT_OandM | D | 6.1 | D6-2 | Table D-14 | OM_MLabor_Staffing_dpy | Number (Double) | Maintenance labor staffing rate in 2009, days per year. | 3414 | 2931
Pond_WWT_OandM | D | 6.1 | D6-2 | Table D-14 | OM_MMaterials_Annual | Number (Double) | Annual maintenance materials costs in 2009. | 3415 | 2932
Pond_WWT_OandM | D | 6.1 | D6-2 | Table D-14 | OM_Chemicals_Annual | Number (Double) | Annual chemical costs in 2009. | 3416 | 2933
Pond_WWT_OandM | D | 6.1 | D6-2 | Table D-14 | OM_Energy_Pump_Annual | Number (Double) | Annual energy used to power pumping costs in 2009. | 3417 | 2934
Pond_WWT_OandM | D | 6.1 | D6-2 | Table D-14 | OM_Energy_Pump_kWh | Number (Double) | Rate of energy consumed to power pumping in 2009, dollars per kWh. | 3418 | 2935
Pond_WWT_OandM | D | 6.1 | D6-2 | Table D-14 | OM_Energy_Pump_Consump_kWh/h | Number (Double) | Energy, for pumping power, consumption rate in 2009, kWh per hour. | 3419 | 2936
Pond_WWT_OandM | D | 6.1 | D6-2 | Table D-14 | OM_Energy_Other_Annual | Number (Double) | Annual other energy costs in 2009, for energy other than pumping. | 3420 | 2937
Pond_WWT_OandM | D | 6.1 | D6-2 | Table D-14 | OM_Energy_Other_kWh | Number (Double) | Rate of other energy consumed in 2009, dollars per kWh. | 3421 | 2938
Pond_WWT_OandM | D | 6.1 | D6-2 | Table D-14 | OM_Energy_Other_Consump_kWh/h | Number (Double) | Energy, used for other than pumping, consumption rate in 2009, kWh per hour. | 3422 | 2939
Pond_WWT_OandM | D | 6.1 | D6-2 | Table D-14 | OM_Steam_Annual | Number (Double) | Annual steam costs in 2009. | 3423 | 2940
Pond_WWT_OandM | D | 6.1 | D6-2 | Table D-14 | OM_Steam_pounds | Number (Double) | Rate of steam consumed in 2009, dollars per pound. | 3424 | 2941
Pond_WWT_OandM | D | 6.1 | D6-2 | Table D-14 | OM_Steam_Consump_pounds/hr | Number (Double) | Steam consumption rate in 2009, in pounds per hour. | 3425 | 2942
Pond_WWT_OandM | D | 6.1 | D6-2 | Table D-14 | OM_HazDrdg_Annual | Number (Double) | Annual cost to dispose of dredged hazardous waste. | 3426 | 2943
Pond_WWT_OandM | D | 6.1 | D6-2 | Table D-14 | OM_HazDrgd_Rate | Number (Double) | Rate of disposal of dredged hazardous sludge, in dollars per gallon or ton. | 3427 | 2944
Pond_WWT_OandM | D | 6.1 | D6-2 | Table D-14 | OM_HazDrgd_Rate_Per | Text | Gallon/ton, units selected for the rate of disposal of dredged hazardous sludge. | 3428 | 2945
Pond_WWT_OandM | D | 6.1 | D6-2 | Table D-14 | OM_HazLandfill_Annual | Number (Double) | Annual cost to dispose of landfilled hazardous waste in 2009. | 3429 | 2946
Pond_WWT_OandM | D | 6.1 | D6-2 | Table D-14 | OM_HazLandfill_Rate | Number (Double) | Rate of disposal of landfilled hazardous waste, in dollars per gallon or ton. | 3430 | 2947
Pond_WWT_OandM | D | 6.1 | D6-2 | Table D-14 | OM_HazLandfill_Rate_Per | Text | Gallon/ton, units selected for rate of disposal of landfilled hazardous sludge. | 3431 | 2948
Pond_WWT_OandM | D | 6.1 | D6-2 | Table D-14 | OM_NonHazDrgd_Annual | Number (Double) | Annual cost to dispose of dredged nonhazardous sludge in 2009. | 3432 | 2949
Pond_WWT_OandM | D | 6.1 | D6-2 | Table D-14 | OM_NonHazDrgd_Rate | Number (Double) | Rate of disposal of dredged nonhazardous sludge, in dollars per gallon or ton. | 3433 | 2950
Pond_WWT_OandM | D | 6.1 | D6-2 | Table D-14 | OM_NonHazDrgd_Rate_Per | Text | Gallon/ton, units selected for rate of disposal of dredged nonhazardous sludge. | 3434 | 2951
Pond_WWT_OandM | D | 6.1 | D6-2 | Table D-14 | OM_NonHazLandfill_Annual | Number (Double) | Annual cost to dispose of landfilled nonhazardous sludge in 2009. | 3435 | 2952
Pond_WWT_OandM | D | 6.1 | D6-2 | Table D-14 | OM_NonHazLandfill_Rate | Number (Double) | Rate of disposal of landfilled nonhazardous sludge, in dollars per gallon or ton. | 3436 | 2953
Pond_WWT_OandM | D | 6.1 | D6-2 | Table D-14 | OM_NonHazLandfill_Rate_Per | Text | Gallon/ton, units selected for rate of disposal of landfilled nonhazardous sludge. | 3437 | 2954
Pond_WWT_OandM | D | 6.1 | D6-2 | Table D-14 | OM_Other1 | Text | Description of first operating and maintenance cost considered 'other'. | 3438 | 2955
Pond_WWT_OandM | D | 6.1 | D6-2 | Table D-14 | OM_Other1_Annual | Number (Double) | Annual cost of first 'other' O&M cost. | 3439 | 2956
Pond_WWT_OandM | D | 6.1 | D6-2 | Table D-14 | OM_Other2 | Text | Description of second operating and maintenance cost considered 'other'. | 3440 | 2957
Pond_WWT_OandM | D | 6.1 | D6-2 | Table D-14 | OM_Other2_Annual | Number (Double) | Annual cost of second 'other' O&M cost. | 3441 | 2958
Pond_WWT_OandM | D | 6.1 | D6-2 | Table D-14 | OM_Total_Annual | Number (Double) | Total annual operating and maintenance cost in 2009. | 3442 | 2959
Retired_Pond_Systems | D | 2 | Plant_ID | Table D-1 | plant_id | Number (Double) | Plant identification number. | 3443 | 2623
Retired_Pond_Systems | D | 2 | D2-6 | Table D-1 | cbi_Pond_ID | Yes/No | CBI designation checkbox for QD2-6. | 3444 | 2624
Retired_Pond_Systems | D | 2 | D2-6 | Table D-1 | System_ID | Text | Pond/Impoundment system ID. | 3445 | 2625
Retired_Pond_Systems | D | 2 | D2-6 | Table D-1 | Pond_Status | Text | Status of pond, active/inactive/open, retired/closed, or planned. | 3446 | 2626
Retired_Pond_Systems | D | 2 | D2-6 | Table D-1 | Pond_Initial_Yr | Number (Double) | Year pond system initially brought online. | 3447 | 2627
Retired_Pond_Systems | D | 2 | D2-6 | Table D-1 | Plant_Desig | Text | Plant's name for pond system. | 3448 | 2628
Retired_Pond_Systems | D | 2 | D2-6 | Table D-1 | RetSPD-01 | Text | Checkbox to indicate RET SPD-1 included in pond system. | 3449 | 2629
Retired_Pond_Systems | D | 2 | D2-6 | Table D-1 | RetSPD-02 | Text | Checkbox to indicate RET SPD-2 included in pond system. | 3450 | 2630
Retired_Pond_Systems | D | 2 | D2-6 | Table D-1 | RetSPD-03 | Text | Checkbox to indicate RET SPD-3 included in pond system. | 3451 | 2631
Retired_Pond_Systems | D | 2 | D2-6 | Table D-1 | RetSPD-04 | Text | Checkbox to indicate RET SPD-4 included in pond system. | 3452 | 2632
SCR_Catalyst_Regen_Plant | A | 9 | Plant_ID | Table A-13 | plant_id | Number (Double) | Plant identification number. | 3453 | 488
SCR_Catalyst_Regen_Plant | A | 9 | A9-2 | Table A-13 | cbi_company | Yes/No | CBI designation checkbox for Q A9-2, Table A-13. | 3454 | 489
SCR_Catalyst_Regen_Plant | A | 9 | A9-2 | Table A-13 | SCR_regen_no_offsite | Text | The plant did not send SCR catalyst offsite for regeneration. | 3455 | 490
SCR_Catalyst_Regen_Plant | A | 9 | A9-2 | Table A-13 | SCR_regen_company1_name | Text | Name of company 1 that performed the last 2 SCR catalyst regenerations. | 3456 | 491
SCR_Catalyst_Regen_Plant | A | 9 | A9-2 | Table A-13 | SCR_regen_company1_city | Text | City company 1 is located. | 3457 | 492
SCR_Catalyst_Regen_Plant | A | 9 | A9-2 | Table A-13 | SCR_regen_company1_state | Text | State company 1 is located. | 3458 | 493
SCR_Catalyst_Regen_Plant | A | 9 | A9-2 | Table A-13 | SCR_regen_company1_tele | Text | Telephone number of company 1. | 3459 | 494
SCR_Catalyst_Regen_Plant | A | 9 | A9-2 | Table A-13 | SCR_regen_company2_name | Text | Name of company 2 that performed the last 2 SCR catalyst regenerations. | 3460 | 495
SCR_Catalyst_Regen_Plant | A | 9 | A9-2 | Table A-13 | SCR_regen_company2_city | Text | City company 2 is located in. | 3461 | 496
SCR_Catalyst_Regen_Plant | A | 9 | A9-2 | Table A-13 | SCR_regen_company2_state | Text | State company 2 is located in. | 3462 | 497
SCR_Catalyst_Regen_Plant | A | 9 | A9-2 | Table A-13 | SCR_regen_company2_tele | Text | Telephone number of company 2. | 3463 | 498
SCR_Catalyst_Regen_Plant | A | 9 | A9-3 |  | cbi_SCR_regen_onsite_WW | Yes/No | CBI designation checkbox for Q A9-3 | 3464 | 499
SCR_Catalyst_Regen_Plant | A | 9 | A9-3 |  | SCR_regen_onsite_WW | Text | The yes/no response Indicating whether process wastewater is generated from the SCR regeneration process, if the SCR catalyst is regenerated on site. | 3465 | 500
SCR_Catalyst_Regen_Plant | A | 9 | A9-4 |  | cbi_SCR_regen_flow | Yes/No | CBI designation checkbox for Q A9-4 | 3466 | 501
SCR_Catalyst_Regen_Plant | A | 9 | A9-4 |  | SCR_regen_flow_gpy | Number (Double) | The typical flow volume of SCR catalyst regeneration wastewater generated (gpy). | 3467 | 502
SCR_Catalyst_Regen_Plant | A | 9 | A9-4 |  | SCR_regen_flow_every | Number (Double) | The frequency at which the SCR catalyst regeneration wastewater is generated (times every). | 3468 | 503
SCR_Catalyst_Regen_Plant | A | 9 | A9-4 |  | SCR_regen_flow_yr | Number (Double) | The frequency at which the SCR catalyst regeneration wastewater is generated (years). | 3469 | 504
SCR_Catalyst_Regen_Plant | A | 9 | A9-5 |  | cbi_SCR_regen_commingle | Yes/No | CBI designation checkbox for Q A9-5 | 3470 | 505
SCR_Catalyst_Regen_Plant | A | 9 | A9-5 |  | SCR_regen_commingle | Text | Indicates whether SCR catalyst regeneration wastewater is commingled with any other wastewaters at the plant. | 3471 | 506
SCR_Catalyst_Regen_Plant | A | 9 | A9-5 |  | SCR_regen_commingle_fa | Text | SCR catalyst regeneration wastewater is commingled with fly ash transport water. | 3472 | 507
SCR_Catalyst_Regen_Plant | A | 9 | A9-5 |  | SCR_regen_commingle_ba | Text | SCR catalyst regeneration wastewater is commingled with bottom ash transport water. | 3473 | 508
SCR_Catalyst_Regen_Plant | A | 9 | A9-5 |  | SCR_regen_commingle_FGD | Text | SCR catalyst regeneration wastewater is commingled with FGD scrubber purge. | 3474 | 509
SCR_Catalyst_Regen_Plant | A | 9 | A9-5 |  | SCR_regen_commingle_CTB | Text | SCR catalyst regeneration wastewater is commingled with cooling tower blowdown. | 3475 | 510
SCR_Catalyst_Regen_Plant | A | 9 | A9-5 |  | SCR_regen_commingle_CW | Text | SCR catalyst regeneration wastewater is commingled with once-through cooling water. | 3476 | 511
SCR_Catalyst_Regen_Plant | A | 9 | A9-5 |  | SCR_regen_commingle_mcw | Text | SCR catalyst regeneration wastewater is commingled with metal cleaning waste | 3477 | 512
SCR_Catalyst_Regen_Plant | A | 9 | A9-5 |  | SCR_regen_commingle_other | Text | SCR catalyst regeneration wastewater is commingled with other process wastewater. | 3478 | 513
SCR_Catalyst_Regen_Plant | A | 9 | A9-5 |  | SCR_regen_commingle_other_desc | Text | Description of other process wastewater commingled with SCR catalyst regeneration wastewater. | 3479 | 514
SCR_Catalyst_Regen_Plant | A | 9 | A9-6 |  | cbi_SCR_regen_dest | Yes/No | CBI designation checkbox for Q A9-6 | 3480 | 515
SCR_Catalyst_Regen_Plant | A | 9 | A9-6 |  | SCR_regen_dest_reuse | Text | SCR catalyst regeneration wastewater is immediately recycled back to plant process. | 3481 | 516
SCR_Catalyst_Regen_Plant | A | 9 | A9-6 |  | SCR_regen_dest_reuse_desc | Text | SCR catalyst regeneration wastewater is immediately recycled back to. | 3482 | 517
SCR_Catalyst_Regen_Plant | A | 9 | A9-6 |  | SCR_regen_dest_treat | Text | SCR catalyst regeneration wastewater is transferred to an on-site treatment system. | 3483 | 518
SCR_Catalyst_Regen_Plant | A | 9 | A9-6 |  | SCR_regen_dest_treat_pond | Text | SCR catalyst regeneration wastewater is treated with a settling pond. | 3484 | 519
SCR_Catalyst_Regen_Plant | A | 9 | A9-6 |  | SCR_regen_dest_treat_pH | Text | SCR catalyst regeneration wastewater is treated with pH adjustment. | 3485 | 520
SCR_Catalyst_Regen_Plant | A | 9 | A9-6 |  | SCR_regen_dest_treat_chemprec | Text | SCR catalyst regeneration wastewater is treated with a chemical precipitation system. | 3486 | 521
SCR_Catalyst_Regen_Plant | A | 9 | A9-6 |  | SCR_regen_dest_treat_wetlands | Text | SCR catalyst regeneration wastewater is treated with constructed wetlands. | 3487 | 522
SCR_Catalyst_Regen_Plant | A | 9 | A9-6 |  | SCR_regen_dest_treat_other | Text | SCR catalyst regeneration wastewater is treated with other types of treatment. | 3488 | 523
SCR_Catalyst_Regen_Plant | A | 9 | A9-6 |  | SCR_regen_dest_treat_other_desc | Text | Description of other types of treatment that the system treating SCR catalyst regeneration wastewater has. | 3489 | 524
SCR_Catalyst_Regen_Plant | A | 9 | A9-6 |  | SCR_regen_dest_NPDES | Text | SCR catalyst regeneration wastewater is discharged to surface water. | 3490 | 525
SCR_Catalyst_Regen_Plant | A | 9 | A9-6 |  | Outfall_number | Text | The NPDES permitted outfall number in which the SCR catalyst regeneration wastewater is discharged to. | 3491 | 526
SCR_Catalyst_Regen_Plant | A | 9 | A9-6 |  | SCR_regen_dest_POTW | Text | SCR catalyst regeneration wastewater is indirectly discharged to a publically or privately owned treatment works. | 3492 | 527
SCR_Catalyst_Regen_Plant | A | 9 | A9-6 |  | SCR_regen_dest_other | Text | SCR catalyst regeneration wastewater is transferred to another destination. | 3493 | 528
SCR_Catalyst_Regen_Plant | A | 9 | A9-6 |  | SCR_regen_dest_other_desc | Text | Description of other destination that the SCR catalyst regeneration wastewater is transferred to. | 3494 | 529
SCR_Catalyst_Regen_Unit | A | 9 | A9-1 | Table A-12 | plant_id | Number (Double) | Plant identification number. | 3495 | 477
SCR_Catalyst_Regen_Unit | A | 9 | A9-1 | Table A-12 | seunit_id | Text | SE Unit ID | 3496 | 478
SCR_Catalyst_Regen_Unit | A | 9 | A9-1 | Table A-12 | cbi_nox_tbl | Yes/No | CBI designation checkbox for Q A9-1, Table A-12. | 3497 | 479
SCR_Catalyst_Regen_Unit | A | 9 | A9-1 | Table A-12 | scr_regen_last_repl | Text | Drop down menu for if the last SCR catalyst was replaced/regenerated/not replaced or regenerated. | 3498 | 480
SCR_Catalyst_Regen_Unit | A | 9 | A9-1 | Table A-12 | scr_regen_last_mo | Text | Month of last SCR catalyst replacement or regeneration. | 3499 | 481
SCR_Catalyst_Regen_Unit | A | 9 | A9-1 | Table A-12 | scr_regen_last_yr | Text | Year of last SCR catalyst replacement or regeneration. | 3500 | 482
SCR_Catalyst_Regen_Unit | A | 9 | A9-1 | Table A-12 | scr_regen_last_loc | Text | Where last SCR catalyst regeneration occurred. | 3501 | 483
SCR_Catalyst_Regen_Unit | A | 9 | A9-1 | Table A-12 | scr_regen_next_repl | Text | Drop down menu for if the next planned SCR catalyst will be replaced/regenerated/not replaced or regenerated. | 3502 | 484
SCR_Catalyst_Regen_Unit | A | 9 | A9-1 | Table A-12 | scr_regen_next_mo | Text | Month of next planned SCR catalyst replacement or regeneration. | 3503 | 485
SCR_Catalyst_Regen_Unit | A | 9 | A9-1 | Table A-12 | scr_regen_next_yr | Text | Year of next planned SCR catalyst replacement or regeneration. | 3504 | 486
SCR_Catalyst_Regen_Unit | A | 9 | A9-1 | Table A-12 | scr_regen_next_loc | Text | Where the next planned SCR catalyst regeneration is planned to occur. | 3505 | 487
SCR_Catalyst_Wash | A | 9 | Plant_ID |  | plant_id | Number (Double) | Plant identification number. | 3506 | 530
SCR_Catalyst_Wash | A | 9 | A9-7 |  | cbi_SCR_wash_onsite | Yes/No | CBI designation checkbox for Q A9-7. | 3507 | 531
SCR_Catalyst_Wash | A | 9 | A9-7 |  | SCR_wash_onsite | Text | The yes/no answer to whether the SCR catalyst is washed on site. | 3508 | 532
SCR_Catalyst_Wash | A | 9 | A9-8 |  | cbi_SCR_wash_gen_WW | Yes/No | CBI designation checkbox for Q A9-8. | 3509 | 533
SCR_Catalyst_Wash | A | 9 | A9-8 |  | SCR_wash_gen_WW | Text | The yes/no answer to if there is process wastewater generated from the SCR catalyst washing process. | 3510 | 534
SCR_Catalyst_Wash | A | 9 | A9-9 |  | cbi_SCR_wash_flow | Yes/No | CBI designation checkbox for Q A9-9. | 3511 | 535
SCR_Catalyst_Wash | A | 9 | A9-9 |  | SCR_wash_flow_gpy | Number (Double) | The typical volume of SCR catalyst washing wastewater generated (gpy). | 3512 | 536
SCR_Catalyst_Wash | A | 9 | A9-9 |  | SCR_wash_flow_every | Number (Double) | The frequency at which the process wastewater is generated (times every). | 3513 | 537
SCR_Catalyst_Wash | A | 9 | A9-9 |  | SCR_wash_flow_yr | Number (Double) | The frequency at which the process wastewater is generated (year). | 3514 | 538
SCR_Catalyst_Wash | A | 9 | A9-10 |  | cbi_SCR_wash_commingle | Yes/No | CBI designation checkbox for Q A9-10. | 3515 | 539
SCR_Catalyst_Wash | A | 9 | A9-10 |  | SCR_wash_commingle | Text | The yes/no answer to if the SCR catalyst washing wastewater commingled with other wastewaters. | 3516 | 540
SCR_Catalyst_Wash | A | 9 | A9-10 |  | SCR_wash_commingle_fa | Text | The SCR catalyst washing wastewater is commingled with fly ash transport water. | 3517 | 541
SCR_Catalyst_Wash | A | 9 | A9-10 |  | SCR_wash_commingle_ba | Text | The SCR catalyst washing wastewater is commingled with bottom ash transport water. | 3518 | 542
SCR_Catalyst_Wash | A | 9 | A9-10 |  | SCR_wash_commingle_FGD | Text | The SCR catalyst washing wastewater is commingled with FGD scrubber purge. | 3519 | 543
SCR_Catalyst_Wash | A | 9 | A9-10 |  | SCR_wash_commingle_CTB | Text | The SCR catalyst washing wastewater is commingled with cooling tower blowdown. | 3520 | 544
SCR_Catalyst_Wash | A | 9 | A9-10 |  | SCR_wash_commingle_CW | Text | The SCR catalyst washing wastewater is commingled with once-through cooling water. | 3521 | 545
SCR_Catalyst_Wash | A | 9 | A9-10 |  | SCR_wash_commingle_mcw | Text | The SCR catalyst washing wastewater is commingled with cleaning wastes from cleaning metal process equipment. | 3522 | 546
SCR_Catalyst_Wash | A | 9 | A9-10 |  | SCR_wash_commingle_other | Text | The SCR catalyst washing wastewater is commingled with another type of wastewater. | 3523 | 547
SCR_Catalyst_Wash | A | 9 | A9-10 |  | SCR_wash_commingle_other_desc | Text | A description of what the other type of wastewater the SCR catalyst washing wastewater is. | 3524 | 548
SCR_Catalyst_Wash | A | 9 | A9-11 |  | cbi_SCR_wash_dest | Yes/No | CBI designation checkbox for Q A9-11. | 3525 | 549
SCR_Catalyst_Wash | A | 9 | A9-11 |  | SCR_wash_dest_reuse | Text | The SCR catalyst washing wastewater is immediately recycled back to plant process. | 3526 | 550
SCR_Catalyst_Wash | A | 9 | A9-11 |  | SCR_wash_dest_reuse_desc | Text | A description on how the process wastewater is reused. | 3527 | 551
SCR_Catalyst_Wash | A | 9 | A9-11 |  | SCR_wash_dest_treat | Text | The SCR catalyst washing wastewater is transferred to on-site treatment system. | 3528 | 552
SCR_Catalyst_Wash | A | 9 | A9-11 |  | SCR_wash_dest_treat_pond | Text | The SCR catalyst washing wastewater is transferred to a settling pond. | 3529 | 553
SCR_Catalyst_Wash | A | 9 | A9-11 |  | SCR_wash_dest_treat_pH | Text | The SCR catalyst washing wastewater is adjusted for pH. | 3530 | 554
SCR_Catalyst_Wash | A | 9 | A9-11 |  | SCR_wash_dest_treat_chemprec | Text | The SCR catalyst washing wastewater is treated by chemical precipitation. | 3531 | 555
SCR_Catalyst_Wash | A | 9 | A9-11 |  | SCR_wash_dest_treat_wetlands | Text | The SCR catalyst washing wastewater is transferred to constructed wetlands on-site. | 3532 | 556
SCR_Catalyst_Wash | A | 9 | A9-11 |  | SCR_wash_dest_treat_other | Text | The SCR catalyst washing wastewater is treated by some other process. | 3533 | 557
SCR_Catalyst_Wash | A | 9 | A9-11 |  | SCR_wash_dest_treat_other_desc | Text | A description of the other type of process that treats the wastewater. | 3534 | 558
SCR_Catalyst_Wash | A | 9 | A9-11 |  | SCR_wash_dest_NPDES | Text | The SCR catalyst washing wastewater is discharged to surface water. | 3535 | 559
SCR_Catalyst_Wash | A | 9 | A9-11 |  | Outfall_number | Text | The NPDES permitted outfall number for the surface water that the SCR catalyst washing wastewater is discharged to. | 3536 | 560
SCR_Catalyst_Wash | A | 9 | A9-11 |  | SCR_wash_dest_POTW | Text | The SCR catalyst washing wastewater is indirectly discharged to a publicly or privately owned treatment works. | 3537 | 561
SCR_Catalyst_Wash | A | 9 | A9-11 |  | SCR_wash_dest_other | Text | The SCR catalyst washing wastewater is transferred to another destination. | 3538 | 562
SCR_Catalyst_Wash | A | 9 | A9-11 |  | SCR_wash_dest_other_desc | Text | A description of other destination that the SCR catalyst washing wastewater is transferred to. | 3539 | 563
SE_Units_Operating | A | 6 | Plant_ID | Table A-8 | plant_id | Number (Double) | Plant identification number. | 3540 | 269
SE_Units_Operating | A | 6 | A6-1 | Table A-8 | seunit_id | Text | EPA-assigned Steam Electric Unit ID for those operating prior to January 1, 2010. | 3541 | 270
SE_Units_Operating | A | 6 | A6-1 | Table A-8 | cbi_op_seunit_tbl | Yes/No | CBI designation checkbox for A6-1. | 3542 | 271
SE_Units_Operating | A | 6 | A6-1 | Table A-8 | genID1 | Text | EIA Generator ID for steam and/or combustion turbines associated with the steam electric generating unit. | 3543 | 272
SE_Units_Operating | A | 6 | A6-1 | Table A-8 | genID2 | Text | EIA Generator ID for steam and/or combustion turbines associated with the steam electric generating unit. | 3544 | 273
SE_Units_Operating | A | 6 | A6-1 | Table A-8 | genID3 | Text | EIA Generator ID for steam and/or combustion turbines associated with the steam electric generating unit. | 3545 | 274
SE_Units_Operating | A | 6 | A6-1 | Table A-8 | genID4 | Text | EIA Generator ID for steam and/or combustion turbines associated with the steam electric generating unit. | 3546 | 275
SE_Units_Operating | A | 6 | A6-1 | Table A-8 | genID5 | Text | EIA Generator ID for steam and/or combustion turbines associated with the steam electric generating unit. | 3547 | 276
SE_Units_Operating | A | 6 | A6-1 | Table A-8 | genID6 | Text | EIA Generator ID for steam and/or combustion turbines associated with the steam electric generating unit. | 3548 | 277
SE_Units_Operating | A | 6 | A6-1 | Table A-8 | genID7 | Text | EIA Generator ID for steam and/or combustion turbines associated with the steam electric generating unit. | 3549 | 278
SE_Units_Operating | A | 6 | A6-1 | Table A-8 | genID8 | Text | EIA Generator ID for steam and/or combustion turbines associated with the steam electric generating unit. | 3550 | 279
SE_Units_Operating | A | 6 | A6-1 | Table A-8 | genID9 | Text | EIA Generator ID for steam and/or combustion turbines associated with the steam electric generating unit. | 3551 | 280
SE_Units_Operating | A | 6 | A6-1 | Table A-8 | genID10 | Text | EIA Generator ID for steam and/or combustion turbines associated with the steam electric generating unit. | 3552 | 281
SE_Units_Operating | A | 6 | A6-1 | Table A-8 | operate_2009 | Text | The yes/no answer to whether the steam electric unit operated in 2009. | 3553 | 282
SE_Units_Operating | A | 6 | A6-1 | Table A-8 | operate_2009_days | Number (Double) | The number of days that the steam electric unit operated in 2009. | 3554 | 283
SE_Units_Operating | A | 6 | A6-1 | Table A-8 | type_primemover | Text | The type of steam electric prime mover (or turbine). | 3555 | 284
SE_Units_Operating | A | 6 | A6-1 | Table A-8 | 2009_generation | Number (Double) | The total unit electric generation in 2009 (MW-hrs). | 3556 | 285
SE_Units_Operating | A | 6 | A6-1 | Table A-8 | ST_capacity | Number (Double) | The steam turbine capacity (MW). | 3557 | 286
SE_Units_Operating | A | 6 | A6-1 | Table A-8 | CC_capacity | Number (Double) | The combustion turbine capacity (MW). | 3558 | 287
SE_Units_Operating | A | 6 | A6-1 | Table A-8 | seunit_type | Text | The type of unit. | 3559 | 288
SE_Units_Operating | A | 6 | A6-1 | Table A-8 | seunit_type_other | Text | The name of the "other" type of unit, if selected. | 3560 | 289
SE_Units_Operating | A | 6 | A6-1 | Table A-8 | seunit_retired | Text | The yes/no answer to whether the steam electric unit is now retired? | 3561 | 290
SE_Units_Planned | A | 6 | Plant_ID | Table A-9 | plant_id | Number (Double) | Plant identification number. | 3562 | 291
SE_Units_Planned | A | 6 | A6-2 | Table A-9 | seunit_id | Text | EPA-assigned Steam Electric Unit ID for units that commenced operating after December 31, 2009, or the plant is currently constructing/installing or planning to construct/install by December 31, 2015. | 3563 | 292
SE_Units_Planned | A | 6 | A6-2 | Table A-9 | cbi_pl_seunit_tbl | Yes/No | CBI designation checkbox for A6-2. | 3564 | 293
SE_Units_Planned | A | 6 | A6-2 | Table A-9 | genID1 | Text | EIA Generator ID for steam and/or combustion turbines associated with the steam electric generating unit. | 3565 | 294
SE_Units_Planned | A | 6 | A6-2 | Table A-9 | genID2 | Text | EIA Generator ID for steam and/or combustion turbines associated with the steam electric generating unit. | 3566 | 295
SE_Units_Planned | A | 6 | A6-2 | Table A-9 | genID3 | Text | EIA Generator ID for steam and/or combustion turbines associated with the steam electric generating unit. | 3567 | 296
SE_Units_Planned | A | 6 | A6-2 | Table A-9 | genID4 | Text | EIA Generator ID for steam and/or combustion turbines associated with the steam electric generating unit. | 3568 | 297
SE_Units_Planned | A | 6 | A6-2 | Table A-9 | genID5 | Text | EIA Generator ID for steam and/or combustion turbines associated with the steam electric generating unit. | 3569 | 298
SE_Units_Planned | A | 6 | A6-2 | Table A-9 | genID6 | Text | EIA Generator ID for steam and/or combustion turbines associated with the steam electric generating unit. | 3570 | 299
SE_Units_Planned | A | 6 | A6-2 | Table A-9 | genID7 | Text | EIA Generator ID for steam and/or combustion turbines associated with the steam electric generating unit. | 3571 | 300
SE_Units_Planned | A | 6 | A6-2 | Table A-9 | genID8 | Text | EIA Generator ID for steam and/or combustion turbines associated with the steam electric generating unit. | 3572 | 301
SE_Units_Planned | A | 6 | A6-2 | Table A-9 | genID9 | Text | EIA Generator ID for steam and/or combustion turbines associated with the steam electric generating unit. | 3573 | 302
SE_Units_Planned | A | 6 | A6-2 | Table A-9 | genID10 | Text | EIA Generator ID for steam and/or combustion turbines associated with the steam electric generating unit. | 3574 | 303
SE_Units_Planned | A | 6 | A6-2 | Table A-9 | boiler_tang | Text | The type of boiler or reactor for the associated Steam Electric Unit is a tangential-fired boiler. | 3575 | 304
SE_Units_Planned | A | 6 | A6-2 | Table A-9 | boiler_wall | Text | The type of boiler or reactor for the associated Steam Electric Unit is a wall-fired boiler. | 3576 | 305
SE_Units_Planned | A | 6 | A6-2 | Table A-9 | boiler_cyc | Text | The type of boiler or reactor for the associated Steam Electric Unit is a cyclone-fired boiler. | 3577 | 306
SE_Units_Planned | A | 6 | A6-2 | Table A-9 | boiler_hrsg | Text | The type of boiler or reactor for the associated Steam Electric Unit is a waste heat recovery boiler (HRSG). | 3578 | 307
SE_Units_Planned | A | 6 | A6-2 | Table A-9 | reactor_pwr | Text | The type of boiler or reactor for the associated Steam Electric Unit is a pressurized water reactor. | 3579 | 308
SE_Units_Planned | A | 6 | A6-2 | Table A-9 | reactor_bwr | Text | The type of boiler or reactor for the associated Steam Electric Unit is a boiling water reactor. | 3580 | 309
SE_Units_Planned | A | 6 | A6-2 | Table A-9 | reactor_phwr | Text | The type of boiler or reactor for the associated Steam Electric Unit is a pressurized heavy water reactor. | 3581 | 310
SE_Units_Planned | A | 6 | A6-2 | Table A-9 | boiler_other | Text | The type of boiler or reactor for the associated Steam Electric Unit is another type. | 3582 | 311
SE_Units_Planned | A | 6 | A6-2 | Table A-9 | boiler_other_desc | Text | The description of the other type of boiler/reactor. | 3583 | 312
SE_Units_Planned | A | 6 | A6-2 | Table A-9 | type_primemover | Text | Type of steam electric prime mover (or turbine). | 3584 | 313
SE_Units_Planned | A | 6 | A6-2 | Table A-9 | SE_unit_online_mo | Text | Month of the initial date of operation or planned date of operation. | 3585 | 314
SE_Units_Planned | A | 6 | A6-2 | Table A-9 | SE_unit_online_yr | Text | Year of the initial date of operation or planned date of operation. | 3586 | 315
SE_Units_Planned | A | 6 | A6-2 | Table A-9 | ST_capacity | Number (Double) | Total unit steam turbine capacity (MW). | 3587 | 316
SE_Units_Planned | A | 6 | A6-2 | Table A-9 | CC_capacity | Number (Double) | Total unit combustion turbine capacity (MW). | 3588 | 317
SE_Units_Planned | A | 6 | A6-2 | Table A-9 | seunit_type | Text | Type of unit (selected from the following: Base load/Peaking/Cycling/Intermediate/Other) | 3589 | 318
SE_Units_Planned | A | 6 | A6-2 | Table A-9 | seunit_type_other | Text | If "Other" is selected, a description of what the other type of unit is. | 3590 | 319
Treatment_Diagram | D | 3.1 | Plant_ID |  | plant_id | Number (Double) | Plant identification number. | 3591 | 2652
Treatment_Diagram | D | 3.1 | System_ID |  | System_ID | Text | Pond/Impoundment system or wastewater treatment identification. | 3592 | 2653
Treatment_Diagram | D | 3.1 | D3-1 |  | cbi_Attchd_Diagram | Yes/No | CBI designation checkbox for QD3-1. | 3593 | 2654
Treatment_Diagram | D | 3.1 | D3-1 |  | Attchd_Diagram | Yes/No | Checkbox to indicate diagram is attached. | 3594 | 2655
Treatment_Effluents | D | 3.2 | Plant_ID | Table D-4 | plant_id | Number (Double) | Plant identification number. | 3595 | 2667
Treatment_Effluents | D | 3.2 | System_ID | Table D-4 | System_ID | Text | Pond/Impoundment system or wastewater treatment system identification. | 3596 | 2668
Treatment_Effluents | D | 3.2 | D3-3 | Table D-4 | cbi_Effluents | Yes/No | CBI designation for QD3-3. | 3597 | 2669
Treatment_Effluents | D | 3.2 | D3-3 | Table D-4 | Effluent | Text | Effluent name selected from dropdown menu. | 3598 | 2670
Treatment_Effluents | D | 3.2 | D3-3 | Table D-4 | Effluent_Other | Text | Plant entered effluent name, description of 'other'. | 3599 | 2671
Treatment_Effluents | D | 3.2 | D3-3 | Table D-4 | Effluent_gpm | Text | Avg. annual flow rate in gallons per minute. | 3600 | 2672
Treatment_Effluents | D | 3.2 | D3-3 | Table D-4 | Effluent_hpd | Text | Avg. annual flow rate frequency, hours per day. | 3601 | 2673
Treatment_Effluents | D | 3.2 | D3-3 | Table D-4 | Effluent_gpd | Text | Avg. annual flow rate in gallons per day. | 3602 | 2674
Treatment_Effluents | D | 3.2 | D3-3 | Table D-4 | Effluent_dpy | Text | Avg. annual flow rate frequency, days per year. | 3603 | 2675
Treatment_Effluents | D | 3.2 | D3-3 | Table D-4 | Effluent_Slds_amt | Text | Amount of solids/sludge. | 3604 | 2676
Treatment_Effluents | D | 3.2 | D3-3 | Table D-4 | Effluent_Slds_unit | Text | Units for the provided amount of solids/sludge. | 3605 | 2677
Treatment_Effluents | D | 3.2 | D3-3 | Table D-4 | Effluent_Slds_MC | Text | Percent moisture contained in solids/sludge. | 3606 | 2678
Treatment_Effluents | D | 3.2 | D3-3 | Table D-4 | WWTU_ID | Text | Wastewater treatment unit identification selected from dropdown menu. | 3607 | 2679
Treatment_Effluents | D | 3.2 | D3-3 | Table D-4 | WWTU_ID_Other | Text | Wastewater treatment unit identification, plant entered description for 'other'. | 3608 | 2680
Treatment_Effluents | D | 3.2 | D3-3 | Table D-4 | Effluent_Dest | Text | Final effluent destination, selected from dropdown menu. | 3609 | 2681
Treatment_Effluents | D | 3.2 | D3-3 | Table D-4 | Effluent_Dest_Other | Text | Final effluent destination, plant entered description for 'other'. | 3610 | 2682
Treatment_Effluents | D | 3.2 | D3-3 | Table D-4 | Effluent_NPDES | Text | NPDES permit outfall number for effluents sent to surface water. | 3611 | 2683
Treatment_General | D | 1 | Plant_ID |  | plant_id | Number (Double) | Plant identification number. | 3612 | 2574
Treatment_General | D | 1 | D1-1 |  | cbi_Use_Ponds | Yes/No | CBI designation checkbox for QD1-1. | 3613 | 2575
Treatment_General | D | 1 | D1-1 |  | Use_Ponds | Text | Yes/no if the plant uses or plans to use ponds for storage, treatment, and/or disposal of process ww, residues, or by-products from the combustion of coal, pet coke, or oil. | 3614 | 2576
Treatment_General | D | 1 | D1-2 |  | cbi_Use_WWT | Yes/No | CBI designation checkbox for QD1-2. | 3615 | 2577
Treatment_General | D | 1 | D1-2 |  | Use_WWT | Text | Yes/no if the plant operates or plans to operate any WWTS for water from ash handling or FGD operations. | 3616 | 2578
Treatment_General | D | 1 | D2-5 |  | cbi_Op_System | Yes/No | CBI designation checkbox for QD2-5. | 3617 | 2579
Treatment_General | D | 1 | D2-5 |  | Op_System | Text | Yes/no if the plant operates or plans to operate any systems for the treatment of process wastewater from ash handling or FGD operations. | 3618 | 2580
Treatment_General | D | 1 | D2-6 |  | cbi_Op_Pond | Yes/No | CBI designation checkbox for QD2-6. | 3619 | 2581
Treatment_General | D | 1 | D2-6 |  | Op_Pond | Text | Yes/no if the plant operates or plans to operate any ponds/impoundment systems for process wastewaters from ash handling or FGD operations. | 3620 | 2582
Treatment_General | D | 1 | D2-7 |  | cbi_Op_WWT | Yes/No | CBI designation checkbox for QD2-7. | 3621 | 2583
Treatment_General | D | 1 | D2-7 |  | Op_WWT | Text | Yes/no if the plant operates or plans to operate any systems (excluding ponds/impoundments) for process wastewaters from ash handling or FGD operations. | 3622 | 2584
Treatment_General | D | 1 | D4-1 |  | cbi_Act_Pond_Use | Yes/No | CBI designation checkbox for QD4-1. | 3623 | 2585
Treatment_General | D | 1 | D4-1 |  | Act_Pond_Use | Text | Yes/no if the plant operates or plans to operate any active/inactive/open ponds for storage, treatment, and/or disposal of process ww, by-products, or residues from the combustion of coal, pet coke, and/or oil. | 3624 | 2586
Treatment_General | D | 1 | D4-13 |  | cbi_Clsd_Pond_Use | Yes/No | CBI designation checkbox for QD4-13. | 3625 | 2587
Treatment_General | D | 1 | D4-13 |  | Clsd_Pond_Use | Text | Yes/no if the plant closed any ponds on or after 1/1/2000, for storage, treatment, and/or disposal of process ww, by-products, or residues from the combustion of coal, pet coke, and/or oil. | 3626 | 2588
Treatment_General | D | 1 | D5-1 |  | cbi_WWT_at_Plant | Yes/No | CBI designation checkbox for QD5-1. | 3627 | 2589
Treatment_General | D | 1 | D5-1 |  | WWT_at_Plant | Text | ID of any WWT system in Table D-2. | 3628 | 2590
Treatment_General | D | 1 | D6-1 |  | cbi_Pond_After_2000 | Yes/No | CBI designation checkbox for QD6-1. | 3629 | 2591
Treatment_General | D | 1 | D6-1 |  | Pond_After_2000 | Text | ID of ponds/impoundments or WWTS that began operating on or after 1/1/2000. | 3630 | 2592
Treatment_Influents | D | 3.2 | Plant_ID | Table D-3 | plant_id | Number (Double) | Plant identification number. | 3631 | 2656
Treatment_Influents | D | 3.2 | System_ID | Table D-3 | System_ID | Text | Pond/Impoundment system or wastewater treatment system identification. | 3632 | 2657
Treatment_Influents | D | 3.2 | D3-2 | Table D-3 | cbi_Influents | Yes/No | CBI designation checkbox for QD3-2. | 3633 | 2658
Treatment_Influents | D | 3.2 | D3-2 | Table D-3 | Influent | Text | Influent name selected from dropdown menu. | 3634 | 2659
Treatment_Influents | D | 3.2 | D3-2 | Table D-3 | Influent_Other | Text | Plant entered influent name, description of 'other'. | 3635 | 2660
Treatment_Influents | D | 3.2 | D3-2 | Table D-3 | Influent_gpm | Text | Avg. annual flow rate in gallons per minute. | 3636 | 2661
Treatment_Influents | D | 3.2 | D3-2 | Table D-3 | Influent_hpd | Text | Avg. annual flow rate frequency, hours per day. | 3637 | 2662
Treatment_Influents | D | 3.2 | D3-2 | Table D-3 | Influent_gpd | Text | Avg. annual flow rate in gallons per day. | 3638 | 2663
Treatment_Influents | D | 3.2 | D3-2 | Table D-3 | Influent_dpy | Text | Avg. annual flow rate frequency, days per year. | 3639 | 2664
Treatment_Influents | D | 3.2 | D3-2 | Table D-3 | WWTU_ID | Text | Wastewater treatment unit identification, selected from dropdown menu. | 3640 | 2665
Treatment_Influents | D | 3.2 | D3-2 | Table D-3 | WWTU_ID_Other | Text | Wastewater treatment unit identification, plant entered description for 'other'. | 3641 | 2666
Wet_ESP | A | 12 | Plant_ID | Table A-16 | plant_id | Number (Double) | Plant identification number. | 3642 | 641
Wet_ESP | A | 12 | A12-1 | Table A-16 | WESP_id | Text | Wet Electrostatic Precipitator System identification number. | 3643 | 642
Wet_ESP | A | 12 | A12-1 | Table A-16 | cbi_WESP_tbl | Yes/No | CBI designation checkbox for Q A12-1, Table A-16. | 3644 | 643
Wet_ESP | A | 12 | A12-1 | Table A-16 | WESP_status | Text | Indicates whether the wet ESP system was either operating in 2009 or is planned. | 3645 | 644
Wet_ESP | A | 12 | A12-1 | Table A-16 | WESP_seunit1 | Text | SE Unit 1 corresponds to the wet ESP system. | 3646 | 645
Wet_ESP | A | 12 | A12-1 | Table A-16 | WESP_seunit2 | Text | SE Unit 2 corresponds to the wet ESP system. | 3647 | 646
Wet_ESP | A | 12 | A12-1 | Table A-16 | WESP_seunit3 | Text | SE Unit 3 corresponds to the wet ESP system. | 3648 | 647
Wet_ESP | A | 12 | A12-1 | Table A-16 | WESP_seunit4 | Text | SE Unit 4 corresponds to the wet ESP system. | 3649 | 648
Wet_ESP | A | 12 | A12-1 | Table A-16 | WESP_seunit5 | Text | SE Unit 5 corresponds to the wet ESP system. | 3650 | 649
Wet_ESP | A | 12 | A12-1 | Table A-16 | WESP_seunit6 | Text | SE Unit 6 corresponds to the wet ESP system. | 3651 | 650
Wet_ESP | A | 12 | A12-1 | Table A-16 | WESP_seunit7 | Text | SE Unit 7 corresponds to the wet ESP system. | 3652 | 651
Wet_ESP | A | 12 | A12-1 | Table A-16 | WESP_seunit8 | Text | SE Unit 8 corresponds to the wet ESP system. | 3653 | 652
Wet_ESP | A | 12 | A12-1 | Table A-16 | WESP_seunit9 | Text | SE Unit 9 corresponds to the wet ESP system. | 3654 | 653
Wet_ESP | A | 12 | A12-1 | Table A-16 | WESP_seunit10 | Text | SE Unit 10 corresponds to the wet ESP system. | 3655 | 654
Wet_ESP | A | 12 | A12-1 | Table A-16 | WESP_seunit_other | Text | Description of other SE Unit(s) that correspond to the wet ESP system. | 3656 | 655
Wet_ESP | A | 12 | A12-1 | Table A-16 | WESP_install_mo | Text | Month the wet ESP system was installed or planned to be installed. | 3657 | 656
Wet_ESP | A | 12 | A12-1 | Table A-16 | WESP_install_yr | Number (Double) | Year the wet ESP system was installed or planned to be installed. | 3658 | 657
Wet_ESP | A | 12 | A12-1 | Table A-16 | WESP_loc | Text | Location of wet ESP system. | 3659 | 658
Wet_ESP | A | 12 | A12-1 | Table A-16 | WESP_loc_other_desc | Text | Description of location of wet ESP system if plant selected other. | 3660 | 659
Wet_ESP | A | 12 | A12-1 | Table A-16 | WESP_scale | Text | Indicates whether the wet ESP system is full scale or pilot scale. | 3661 | 660
Wet_ESP | A | 12 | A12-1 | Table A-16 | WESP_per_FG | Number (Double) | The percent of flue gas treated by the wet ESP system. | 3662 | 661
Wet_ESP_WW | A | 12 | Plant_ID |  | plant_id | Number (Double) | Plant identification number. | 3663 | 662
Wet_ESP_WW | A | 12 | A12-2 |  | cbi_WESP_flow | Yes/No | CBI designation checkbox for Q A12-2. | 3664 | 663
Wet_ESP_WW | A | 12 | A12-2 |  | WESP_flow_gpm | Number (Double) | The flow rate of the wastewater generated from the wet ESP system in 2009 (gpm). | 3665 | 664
Wet_ESP_WW | A | 12 | A12-2 |  | WESP_flow_hpd | Number (Double) | The flow duration of the wastewater generated from the wet ESP system in 2009 (hpd). | 3666 | 665
Wet_ESP_WW | A | 12 | A12-2 |  | WESP_flow_dpy | Number (Double) | The flow frequency of the wastewater generated from the wet ESP system in 2009 (dpy). | 3667 | 666
Wet_ESP_WW | A | 12 | A12-3 |  | cbi_WESP_source | Yes/No | CBI designation checkbox for Q A12-3. | 3668 | 667
Wet_ESP_WW | A | 12 | A12-3 |  | WESP_source_raw | Text | The source of the water used in the wet ESP system is raw intake water. | 3669 | 668
Wet_ESP_WW | A | 12 | A12-3 |  | WESP_source_intake | Text | The source of the water used in the wet ESP system is intake water that has been treated on-site. | 3670 | 669
Wet_ESP_WW | A | 12 | A12-3 |  | WESP_source_WW | Text | The source of the water used in the wet ESP system is a process wastewater. | 3671 | 670
Wet_ESP_WW | A | 12 | A12-3 |  | WESP_source_WW_desc | Text | Dropdown indicating which process wastewater is the source of the water used in the wet ESP system | 3672 | 671
Wet_ESP_WW | A | 12 | A12-3 |  | WESP_source_WW_other_desc | Text | Description of the process wastewater that is the source of the water used in the wet ESP system if the process wastewater is not in the dropdown menu. | 3673 | 672
Wet_ESP_WW | A | 12 | A12-3 |  | WESP_source_other | Text | The source of the water used in the wet ESP system is another source not specified in the question. | 3674 | 673
Wet_ESP_WW | A | 12 | A12-3 |  | WESP_source_other_desc | Text | Description of the other source of water used in the wet ESP system. | 3675 | 674
Wet_ESP_WW | A | 12 | A12-4 |  | cbi_WESP_criteria | Yes/No | CBI designation checkbox for Q A12-4. | 3676 | 675
Wet_ESP_WW | A | 12 | A12-4 |  | WESP_criteria_cl | Text | The source of the water used in the wet ESP system requires a limit on chloride concentration. | 3677 | 676
Wet_ESP_WW | A | 12 | A12-4 |  | WESP_criteria_cl_ppm | Number (Double) | The maximum chlorides concentration in ppm that is acceptable for use as a water source in the wet ESP system. | 3678 | 677
Wet_ESP_WW | A | 12 | A12-4 |  | WESP_criteria_solids | Text | The source of the water used in the wet ESP system requires a limit on percent solids. | 3679 | 678
Wet_ESP_WW | A | 12 | A12-4 |  | WESP_criteria_solids_per | Number (Double) | The solids percentage (%) that is acceptable for use as a water source in the wet ESP system. | 3680 | 679
Wet_ESP_WW | A | 12 | A12-4 |  | WESP_criteria_other | Text | The source of the water used in the wet ESP system requires other criteria. | 3681 | 680
Wet_ESP_WW | A | 12 | A12-4 |  | WESP_criteria_other_desc | Text | The other criteria necessary for a water source to be accepted for use in the wet ESP system. | 3682 | 681
Wet_ESP_WW | A | 12 | A12-5 |  | cbi_WESP_dest | Yes/No | CBI designation checkbox for Q A12-5. | 3683 | 682
Wet_ESP_WW | A | 12 | A12-5 |  | WESP_dest_recyc | Text | The wet ESP wastewater is immediately recycled back to a plant process. | 3684 | 683
Wet_ESP_WW | A | 12 | A12-5 |  | WESP_dest_recyc_desc | Text | Description of the plant process to which the wet ESP wastewater is recycled back to. | 3685 | 684
Wet_ESP_WW | A | 12 | A12-5 |  | WESP_dest_ssep | Text | The wet ESP wastewater is transferred to a solids separation process. | 3686 | 685
Wet_ESP_WW | A | 12 | A12-5 |  | WESP_dest_ssep_dewtr | Text | The solids separation process to which the wet ESP wastewater is transferred contains a dewatering bin. | 3687 | 686
Wet_ESP_WW | A | 12 | A12-5 |  | WESP_dest_ssep_centr | Text | The solids separation process to which the wet ESP wastewater is transferred contains a centrifuge. | 3688 | 687
Wet_ESP_WW | A | 12 | A12-5 |  | WESP_dest_ssep_hydro | Text | The solids separation process to which the wet ESP wastewater is transferred contains a hydrocyclone. | 3689 | 688
Wet_ESP_WW | A | 12 | A12-5 |  | WESP_dest_ssep_filter | Text | The solids separation process to which the wet ESP wastewater is transferred contains a filter. | 3690 | 689
Wet_ESP_WW | A | 12 | A12-5 |  | WESP_dest_ssep_other | Text | The solids separation process to which the wet ESP wastewater is transferred contains another type of equipment | 3691 | 690
Wet_ESP_WW | A | 12 | A12-5 |  | WESP_dest_ssep_other_desc | Text | Description of the other type of equipment used in the solids separation process to which the wet ESP wastewater is transferred. | 3692 | 691
Wet_ESP_WW | A | 12 | A12-5 |  | WESP_dest_treat | Text | The wet ESP wastewater is transferred to a treatment system reported in Part D. | 3693 | 692
Wet_ESP_WW | A | 12 | A12-5 |  | WESP_dest_treat_pond | Text | The wet ESP wastewater is treated with a settling pond. | 3694 | 693
Wet_ESP_WW | A | 12 | A12-5 |  | WESP_dest_treat_bioaer | Text | The wet ESP wastewater is treated with an aerobic biological reactor. | 3695 | 694
Wet_ESP_WW | A | 12 | A12-5 |  | WESP_dest_treat_bioanaer | Text | The wet ESP wastewater is treated with an anaerobic biological reactor. | 3696 | 695
Wet_ESP_WW | A | 12 | A12-5 |  | WESP_dest_treat_chemprec | Text | The wet ESP wastewater is treated with a chemical precipitation system. | 3697 | 696
Wet_ESP_WW | A | 12 | A12-5 |  | WESP_dest_treat_wetlands | Text | The wet ESP wastewater is treated with constructed wetlands. | 3698 | 697
Wet_ESP_WW | A | 12 | A12-5 |  | WESP_dest_treat_mvc | Text | The wet ESP wastewater is treated with a mechanical vapor compression (brine concentrator). | 3699 | 698
Wet_ESP_WW | A | 12 | A12-5 |  | WESP_dest_treat_mvc_spray | Text | The wet ESP wastewater is treated with a mechanical vapor compression (brine concentrator) with spray dryer. | 3700 | 699
Wet_ESP_WW | A | 12 | A12-5 |  | WESP_dest_treat_mvc_crys | Text | The wet ESP wastewater is treated with a mechanical vapor compression (brine concentrator) with crystallizer. | 3701 | 700
Wet_ESP_WW | A | 12 | A12-5 |  | WESP_dest_treat_other | Text | The wet ESP wastewater is treated with another treatment technology. | 3702 | 701
Wet_ESP_WW | A | 12 | A12-5 |  | WESP_dest_treat_other_desc | Text | Description of the other treatment technology that treats the wet ESP wastewater. | 3703 | 702
Wet_ESP_WW | A | 12 | A12-5 |  | WESP_dest_NPDES | Text | The wet ESP wastewater is discharged to surface water. | 3704 | 703
Wet_ESP_WW | A | 12 | A12-5 |  | Outfall_number | Text | The NPDES permitted outfall number to which the wet ESP wastewater is discharged. | 3705 | 704
Wet_ESP_WW | A | 12 | A12-5 |  | WESP_dest_POTW | Text | The wet ESP wastewater is indirectly discharged to a publically or privately owned treatment works. | 3706 | 705
Wet_ESP_WW | A | 12 | A12-5 |  | WESP_dest_DWI | Text | The wet ESP wastewater is injected into a deep well. | 3707 | 706
Wet_ESP_WW | A | 12 | A12-5 |  | WESP_dest_other | Text | The wet ESP wastewater is transferred to another destination. | 3708 | 707
Wet_ESP_WW | A | 12 | A12-5 |  | WESP_dest_other_desc | Text | Description of the other destination to which the wet ESP wastewater is transferred. | 3709 | 708
Wet_ESP_WW | A | 12 | A12-6 |  | cbi_WESP_study_WW | Yes/No | CBI designation checkbox for Q A12-6. | 3710 | 709
Wet_ESP_WW | A | 12 | A12-6 |  | WESP_study_WW | Text | Yes/no response to whether the plant operated any full or pilot scale wet ESP systems for studies that evaluated the process wastewaters generated by the technology. | 3711 | 710
Wet_ESP_WW | A | 12 | A12-7 |  | cbi_WESP_report | Yes/No | CBI designation checkbox for Q A12-7. | 3712 | 711
Wet_ESP_WW | A | 12 | A12-7 |  | WESP_report_company | Text | Name of the company whose wet ESP technology was tested. | 3713 | 712
Wet_ESP_WW | A | 12 | A12-7 |  | WESP_report_start | Text | Start date of the wet ESP system study. | 3714 | 713
Wet_ESP_WW | A | 12 | A12-7 |  | WESP_report_end | Text | End date of the wet ESP system study. | 3715 | 714
Wet_ESP_WW | A | 12 | A12-7 |  | wESP_report_attach | Text | The plant attached the final technical evaluation report for the wet ESP system. | 3716 | 715
Wet_ESP_WW | A | 12 | A12-7 |  | WESP_report_notattach | Text | The plant did not attach the final technical evaluation report for the wet ESP system. | 3717 | 716
Wet_ESP_WW | A | 12 | A12-7 |  | WESP_report_notattach_desc | Text | Explanation for why the plant did not attach the final technical evaluation report for the wet FGD system. | 3718 | 717
Wet_ESP_WW | A | 12 | A12-8 |  | cbi_WESP_characterize_WW | Yes/No | CBI designation checkbox for Q A12-8. | 3719 | 718
Wet_ESP_WW | A | 12 | A12-8 |  | WESP_characterize_WW | Text | Yes/no response to whether there were characterization samples of wet ESP wastewater collected during the study. | 3720 | 719
Wet_ESP_WW | A | 12 | A12-8 |  | WESP_results_attach | Text | The plant attached the analytical results of the wet ESP wastewater characterization. | 3721 | 720
Wet_ESP_WW | A | 12 | A12-8 |  | WESP_results_notattach | Text | The plant did not attach the analytical results of the wet ESP wastewater characterization. | 3722 | 721
Wet_ESP_WW | A | 12 | A12-8 |  | WESP_results_notattach_desc | Text | Explanation for why the plant did not attach the analytical results of the wet ESP wastewater characterization. | 3723 | 722
WWT_Pollutants | D | 5.1 | Plant_ID |  | plant_id | Number (Double) | Plant identification number. | 3724 | 2842
WWT_Pollutants | D | 5.1 | WWTS_ID |  | System_ID | Text | Wastewater treatment system identification. | 3725 | 2843
WWT_Pollutants | D | 5.1 | D5-4 |  | cbi_WWTS_Trgtd_Pollutants | Yes/No | CBI designation checkbox for QD5-4. | 3726 | 2844
WWT_Pollutants | D | 5.1 | D5-4 |  | WWTS_Trgtd_Metals | Text | Checkbox to indicate metal as targeted pollutant. | 3727 | 2845
WWT_Pollutants | D | 5.1 | D5-4 |  | WWTS_Trgtd_Metals_Specify | Text | Specify type of metal targeted. | 3728 | 2846
WWT_Pollutants | D | 5.1 | D5-4 |  | WWTS_Trgtd_TSS | Text | Checkbox to indicate TSS as targeted pollutant. | 3729 | 2847
WWT_Pollutants | D | 5.1 | D5-4 |  | WWTS_Trgtd_Ntr | Text | Checkbox to indicate nitrogen compounds as targeted pollutant. | 3730 | 2848
WWT_Pollutants | D | 5.1 | D5-4 |  | WWTS_Trgtd_Org_Acids | Text | Checkbox to indicate organic acids as targeted pollutant. | 3731 | 2849
WWT_Pollutants | D | 5.1 | D5-4 |  | WWTS_Trgtd_Chlor_Oxidizing | Text | Checkbox to indicate chlorine and other oxidizing agents as targeted pollutants. | 3732 | 2850
WWT_Pollutants | D | 5.1 | D5-4 |  | WWTS_Trgtd_OandG | Text | Checkbox to indicate oil and grease as targeted pollutant. | 3733 | 2851
WWT_Pollutants | D | 5.1 | D5-4 |  | WWTS_Trgtd_Other | Text | Checkbox to indicate plant targets other pollutants not listed. | 3734 | 2852
WWT_Pollutants | D | 5.1 | D5-4 |  | WWTS_Trgtd_Other_Specify | Text | Other targeted pollutants not listed on survey. | 3735 | 2853
WWT_Pollutants | D | 5.1 | D5-4 |  | WWTS_Trgtd_NA | Text | Checkbox to indicate no pollutants are targeted for removal by pond. | 3736 | 2854
WWT_Pollutants | D | 5.1 | D5-5 |  | cbi_WWTS_Poll_Lim_Driver | Yes/No | CBI designation checkbox for QD5-5. | 3737 | 2855
WWT_Pollutants | D | 5.1 | D5-5 |  | WWTS_Poll_1 | Text | Name of first pollutant driving operation of pond. | 3738 | 2856
WWT_Pollutants | D | 5.1 | D5-5 |  | WWTS_Lim_1 | Number (Double) | Limitation of first pollutant. | 3739 | 2857
WWT_Pollutants | D | 5.1 | D5-5 |  | WWTS_Lim_Unit_1 | Text | Units for limitation of first pollutant. | 3740 | 2858
WWT_Pollutants | D | 5.1 | D5-5 |  | WWTS_Poll_2 | Text | Name of second pollutant driving operation of pond. | 3741 | 2859
WWT_Pollutants | D | 5.1 | D5-5 |  | WWTS_Lim_2 | Number (Double) | Limitation of second pollutant. | 3742 | 2860
WWT_Pollutants | D | 5.1 | D5-5 |  | WWTS_Lim_Unit_2 | Text | Units for limitation of second pollutant. | 3743 | 2861
WWT_Pollutants | D | 5.1 | D5-5 |  | WWTS_Poll_3 | Text | Name of third pollutant driving operation of pond. | 3744 | 2862
WWT_Pollutants | D | 5.1 | D5-5 |  | WWTS_Lim_3 | Number (Double) | Limitation of third pollutant. | 3745 | 2863
WWT_Pollutants | D | 5.1 | D5-5 |  | WWTS_Lim_Unit_3 | Text | Units for limitation of third pollutant. | 3746 | 2864
WWT_Pollutants | D | 5.1 | D5-12 |  | cbi_Fut_Lim_Chng | Yes/No | CBI designation checkbox for QD5-12. | 3747 | 2865
WWT_Pollutants | D | 5.1 | D5-12 |  | Fut_Lim_Chng | Text | Yes/no if planned improvements to WWTS, or entire future WWTS, is in preparation for future potential limit changes. | 3748 | 2866
WWT_Pollutants | D | 5.1 | D5-12 |  | Fut_Lim_Chng_Desc | Text | Description of which pollutant and/or limits the improvement or system will target. | 3749 | 2867
WWT_Study | D | 2 | Plant_ID |  | plant_id | Number (Double) | Plant identification number. | 3750 | 2593
WWT_Study | D | 2 | D2-1 |  | cbi_WWTStudies | Yes/No | CBI designation checkbox for QD2-1. | 3751 | 2594
WWT_Study | D | 2 | D2-1 |  | WWTStudies | Text | Yes/no if plant involved in ash or FGD treatment studies since 2000. | 3752 | 2595
WWT_Study | D | 2 | D2-2 |  | cbi_OngoingStudies | Yes/No | CBI designation checkbox for QD2-2. | 3753 | 2596
WWT_Study | D | 2 | D2-2 |  | OngoingStudies | Text | Yes/no if any studies are ongoing. | 3754 | 2597
WWT_Study | D | 2 | D2-3 |  | cbi_SummaryStudies | Yes/No | CBI designation checkbox for QD2-3. | 3755 | 2598
WWT_Study | D | 2 | D2-3 |  | SummaryStudies | Text | Yes/no if a summary and/or report documenting pilot or full scale study prepared. | 3756 | 2599
WWT_Study | D | 2 | D2-3 |  | SummaryStudiesDesc | Memo | Description of pilot or full scale study. | 3757 | 2600
WWT_Study | D | 2 | D2-4 |  | cbi_OtherStudies | Yes/No | CBI designation checkbox for QD2-4. | 3758 | 2601
WWT_Study | D | 2 | D2-4 |  | OtherStudies | Memo | Description of ash or FGD technology studies not covered in D2-1 through D2-3 (i.e. bench scale). | 3759 | 2602
WWT_System_Information | D | 5.1 | Plant_ID |  | plant_id | Number (Double) | Plant identification number. | 3760 | 2821
WWT_System_Information | D | 5.1 | WWTS_ID |  | System_ID | Text | Wastewater treatment system identification. | 3761 | 2822
WWT_System_Information | D | 5.1 | D5-3 |  | cbi_WWTS_Info | Yes/No | CBI designation checkbox for QD5-3. | 3762 | 2823
WWT_System_Information | D | 5.1 | D5-3 |  | WWTS_Info_Avg_Des_Flow | Number (Double) | Average design flow rate of WWTS in gallons per minute. | 3763 | 2824
WWT_System_Information | D | 5.1 | D5-3 |  | WWTS_Info_Max_Des_Flow | Number (Double) | Maximum design flow rate of WWTS in gallons per minute. | 3764 | 2825
WWT_System_Information | D | 5.1 | D5-3 |  | WWTS_Info_Typ_Flow | Number (Double) | Typical flow rate of WWTS in 2009 in gallons per minute. | 3765 | 2826
WWT_System_Information | D | 5.1 | D5-3 |  | WWTS_Info_Max_Daily_GPM | Number (Double) | Maximum daily flow rate of WWTS in 2009 in gallons per minute. | 3766 | 2827
WWT_System_Information | D | 5.1 | D5-3 |  | WWTS_Info_Max_Daily_GPD | Number (Double) | Maximum daily flow rate of WWTS in 2009 in gallons per day. | 3767 | 2828
WWT_System_Information | D | 5.1 | D5-3 |  | WWTS_Info_Duration | Number (Double) | Duration of effluent transfers from WWTS in 2009 in hours per day. | 3768 | 2829
WWT_System_Information | D | 5.1 | D5-3 |  | WWTS_Info_Frequency | Number (Double) | Frequency of effluent transfers from WWTS in 209 in days per year. | 3769 | 2830
WWT_System_Information | D | 5.1 | D5-6 |  | cbi_Sulf_Addn_Capbl | Yes/No | CBI designation checkbox for QD5-6. | 3770 | 2831
WWT_System_Information | D | 5.1 | D5-6 |  | Sulf_Addn_Capbl | Text | Yes/no if WWTS is capable of performing sulfide addition. | 3771 | 2832
WWT_System_Information | D | 5.1 | D5-7 |  | cbi_Current_Sulf_Addn | Yes/No | CBI designation checkbox for QD5-7. | 3772 | 2833
WWT_System_Information | D | 5.1 | D5-7 |  | Current_Sulf_Addn | Text | Yes/no if the plant is currently performing sulfide addition. | 3773 | 2834
WWT_System_Information | D | 5.1 | D5-8 |  | cbi_Climate | Yes/No | CBI designation checkbox for QD5-8. | 3774 | 2835
WWT_System_Information | D | 5.1 | D5-8 |  | Climate | Memo | Information on impacts climate had, or will have, on installation of the WWTS. | 3775 | 2836
WWT_System_Information | D | 5.1 | D5-9 |  | cbi_Space_Avail | Yes/No | CBI designation checkbox for QD5-9. | 3776 | 2837
WWT_System_Information | D | 5.1 | D5-9 |  | Space_Avail | Memo | Information on impacts space availability had, or will have, on design and/or cost of WWTS. | 3777 | 2838
WWT_System_Information | D | 5.1 | D5-10 |  | cbi_Bid_Proposal | Yes/No | CBI designation checkbox for QD5-10. | 3778 | 2839
WWT_System_Information | D | 5.1 | D5-10 |  | Bid_Proposal | Text | Yes/no if plant has attached big proposal/engineering report for proposal or report prepared since 1/1/1995 for WWTS. | 3779 | 2840
WWT_System_Information | D | 5.1 | D5-10 |  | No_Bid_Explanation | Text | Explanation of why plant has not attached bid proposal. | 3780 | 2841
WWT_Systems | D | 2 | Plant_ID | Table D-2 | plant_id | Number (Double) | Plant identification number. | 3781 | 2644
WWT_Systems | D | 2 | D2-7 | Table D-2 | cbi_WWT_ID | Yes/No | CBI designation checkbox for QD2-7. | 3782 | 2645
WWT_Systems | D | 2 | D2-7 | Table D-2 | System_ID | Text | Wastewater treatment system ID. | 3783 | 2646
WWT_Systems | D | 2 | D2-7 | Table D-2 | Plant_Desig | Text | Plant's name for WWT system. | 3784 | 2647
WWT_Systems | D | 2 | D2-7 | Table D-2 | Footprint_ft2 | Number (Double) | Area of treatment system footprint in ft2. | 3785 | 2648
WWT_Systems | D | 2 | D2-7 | Table D-2 | Initial_Yr | Number (Double) | Year WWTS initially brought online. | 3786 | 2649
WWT_Systems | D | 2 | D2-7 | Table D-2 | Length_FGD_Scr | Number (Double) | Approx. length of piping from FGD scrubber system to WWTS in ft. | 3787 | 2650
WWT_Systems | D | 2 | D2-7 | Table D-2 | Length_FGD_DSCH | Number (Double) | Approx. length of piping to next treatment system or discharge in ft. | 3788 | 2651
WWT_Units | D | 5.1 | Plant_ID | Table D-11 | plant_id | Number (Double) | Plant identification number. | 3789 | 2868
WWT_Units | D | 5.1 | WWTS_ID | Table D-11 | System_ID | Text | Wastewater treatment system identification. | 3790 | 2869
WWT_Units | D | 5.1 | D5-2 | Table D-11 | cbi_WWTS_Units | Yes/No | CBI designation checkbox for QD5-2. | 3791 | 2870
WWT_Units | D | 5.1 | D5-2 | Table D-11 | WWTU_ID | Text | Wastewater treatment unit identification. | 3792 | 2871
WWT_Units | D | 5.1 | D5-2 | Table D-11 | WWTU_ID_Other | Text | Plant specified WWT unit identification. | 3793 | 2872
WWT_Units | D | 5.1 | D5-2 | Table D-11 | Pond_ID | Text | Pond identification, used if wastewater treatment unit is a pond. | 3794 | 2873
WWT_Units | D | 5.1 | D5-2 | Table D-11 | WWTU_Plant_Desig | Text | Plant's name for wastewater treatment unit. | 3795 | 2874
WWT_Units | D | 5.1 | D5-2 | Table D-11 | WWTU_Date_Add | Date/Time | Date unit was added to wastewater treatment system. | 3796 | 2875
WWT_Units | D | 5.1 | D5-2 | Table D-11 | WWTU_Volume | Number (Double) | Volume of wastewater treatment unit, in ft3. | 3797 | 2876
WWT_Units | D | 5.1 | D5-2 | Table D-11 | WWTU_Footprint | Number (Double) | Footprint or surface area of wastewater treatment unit, in ft2. | 3798 | 2877
WWT_Units | D | 5.1 | D5-2 | Table D-11 | WWTU_Res_Time | Number (Double) | Residence time of wastewater treatment unit, in hours. | 3799 | 2878
WWT_Units | D | 5.1 | D5-2 | Table D-11 | WWTU_MOC_316L | Text | Checkbox to indicate material of construction is 316L stainless steel. | 3800 | 2879
WWT_Units | D | 5.1 | D5-2 | Table D-11 | WWTU_MOC_317LM | Text | Checkbox to indicate material of construction is 317LM stainless steel. | 3801 | 2880
WWT_Units | D | 5.1 | D5-2 | Table D-11 | WWTU_MOC_317MN | Text | Checkbox to indicate material of construction is 317LMN stainless steel. | 3802 | 2881
WWT_Units | D | 5.1 | D5-2 | Table D-11 | WWTU_MOC_255 | Text | Checkbox to indicate material of construction is 255 stainless steel. | 3803 | 2882
WWT_Units | D | 5.1 | D5-2 | Table D-11 | WWTU_MOC_2205 | Text | Checkbox to indicate material of construction is 2205 stainless steel. | 3804 | 2883
WWT_Units | D | 5.1 | D5-2 | Table D-11 | WWTU_MOC_625 | Text | Checkbox to indicate material of construction is 625 stainless steel. | 3805 | 2884
WWT_Units | D | 5.1 | D5-2 | Table D-11 | WWTU_MOC_CarbonStl | Text | Checkbox to indicate material of construction is carbon steel. | 3806 | 2885
WWT_Units | D | 5.1 | D5-2 | Table D-11 | WWTU_MOC_Carbon_Lined | Text | Checkbox to indicate material of construction is lined carbon steel. | 3807 | 2886
WWT_Units | D | 5.1 | D5-2 | Table D-11 | WWTU_MOC_Carbon_Liner | Text | Plant specified liner material for those units that are lined carbon steel. | 3808 | 2887
WWT_Units | D | 5.1 | D5-2 | Table D-11 | WWTU_MOC_Fiberglass | Text | Checkbox to indicate material of construction is fiberglass. | 3809 | 2888
WWT_Units | D | 5.1 | D5-2 | Table D-11 | WWTU_MOC_Titanium | Text | Checkbox to indicate material of construction is titanium. | 3810 | 2889
WWT_Units | D | 5.1 | D5-2 | Table D-11 | WWTU_MOC_Other | Text | Checkbox to indicate material of construction is other, not one of those listed. | 3811 | 2890
WWT_Units | D | 5.1 | D5-2 | Table D-11 | WWTU_MOC_Other Desc | Text | Description of material of construction. | 3812 | 2891
WWTS_Ancillary_Equip | D | 6.2 | Plant_ID | Table D-16 | plant_id | Number (Double) | Plant identification number. | 3813 | 2979
WWTS_Ancillary_Equip | D | 6.2 | System_ID | Table D-16 | System_ID | Text | Wastewater treatment or pond system identification. | 3814 | 2980
WWTS_Ancillary_Equip | D | 6.2 | D6-7 | Table D-16 | cbi_WWT_Anc_Equip | Yes/No | CBI designation checkbox for QD6-7. | 3815 | 2981
WWTS_Ancillary_Equip | D | 6.2 | D6-7 | Table D-16 | WWT_Anc_Equip | Text | Type of ancillary equipment. | 3816 | 2982
WWTS_Ancillary_Equip | D | 6.2 | D6-7 | Table D-16 | WWT_Nmbr_Anc_Equip | Number (Double) | Number of ancillary equipment pieces in the system. | 3817 | 2983
WWTS_Pld_Improvements | D | 5.1 | Plant_ID | Table D-12 | plant_id | Number (Double) | Plant identification number. | 3818 | 2892
WWTS_Pld_Improvements | D | 5.1 | WWTS_ID | Table D-12 | System_ID | Text | Wastewater treatment system identification. | 3819 | 2893
WWTS_Pld_Improvements | D | 5.1 | D5-11 | Table D-12 | cbi_WWTS_Pld_Imprvts | Yes/No | CBI designation checkbox for QD5-11. | 3820 | 2894
WWTS_Pld_Improvements | D | 5.1 | D5-11 | Table D-12 | WWTU_ID | Text | Wastewater treatment unit identification. | 3821 | 2895
WWTS_Pld_Improvements | D | 5.1 | D5-11 | Table D-12 | WWTU_ID_Other | Text | Plant specified WWT unit identification. | 3822 | 2896
WWTS_Pld_Improvements | D | 5.1 | D5-11 | Table D-12 | Pond_ID | Text | Pond identification, used if wastewater treatment unit is a pond. | 3823 | 2897
WWTS_Pld_Improvements | D | 5.1 | D5-11 | Table D-12 | Pld_WWTS_Desc | Text | Description of planned improvement to WWTS unit. | 3824 | 2898
WWTS_Pld_Improvements | D | 5.1 | D5-11 | Table D-12 | Pld_WWTS_Exp_Date | Text | Date improvement is expected to occur. | 3825 | 2899
WWTS_Pld_Improvements | D | 5.1 | D5-11 | Table D-12 | Pld_WWTS_Cap_Cost | Number (Double) | Total capital cost of WWTS unit improvement. | 3826 | 2900
WWTU_Chem_Addn | D | 5.2 | Plant_ID | Table D-13 | plant_id | Number (Double) | Plant identification number. | 3827 | 2901
WWTU_Chem_Addn | D | 5.2 | WWTS_ID | Table D-13 | WWTS_id | Text | Wastewater treatment system identification. | 3828 | 2902
WWTU_Chem_Addn | D | 5.2 | D5-13 | Table D-13 | cbi_WWTU_Chem_Addn | Yes/No | CBI designation checkbox for QD5-13. | 3829 | 2903
WWTU_Chem_Addn | D | 5.2 | D5-13 | Table D-13 | WWTU_ID | Text | Wastewater treatment unit identification. | 3830 | 2904
WWTU_Chem_Addn | D | 5.2 | D5-13 | Table D-13 | WWTU_ID_Other | Text | Plant specified WWT unit identification. | 3831 | 2905
WWTU_Chem_Addn | D | 5.2 | D5-13 | Table D-13 | WWTU_Chem_Type | Text | Type of chemical added to WWT unit. | 3832 | 2906
WWTU_Chem_Addn | D | 5.2 | D5-13 | Table D-13 | WWTU_Chem_Trade | Text | Trade name of chemical added to WWT unit. | 3833 | 2907
WWTU_Chem_Addn | D | 5.2 | D5-13 | Table D-13 | WWTU_Chem_Manu | Text | Manufacturer of chemical added to WWT unit. | 3834 | 2908
WWTU_Chem_Addn | D | 5.2 | D5-13 | Table D-13 | WWTU_Chem_Purpose | Text | Purpose for adding chemical to WWT unit. | 3835 | 2909
WWTU_Chem_Addn | D | 5.2 | D5-13 | Table D-13 | WWTU_Chem_Avg_Dose | Number (Double) | Average dose concentration of chemical added, in grams per liter. | 3836 | 2910
WWTU_Chem_Addn | D | 5.2 | D5-13 | Table D-13 | WWTU_Chem_Add_Rate | Number (Double) | Average addition rate of chemical to WWT unit. | 3837 | 2911
WWTU_Chem_Addn | D | 5.2 | D5-13 | Table D-13 | WWTU_Chem_Add_Rate_Unit | Text | Units of specified average addition rate, gpd or lb/day. | 3838 | 2912
WWTU_Chem_Addn | D | 5.2 | D5-13 | Table D-13 | WWTU_Chem_Add_Rate_Type | Text | Average addition rate type, phase of added chemical, solid or liquid. | 3839 | 2913
WWTU_Chem_Addn | D | 5.2 | D5-13 | Table D-13 | WWTU_Chem_Freq | Number (Double) | Frequency of addition of chemical to WWT unit, in days per year. | 3840 | 2914
WWTU_Chem_Addn_Info | D | 5.2 | Plant_ID |  | plant_id | Number (Double) | Plant identification number. | 3841 | 2915
WWTU_Chem_Addn_Info | D | 5.2 | WWTS_ID |  | WWTS_id | Text | Wastewater treatment system identification. | 3842 | 2916
WWTU_Chem_Addn_Info | D | 5.2 | D5-13 |  | cbi_WWTU_Chem_Add | Yes/No | CBI designation checkbox for QD5-13. | 3843 | 2917
WWTU_Chem_Addn_Info | D | 5.2 | D5-13 |  | WWTU_Chem_Add | Text | Yes/no/na if plant added chemicals to any wastewater treatment unit in 2009. | 3844 | 2918

## DB Field Name
Database Field Name | Database Table Name | Part | Section | Question | Questionnaire Table Number | Field Type | Field Description | Field Numbers | Order
2009_generation | SE_Units_Operating | A | 6 | A6-1 | Table A-8 | Number (Double) | The total unit electric generation in 2009 (MW-hrs). | 1 | 285
Act_Add_Chem_Pond | Act_Pond_Unit | D | 4.1 | D4-12 |  | Text | Yes/no/na if plant added chemicals to pond in 2009. | 2 | 2732
Act_Bot_Elevation | Act_Pond_Unit_Dimensions | D | 4.1 | D4-3 | Table D-5 | Number (Double) | Bottom elevation of pond in ft. | 3 | 2739
Act_cbi_Add_Chem_Pond | Act_Pond_Unit | D | 4.1 | D4-12 |  | Yes/No | CBI designation checkbox for QD4-12. | 4 | 2731
Act_Chem_Add_Rate | Act_Pond_Chem_Addn | D | 4.1 | D4-12 | Table D-7 | Number (Double) | Average addition rate (value) | 5 | 2762
Act_Chem_Add_Rate_Type | Act_Pond_Chem_Addn | D | 4.1 | D4-12 | Table D-7 | Text | Average addition rate (solid or liquid) | 6 | 2764
Act_Chem_Add_Rate_Unit | Act_Pond_Chem_Addn | D | 4.1 | D4-12 | Table D-7 | Text | Average addition rate (gpd or lb/day) | 7 | 2763
Act_Chem_Avg_Dose | Act_Pond_Chem_Addn | D | 4.1 | D4-12 | Table D-7 | Number (Double) | Average dose concentration (g/L) of chemical | 8 | 2761
Act_Chem_Freq | Act_Pond_Chem_Addn | D | 4.1 | D4-12 | Table D-7 | Number (Double) | Frequency of addition (dpy) | 9 | 2765
Act_Chem_Location | Act_Pond_Chem_Addn | D | 4.1 | D4-12 | Table D-7 | Text | Location of chemical addition | 10 | 2760
Act_Chem_Manu | Act_Pond_Chem_Addn | D | 4.1 | D4-12 | Table D-7 | Text | Manufacturer of chemical | 11 | 2758
Act_Chem_Purpose | Act_Pond_Chem_Addn | D | 4.1 | D4-12 | Table D-7 | Text | Purpose of chemical addition | 12 | 2759
Act_Chem_Trade | Act_Pond_Chem_Addn | D | 4.1 | D4-12 | Table D-7 | Text | Trade name of chemical being added | 13 | 2757
Act_Chem_Type | Act_Pond_Chem_Addn | D | 4.1 | D4-12 | Table D-7 | Text | Chemical type | 14 | 2756
Act_Drdg_Transfer | Act_Pond_Unit | D | 4.1 | D4-6 |  | Text | Indication of where dredged solids are transferred, used in construction, landfill, sold, or other. | 15 | 2701
Act_Drdg_Transfer_Other | Act_Pond_Unit | D | 4.1 | D4-6 |  | Text | Plant explanation of location for dredged solids. | 16 | 2702
Act_Exp_Close | Act_Pond_Unit_Dimensions | D | 4.1 | D4-3 | Table D-5 | Text | Expected year of closure/retirement for pond. | 17 | 2744
Act_Expand_Cost | Act_Pond_Unit | D | 4.1 | D4-9 |  | Number (Double) | Total cost of any expansion since 1/1/2000. | 18 | 2709
Act_Expand_Desc | Act_Pond_Unit | D | 4.1 | D4-9 |  | Text | Plant description of any expansions since 1/1/2000. | 19 | 2708
Act_Expand_Type | Act_Pond_Unit | D | 4.1 | D4-8 |  | Text | Indication of type of expansion, lateral, vertical, or both. | 20 | 2706
Act_Freeboard | Act_Pond_Unit_Dimensions | D | 4.1 | D4-3 | Table D-5 | Number (Double) | Freeboard height in ft. | 21 | 2741
Act_Lim_1 | Act_Pond_Unit | D | 4.1 | D4-11 |  | Number (Double) | Limitation of first pollutant. | 22 | 2723
Act_Lim_2 | Act_Pond_Unit | D | 4.1 | D4-11 |  | Number (Double) | Limitation of second pollutant. | 23 | 2726
Act_Lim_3 | Act_Pond_Unit | D | 4.1 | D4-11 |  | Number (Double) | Limitation of third pollutant. | 24 | 2729
Act_Lim_Unit_1 | Act_Pond_Unit | D | 4.1 | D4-11 |  | Text | Units for limitation of first pollutant. | 25 | 2724
Act_Lim_Unit_2 | Act_Pond_Unit | D | 4.1 | D4-11 |  | Text | Units for limitation of second pollutant. | 26 | 2727
Act_Lim_Unit_3 | Act_Pond_Unit | D | 4.1 | D4-11 |  | Text | Units for limitation of third pollutant. | 27 | 2730
Act_Liner_Nmbr | Act_Pond_Unit_Liner | D | 4.1 | D4-4 | Table D-6 | Number (Double) | Liner layer number (numbered from inner to outer layer). | 28 | 2748
Act_Liner_Perm | Act_Pond_Unit_Liner | D | 4.1 | D4-4 | Table D-6 | Number (Double) | Permeability of liner layer in cm/sec. | 29 | 2752
Act_Liner_Thick | Act_Pond_Unit_Liner | D | 4.1 | D4-4 | Table D-6 | Number (Double) | Thickness of liner layer in cm. | 30 | 2751
Act_Liner_Type | Act_Pond_Unit_Liner | D | 4.1 | D4-4 | Table D-6 | Text | Type of liner: compacted clay, geosynthetic clay, HPDE, or other. | 31 | 2749
Act_Liner_Type_Other | Act_Pond_Unit_Liner | D | 4.1 | D4-4 | Table D-6 | Text | Plant provided explanation for 'other'. | 32 | 2750
Act_Max_Ht_Berms | Act_Pond_Unit_Dimensions | D | 4.1 | D4-3 | Table D-5 | Number (Double) | Maximum height of berms/dams above grade in ft. | 33 | 2742
Act_Poll_1 | Act_Pond_Unit | D | 4.1 | D4-11 |  | Text | Name of first pollutant driving operation of pond. | 34 | 2722
Act_Poll_2 | Act_Pond_Unit | D | 4.1 | D4-11 |  | Text | Name of second pollutant driving operation of pond. | 35 | 2725
Act_Poll_3 | Act_Pond_Unit | D | 4.1 | D4-11 |  | Text | Name of third pollutant driving operation of pond. | 36 | 2728
Act_Pond_Cells | Act_Pond_Unit | D | 4.1 | D4-2 |  | Number (Double) | Number of cells in pond unit. | 37 | 2689
Act_Pond_Drdg | Act_Pond_Unit | D | 4.1 | D4-5 |  | Text | Yes/no/na if pond unit has ever been dredged. | 38 | 2693
Act_Pond_Drdg_AmtRem_Yr | Act_Pond_Unit | D | 4.1 | D4-5 |  | Number (Double) | Amount removed in last year of dredging, tons. | 39 | 2696
Act_Pond_Drdg_Freq_Yr | Act_Pond_Unit | D | 4.1 | D4-5 |  | Number (Double) | Frequency of dredging in the year it was last dredged, days per year. | 40 | 2695
Act_Pond_Drdg_NmbrTimes_5Yr | Act_Pond_Unit | D | 4.1 | D4-5 |  | Number (Double) | Number of dredgings in last 5 years. | 41 | 2697
Act_Pond_Drdg_Yr | Act_Pond_Unit | D | 4.1 | D4-5 |  | Number (Double) | Year of last dredging. | 42 | 2694
Act_Pond_Drgd_AmtRem_5Yr | Act_Pond_Unit | D | 4.1 | D4-5 |  | Number (Double) | Amount removed in last 5 years, tons. | 43 | 2699
Act_Pond_Drgd_NmbrDays_5Yr | Act_Pond_Unit | D | 4.1 | D4-5 |  | Number (Double) | Number of days dredged in last 5 years. | 44 | 2698
Act_Pond_Expand | Act_Pond_Unit | D | 4.1 | D4-7 |  | Text | Yes/no/na if the pond has been expanded since being built. | 45 | 2704
Act_Pond_Life | Act_Pond_Unit | D | 4.1 | D4-2 |  | Number (Double) | Life of pond unit in years. | 46 | 2688
Act_Pond_Liner | Act_Pond_Unit | D | 4.1 | D4-4 |  | Text | Yes/no/na if the pond unit has a liner. | 47 | 2691
Act_Pond_Res_Time | Act_Pond_Unit | D | 4.1 | D4-2 |  | Number (Double) | Pond unit residence time in hours. | 48 | 2687
Act_Pond_Use | Treatment_General | D | 1 | D4-1 |  | Text | Yes/no if the plant operates or plans to operate any active/inactive/open ponds for storage, treatment, and/or disposal of process ww, by-products, or residues from the combustion of coal, pet coke, and/or oil. | 49 | 2586
Act_SA | Act_Pond_Unit_Dimensions | D | 4.1 | D4-3 | Table D-5 | Number (Double) | Surface area of pond in ft2. | 50 | 2738
Act_Status | Act_Pond_Unit_Dimensions | D | 4.1 | D4-3 | Table D-5 | Text | Status of dimension: original, current, or expected close. | 51 | 2736
Act_Top_Elevation | Act_Pond_Unit_Dimensions | D | 4.1 | D4-3 | Table D-5 | Number (Double) | Top elevation of pond in ft, height of berm/dam. | 52 | 2740
Act_Tot_Solids | Act_Pond_Unit_Dimensions | D | 4.1 | D4-3 | Table D-5 | Text | Total amount of solids placed in the pond in tons. | 53 | 2743
Act_Trgtd_Chlor_Oxidizing | Act_Pond_Unit | D | 4.1 | D4-10 |  | Text | Checkbox to indicate chlorine and other oxidizing agents as targeted pollutants. | 54 | 2716
Act_Trgtd_Metals | Act_Pond_Unit | D | 4.1 | D4-10 |  | Text | Checkbox to indicate metal as targeted pollutant. | 55 | 2711
Act_Trgtd_Metals_Specify | Act_Pond_Unit | D | 4.1 | D4-10 |  | Text | Specific type of metal targeted. | 56 | 2712
Act_Trgtd_NA | Act_Pond_Unit | D | 4.1 | D4-10 |  | Text | Checkbox to indicate no pollutants are targeted for removal by pond. | 57 | 2720
Act_Trgtd_Ntr | Act_Pond_Unit | D | 4.1 | D4-10 |  | Text | Checkbox to indicate nitrogen compounds as targeted pollutant. | 58 | 2714
Act_Trgtd_OandG | Act_Pond_Unit | D | 4.1 | D4-10 |  | Text | Checkbox to indicate oil and grease as targeted pollutant. | 59 | 2717
Act_Trgtd_Org_Acids | Act_Pond_Unit | D | 4.1 | D4-10 |  | Text | Checkbox to indicate organic acids as targeted pollutant. | 60 | 2715
Act_Trgtd_Other | Act_Pond_Unit | D | 4.1 | D4-10 |  | Text | Checkbox to indicate plant targets other pollutants not listed. | 61 | 2718
Act_Trgtd_Other_Specify | Act_Pond_Unit | D | 4.1 | D4-10 |  | Text | Other targeted pollutants not in listed on survey. | 62 | 2719
Act_Trgtd_TSS | Act_Pond_Unit | D | 4.1 | D4-10 |  | Text | Checkbox to indicate TSS as targeted pollutant. | 63 | 2713
Act_Volume | Act_Pond_Unit_Dimensions | D | 4.1 | D4-3 | Table D-5 | Number (Double) | Volume of pond unit in ft3. | 64 | 2737
additive | FGD_Additives | B | 3 | B3-1 | Table B-3 | Text | Additive used or planned to be used in FGD system | 65 | 878
adtv_used_FGD1 | FGD_Additives | B | 3 | B3-1 | Table B-3 | Text | Additive is Used or is Planned to be Used in FGD System(s) 1 | 66 | 879
adtv_used_FGD2 | FGD_Additives | B | 3 | B3-1 | Table B-3 | Text | Additive is Used or is Planned to be Used in FGD System(s) 2 | 67 | 880
adtv_used_FGD3 | FGD_Additives | B | 3 | B3-1 | Table B-3 | Text | Additive is Used or is Planned to be Used in FGD System(s) 3 | 68 | 881
adtv_used_FGD4 | FGD_Additives | B | 3 | B3-1 | Table B-3 | Text | Additive is Used or is Planned to be Used in FGD System(s) 4 | 69 | 882
adtv_used_FGD5 | FGD_Additives | B | 3 | B3-1 | Table B-3 | Text | Additive is Used or is Planned to be Used in FGD System(s) 5 | 70 | 883
adtv_used_FGD6 | FGD_Additives | B | 3 | B3-1 | Table B-3 | Text | Additive is Used or is Planned to be Used in FGD System(s) 6 | 71 | 884
adtv_used_FGDA | FGD_Additives | B | 3 | B3-1 | Table B-3 | Text | Additive is Used or is Planned to be Used in FGD System(s) A | 72 | 885
adtv_used_FGDB | FGD_Additives | B | 3 | B3-1 | Table B-3 | Text | Additive is Used or is Planned to be Used in FGD System(s) B | 73 | 886
adtv_used_FGDC | FGD_Additives | B | 3 | B3-1 | Table B-3 | Text | Additive is Used or is Planned to be Used in FGD System(s) C | 74 | 887
aha_cmbn_other_desc | Air_Heater_Ash | C | 5 | C5-2 |  | Text | Other method for combining air heater ash with FA and/or BA | 75 | 2547
aha_dest_gv_awy | Air_Heater_Ash | C | 5 | C5-5 |  | Text | Economizer ash is hauled of site (to be given away) | 76 | 2565
aha_dest_gv_awy_per | Air_Heater_Ash | C | 5 | C5-5 |  | Number (Double) | Percentage of economizer ash hauled off site to be given away | 77 | 2566
aha_dest_landfill_not_report | Air_Heater_Ash | C | 5 | C5-5 |  | Text | Economizer ash is stored in a landfill not reported in Table A-6 | 78 | 2561
aha_dest_landfill_not_report_per | Air_Heater_Ash | C | 5 | C5-5 |  | Number (Double) | Percentage of economizer ash not stored in a landfill reported in Table A-6 | 79 | 2562
aha_dest_landfill_report | Air_Heater_Ash | C | 5 | C5-5 |  | Text | Economizer ash stored in a landfill in Table A-6 | 80 | 2557
aha_dest_landfill_report_per | Air_Heater_Ash | C | 5 | C5-5 |  | Number (Double) | Percentage of economizer ash stored in a landfill in Table A-6 | 81 | 2558
aha_dest_mkt | Air_Heater_Ash | C | 5 | C5-5 |  | Text | Economizer ash is hauled off site (to be marketed) | 82 | 2563
aha_dest_mkt_per | Air_Heater_Ash | C | 5 | C5-5 |  | Number (Double) | Percentage of economizer ash hauled off site to be marketed | 83 | 2564
aha_dest_other | Air_Heater_Ash | C | 5 | C5-5 |  | Text | Other destination of economizer ash | 84 | 2567
aha_dest_other_desc | Air_Heater_Ash | C | 5 | C5-5 |  | Text | Description of other destination of economizer ash | 85 | 2568
aha_dest_other_per | Air_Heater_Ash | C | 5 | C5-5 |  | Number (Double) | Percentage of economizer ash in other destination | 86 | 2569
aha_dest_pond_report | Air_Heater_Ash | C | 5 | C5-5 |  | Text | Economizer ash stored in a pond reported in Table A-4 | 87 | 2559
aha_dest_pond_report_per | Air_Heater_Ash | C | 5 | C5-5 |  | Number (Double) | Percentage of economizer ash stored in a pond reported in Table A-4 | 88 | 2560
aha_gen_dpy | Air_Heater_Ash | C | 5 | C5-3 |  | Number (Double) | Frequency of air heater ash production (dpy) | 89 | 2550
aha_gen_tpd | Air_Heater_Ash | C | 5 | C5-3 |  | Number (Double) | Amount of air heater ash produced (tpd - dry weight basis) | 90 | 2549
aha_gen_WW | Air_Heater_Ash | C | 5 | C5-4 |  | Text | Is process wastewater generated from the handling of air heater ash | 91 | 2552
aha_handle | Air_Heater_Ash | C | 5 | C5-1 |  | Text | Method of handling air heater ash | 92 | 2543
aha_handle_segregated_desc | Air_Heater_Ash | C | 5 | C5-1 |  | Text | If segregated from FA/BA, how is it handled | 93 | 2544
aha_how_cmbn | Air_Heater_Ash | C | 5 | C5-2 |  | Text | How the air heater ash is combined with FA and/or BA | 94 | 2546
aha_WW_days | Air_Heater_Ash | C | 5 | C5-4 |  | Number (Double) | Frequency of wastewater (Over ____ days) | 95 | 2554
aha_WW_dest | Air_Heater_Ash | C | 5 | C5-4 |  | Text | Destination of air heater ash wastewater generated | 96 | 2555
aha_WW_gpd | Air_Heater_Ash | C | 5 | C5-4 |  | Number (Double) | Volume of wastewater produced (gpd) | 97 | 2553
Air_pend | Plant_IDs_Pend_Permits | A | 2.1 | A2-4 | Table A-2 | Text | The yes/no answer to whether the plant's Air Pollution Operating permit is under development. | 98 | 137
ash_comment | PartC_Comments | C | Comments | Comment |  | Memo | Comment from plant for Part C. | 99 | 2573
ash_comment_nmbr | PartC_Comments | C | Comments | Comment_# |  | Text | Question number reference for Part C comment. | 100 | 2572
Attchd_Diagram | Treatment_Diagram | D | 3.1 | D3-1 |  | Yes/No | Checkbox to indicate diagram is attached. | 101 | 2655
Bid_Proposal | WWT_System_Information | D | 5.1 | D5-10 |  | Text | Yes/no if plant has attached big proposal/engineering report for proposal or report prepared since 1/1/1995 for WWTS. | 102 | 2840
boiler_cyc | SE_Units_Planned | A | 6 | A6-2 | Table A-9 | Text | The type of boiler or reactor for the associated Steam Electric Unit is a cyclone-fired boiler. | 103 | 306
boiler_hrsg | SE_Units_Planned | A | 6 | A6-2 | Table A-9 | Text | The type of boiler or reactor for the associated Steam Electric Unit is a waste heat recovery boiler (HRSG). | 104 | 307
boiler_other | SE_Units_Planned | A | 6 | A6-2 | Table A-9 | Text | The type of boiler or reactor for the associated Steam Electric Unit is another type. | 105 | 311
boiler_other_desc | SE_Units_Planned | A | 6 | A6-2 | Table A-9 | Text | The description of the other type of boiler/reactor. | 106 | 312
boiler_tang | SE_Units_Planned | A | 6 | A6-2 | Table A-9 | Text | The type of boiler or reactor for the associated Steam Electric Unit is a tangential-fired boiler. | 107 | 304
boiler_wall | SE_Units_Planned | A | 6 | A6-2 | Table A-9 | Text | The type of boiler or reactor for the associated Steam Electric Unit is a wall-fired boiler. | 108 | 305
btm_ash_sluice | Btm_Ash_Sluicing | C | 3.1 | C3-3 | Table C-19 | Text | Is wet sluicing used to collect bottom ash from this unit? | 109 | 2014
btm_ash_type | Btm_Ash_Storage_Dest | C | 3.1 | C3-15 | Table C-21 | Text | Type of bottom ash handling (Wet vs. Dry) | 110 | 2113
btm_backup | Btm_Ash_Dry_Handling | C | 3.1 | C3-17 |  | Text | Wet bottom ash handling system operated in order to maintain its function as a backup | 111 | 2127
btm_backup_days | Btm_Ash_Dry_Handling | C | 3.1 | C3-17 |  | Number (Double) | Number of days wet ash handling system operated in order to maintain its function as a backup | 112 | 2128
btm_boiler_type | Btm_Ash_System | C | 3.1 | C3-2 | Table C-18 | Text | Type of boiler | 113 | 1983
btm_boiler_type_other | Btm_Ash_System | C | 3.1 | C3-2 | Table C-18 | Text | Other type of boiler description | 114 | 1984
btm_both_other | Btm_Ash_Dry_Handling | C | 3.1 | C3-17 |  | Text | Both wet and dry handling for other reason | 115 | 2131
btm_both_other_days | Btm_Ash_Dry_Handling | C | 3.1 | C3-17 |  | Number (Double) | Number of days wet ash handling system was operated because of other reason | 116 | 2133
btm_both_other_desc | Btm_Ash_Dry_Handling | C | 3.1 | C3-17 |  | Text | Description of other reason for handling bottom ash both wet and dry | 117 | 2132
btm_capacity | Btm_Ash_Dry_Handling | C | 3.1 | C3-17 |  | Text | Wet bottom ash handling system operated because the dry bottom ash handling system does not have the capacity to handle all of the bottom ash | 118 | 2129
btm_capacity_days | Btm_Ash_Dry_Handling | C | 3.1 | C3-17 |  | Number (Double) | Number of days wet ash handling system was operated because dry system does not have the capacity to handle all of the ash | 119 | 2130
btm_change_other | Btm_Ash_Dry_Handling | C | 3.1 | C3-19 |  | Text | Other change expected in bottom ash handling operations | 120 | 2152
btm_change_other_desc | Btm_Ash_Dry_Handling | C | 3.1 | C3-19 |  | Text | Description of other change expected in bottom ash handling operations | 121 | 2153
btm_cnvy_all_cmpnts_cap_costs | Btm_Cnvy_General | C | 3.3 | C3-40 |  | Text | Are all major components of the conveyance portion of the bottom ash handling system included in the capital costs reported in table Btm_Cnvy_Capital_Cost | 122 | 2347
btm_cnvy_cap_mdfy | Btm_Cnvy_Capital_Cost | C | 3.3 | C3-39 | Table C-27 | Number (Double) | Cost for modifications to the system | 123 | 2354
btm_cnvy_cap_mdfy_yr_based | Btm_Cnvy_Capital_Cost | C | 3.3 | C3-39 | Table C-27 | Number (Double) | Year on which modifications cost is based | 124 | 2356
btm_cnvy_cap_original | Btm_Cnvy_Capital_Cost | C | 3.3 | C3-39 | Table C-27 | Number (Double) | Cost for system as originally installed | 125 | 2353
btm_cnvy_cap_original_yr_based | Btm_Cnvy_Capital_Cost | C | 3.3 | C3-39 | Table C-27 | Number (Double) | Year on which original cost is based | 126 | 2355
btm_cnvy_cap_project | Btm_Cnvy_Capital_Cost | C | 3.3 | C3-39 | Table C-27 | Text | Project description for each subcategory of capital costs in Table C-27 | 127 | 2352
btm_cnvy_cmpnts | Btm_Cnvy_Cmpnts | C | 3.3 | C3-35 | Table C-26 | Text | Type of bottom ash handling conveyance components | 128 | 2327
btm_cnvy_cmpnts_cpcty | Btm_Cnvy_Cmpnts | C | 3.3 | C3-35 | Table C-26 | Number (Double) | Capacity of conveyance components in the system | 129 | 2330
btm_cnvy_cmpnts_cpcty_unit | Btm_Cnvy_Cmpnts | C | 3.3 | C3-35 | Table C-26 | Text | Capacity units of conveyance component in the system | 130 | 2331
btm_cnvy_cmpnts_cpcty_unit_other | Btm_Cnvy_Cmpnts | C | 3.3 | C3-35 | Table C-26 | Text | Other unit of conveyance component in the system | 131 | 2332
btm_cnvy_cmpnts_nmbr | Btm_Cnvy_Cmpnts | C | 3.3 | C3-35 | Table C-26 | Number (Double) | Number of conveyance components in the system | 132 | 2329
btm_cnvy_cmpnts_not_cap_costs | Btm_Cnvy_General | C | 3.3 | C3-40 |  | Memo | List of components included/excluded in the total capital cost in table Btm_Cnvy_Captial_Cost | 133 | 2348
btm_cnvy_cmpnts_other | Btm_Cnvy_Cmpnts | C | 3.3 | C3-35 | Table C-26 | Text | Description of other type of bottom ash handling conveyance components | 134 | 2328
btm_cnvy_cntrctr_instl | Btm_Cnvy_General | C | 3.3 | C3-37 |  | Memo | List of all major components in the bottom ash conveyance system that a contractor constructed/installed (or plans to) at the contractor's expense | 135 | 2339
btm_cnvy_cntrctr_instl_all | Btm_Cnvy_General | C | 3.3 | C3-37 |  | Text | Contractor installed/will install all components identified in Btm_Cnvy_Cmpnts at the contractor's expense | 136 | 2340
btm_cnvy_cntrctr_oversee | Btm_Cnvy_General | C | 3.3 | C3-38 |  | Memo | List of all major O&M activities of the bottom ash conveyance system that a contractor oversees (or plans to) at the contractor's expense | 137 | 2342
btm_cnvy_cntrctr_oversee_all | Btm_Cnvy_General | C | 3.3 | C3-38 |  | Text | Contractor oversees/will oversee all O&M activities in dealing with the conveyance portion of the bottom ash handling system at the contractor's expense | 138 | 2343
btm_cnvy_OM_energy_2009_cost | Btm_Cnvy_OM_Cost | C | 3.3 | C3-41 | Table C-28 | Number (Double) | Annual 2009 energy cost | 139 | 2371
btm_cnvy_OM_energy_kWh/hr | Btm_Cnvy_OM_Cost | C | 3.3 | C3-41 | Table C-28 | Number (Double) | 2009 Consumption (kWh/hr) energy | 140 | 2373
btm_cnvy_OM_energy_rate_per_kWh | Btm_Cnvy_OM_Cost | C | 3.3 | C3-41 | Table C-28 | Number (Double) | 2009 Rate $ per kWh energy | 141 | 2372
btm_cnvy_OM_MLbr_2009_cost | Btm_Cnvy_OM_Cost | C | 3.3 | C3-41 | Table C-28 | Number (Double) | Annual 2009 maintenance labor | 142 | 2365
btm_cnvy_OM_MLbr_rate_hourly | Btm_Cnvy_OM_Cost | C | 3.3 | C3-41 | Table C-28 | Number (Double) | 2009 Rate per hour (average rate of labor) maintenance labor | 143 | 2366
btm_cnvy_OM_MLbr_staff_dpy | Btm_Cnvy_OM_Cost | C | 3.3 | C3-41 | Table C-28 | Number (Double) | 2009 Staffing (Days per year) maintenance labor | 144 | 2369
btm_cnvy_OM_MLbr_staff_hpd | Btm_Cnvy_OM_Cost | C | 3.3 | C3-41 | Table C-28 | Number (Double) | 2009 Staffing (Hours per day) maintenance labor | 145 | 2368
btm_cnvy_OM_MLbr_staff_nmbr | Btm_Cnvy_OM_Cost | C | 3.3 | C3-41 | Table C-28 | Number (Double) | 2009 Staffing (No. of workers) maintenance labor | 146 | 2367
btm_cnvy_OM_MMtrls_2009_cost | Btm_Cnvy_OM_Cost | C | 3.3 | C3-41 | Table C-28 | Number (Double) | Annual 2009 maintenance material cost | 147 | 2370
btm_cnvy_OM_OLbr_2009_cost | Btm_Cnvy_OM_Cost | C | 3.3 | C3-41 | Table C-28 | Number (Double) | Annual 2009 operating labor cost | 148 | 2360
btm_cnvy_OM_OLbr_rate_hourly | Btm_Cnvy_OM_Cost | C | 3.3 | C3-41 | Table C-28 | Number (Double) | 2009 Rate per hour (average rate of labor) operating labor | 149 | 2361
btm_cnvy_OM_OLbr_staff_dpy | Btm_Cnvy_OM_Cost | C | 3.3 | C3-41 | Table C-28 | Number (Double) | 2009 Staffing (Days per year) operating labor | 150 | 2364
btm_cnvy_OM_OLbr_staff_hpd | Btm_Cnvy_OM_Cost | C | 3.3 | C3-41 | Table C-28 | Number (Double) | 2009 Staffing (Hours per day) operating labor | 151 | 2363
btm_cnvy_OM_OLbr_staff_nmbr | Btm_Cnvy_OM_Cost | C | 3.3 | C3-41 | Table C-28 | Number (Double) | 2009 Staffing (No. of workers) operating labor | 152 | 2362
btm_cnvy_OM_other1_2009_cost | Btm_Cnvy_OM_Cost | C | 3.3 | C3-41 | Table C-28 | Number (Double) | Annual 2009 other (1) cost | 153 | 2375
btm_cnvy_OM_other1_desc | Btm_Cnvy_OM_Cost | C | 3.3 | C3-41 | Table C-28 | Text | Other (1) annual cost description | 154 | 2374
btm_cnvy_OM_other2_2009_cost | Btm_Cnvy_OM_Cost | C | 3.3 | C3-41 | Table C-28 | Number (Double) | Annual 2009 other (2) cost | 155 | 2377
btm_cnvy_OM_other2_desc | Btm_Cnvy_OM_Cost | C | 3.3 | C3-41 | Table C-28 | Text | Other (2) annual cost description | 156 | 2376
btm_cnvy_OM_total_2009_cost | Btm_Cnvy_OM_Cost | C | 3.3 | C3-41 | Table C-28 | Number (Double) | Total 2009 Annual O&M Cost for Conveyance | 157 | 2378
btm_cnvy_outside_firm_oversee | Btm_Cnvy_General | C | 3.3 | C3-39 |  | Text | Capital cost - hired outside engineering firm to oversee design and/or installation of the system | 158 | 2345
btm_cnvy_planned | Btm_Cnvy_General | C | 3.3 | Status |  | Text | Bottom ash conveyance system planned | 159 | 2335
btm_cnvy_storage_original | Btm_storage_Capital_Cost | C | 3.4 | C3-47 | Table C-30 | Number (Double) | Project description for each subcategory of capital costs in Table C-27 | 160 | 2411
btm_decrease_wet | Btm_Ash_Dry_Handling | C | 3.1 | C3-19 |  | Text | Bottom ash handling operations are expected to decrease in the use of the wet bottom ash handling system | 161 | 2147
btm_decrease_wet_days | Btm_Ash_Dry_Handling | C | 3.1 | C3-19 |  | Number (Double) | Expected number of days wet bottom ash handling system is expected to operate per year | 162 | 2148
btm_design_dry_dpy | Btm_Ash_System | C | 3.1 | C3-2 | Table C-18 | Number (Double) | Design ash handling rate of wet conveyed bottom ash - days per year | 163 | 2000
btm_design_dry_tpd | Btm_Ash_System | C | 3.1 | C3-2 | Table C-18 | Number (Double) | Design ash handling rate of dry conveyed bottom ash - tons per day | 164 | 1999
btm_design_wet_dpy | Btm_Ash_System | C | 3.1 | C3-2 | Table C-18 | Number (Double) | Design ash handling rate of wet conveyed bottom ash - days per year | 165 | 1998
btm_design_wet_tpd | Btm_Ash_System | C | 3.1 | C3-2 | Table C-18 | Number (Double) | Design ash handling rate of wet conveyed bottom ash - tons per day | 166 | 1997
btm_destin_type | Btm_Ash_Storage_Dest | C | 3.1 | C3-15 | Table C-21 | Text | Bottom ash storage destination type (Intermediate vs. Final) | 167 | 2117
btm_diagram_attch | Btm_Cnvy_General | C | 3.3 | C3-36 |  | Text | Block diagram of the entire bottom ash handling system is attached | 168 | 2337
btm_disp_other | Btm_Ash_Solids_Rmvl | C | 3.1 | C3-8 | Table C-20 | Text | Other bottom ash disposal | 169 | 2065
btm_disp_other_desc | Btm_Ash_Solids_Rmvl | C | 3.1 | C3-8 | Table C-20 | Text | Description of other bottom ash disposal | 170 | 2066
btm_disp_other_H2O_per | Btm_Ash_Solids_Rmvl | C | 3.1 | C3-8 | Table C-20 | Number (Double) | Typical percent moisture of bottom ash disposed in other ash disposal process | 171 | 2068
btm_disp_other_tons | Btm_Ash_Solids_Rmvl | C | 3.1 | C3-8 | Table C-20 | Number (Double) | Amount (tons) of solids disposed by other ash disposal process | 172 | 2067
btm_disp_sold_trt | Btm_Ash_Solids_Rmvl | C | 3.1 | C3-8 | Table C-20 | Text | Bottom ash is sold or given away with further treatment | 173 | 2053
btm_disp_sold_trt_H2O_per | Btm_Ash_Solids_Rmvl | C | 3.1 | C3-8 | Table C-20 | Number (Double) | Typical percent moisture of treated bottom ash disposed | 174 | 2055
btm_disp_sold_trt_tons | Btm_Ash_Solids_Rmvl | C | 3.1 | C3-8 | Table C-20 | Number (Double) | Amount (tons) of solids disposed (dry weight) treated | 175 | 2054
btm_disp_sold_untrt | Btm_Ash_Solids_Rmvl | C | 3.1 | C3-8 | Table C-20 | Text | Bottom ash is sold or given away without further treatment | 176 | 2050
btm_disp_sold_untrt_H2O_per | Btm_Ash_Solids_Rmvl | C | 3.1 | C3-8 | Table C-20 | Number (Double) | Typical percent moisture of untreated bottom ash disposed | 177 | 2052
btm_disp_sold_untrt_tons | Btm_Ash_Solids_Rmvl | C | 3.1 | C3-8 | Table C-20 | Number (Double) | Amount (tons) of solids disposed (dry weight) untreated | 178 | 2051
btm_disp_stor_landfill_A-06 | Btm_Ash_Solids_Rmvl | C | 3.1 | C3-8 | Table C-20 | Text | Bottom ash is stored in landfills reported in Table A-6 | 179 | 2059
btm_disp_stor_landfill_A-06_H2O_per | Btm_Ash_Solids_Rmvl | C | 3.1 | C3-8 | Table C-20 | Number (Double) | Typical percent moisture of bottom ash disposed in landfills reported in Table A-6 | 180 | 2061
btm_disp_stor_landfill_A-06_tons | Btm_Ash_Solids_Rmvl | C | 3.1 | C3-8 | Table C-20 | Number (Double) | Amount (tons) of solids disposed (dry weight) in landfills reported in Table A-6 | 181 | 2060
btm_disp_stor_landfill_not_A-06 | Btm_Ash_Solids_Rmvl | C | 3.1 | C3-8 | Table C-20 | Text | Bottom ash is stored in landfills not reported in Table A-6 | 182 | 2062
btm_disp_stor_landfill_not_A-06_H2O_per | Btm_Ash_Solids_Rmvl | C | 3.1 | C3-8 | Table C-20 | Number (Double) | Typical percent moisture of bottom ash disposed in landfills not reported in Table A-6 | 183 | 2064
btm_disp_stor_landfill_not_A-06_tons | Btm_Ash_Solids_Rmvl | C | 3.1 | C3-8 | Table C-20 | Number (Double) | Amount (tons) of solids disposed (dry weight) in landfills not reported in Table A-6 | 184 | 2063
btm_disp_stor_pond | Btm_Ash_Solids_Rmvl | C | 3.1 | C3-8 | Table C-20 | Text | Bottom ash is stored in/transferred to a pond/impoundment reported in Table A-4 | 185 | 2056
btm_disp_stor_pond_H2O_per | Btm_Ash_Solids_Rmvl | C | 3.1 | C3-8 | Table C-20 | Number (Double) | Typical percent moisture of bottom ash disposed in pond/impoundment in Table A-4 | 186 | 2058
btm_disp_stor_pond_tons | Btm_Ash_Solids_Rmvl | C | 3.1 | C3-8 | Table C-20 | Number (Double) | Amount (tons) of solids disposed (dry weight) to a pond/impoundment in Table A-4 | 187 | 2057
btm_dry_cost_est_instl | Btm_Ash_Dry_Installation | C | 3.1 | C3-26 |  | Text | Cost estimates for the installation or planned installation have been developed | 188 | 2202
btm_dry_cost_est_instl_attch | Btm_Ash_Dry_Installation | C | 3.1 | C3-26 |  | Text | Cost estimates for the installation or planned installation of the dry bottom ash handling system attached | 189 | 2203
btm_dry_cost_est_instl_explain | Btm_Ash_Dry_Installation | C | 3.1 | C3-26 |  | Memo | Explanation for documents not attached | 190 | 2204
btm_dry_cost_est_not_instl | Btm_Ash_Dry_Installation | C | 3.1 | C3-29 |  | Text | Cost estimates that have been obtained/developed since 1/1/1995 for a dry bottom ash conversion/installation | 191 | 2252
btm_dry_cost_est_not_instl_attch | Btm_Ash_Dry_Installation | C | 3.1 | C3-29 |  | Text | Cost estimates have been attached | 192 | 2253
btm_dry_cost_est_not_instl_explain | Btm_Ash_Dry_Installation | C | 3.1 | C3-29 |  | Memo | Explanation for why cost estimates were not attached | 193 | 2254
btm_dry_days | Btm_Ash_System | C | 3.1 | C3-2 | Table C-18 | Number (Double) | Number of days dry conveyed ash was handled by the bottom ash handling system in 2009 | 194 | 2002
btm_dry_exp_ landfill_noA-6 | Btm_Ash_Dry_Installation | C | 3.1 | C3-28 |  | Text | Dry bottom ash stored in landfills not reported in Table A-6 | 195 | 2246
btm_dry_exp_ landfill_noA-6_perc | Btm_Ash_Dry_Installation | C | 3.1 | C3-28 |  | Number (Double) | Percent of the dry bottom ash stored in landfills not reported in Table A-6 | 196 | 2247
btm_dry_exp_landfills_A-6 | Btm_Ash_Dry_Installation | C | 3.1 | C3-28 |  | Text | Dry bottom ash stored in landfills reported in Table A-6 | 197 | 2244
btm_dry_exp_landfills_A-6_perc | Btm_Ash_Dry_Installation | C | 3.1 | C3-28 |  | Number (Double) | Percent of the dry bottom ash stored in Table A-6 landfills | 198 | 2245
btm_dry_exp_mark_dest_1 | Btm_Ash_Dry_Installation | C | 3.1 | C3-28 |  | Text | Market Destination 1 of dry bottom ash | 199 | 2235
btm_dry_exp_mark_dest_2 | Btm_Ash_Dry_Installation | C | 3.1 | C3-28 |  | Text | Market Destination 2 of dry bottom ash | 200 | 2238
btm_dry_exp_mark_dest_3 | Btm_Ash_Dry_Installation | C | 3.1 | C3-28 |  | Text | Market Destination 3 of dry bottom ash | 201 | 2241
btm_dry_exp_mark_dest_other_1 | Btm_Ash_Dry_Installation | C | 3.1 | C3-28 |  | Text | Other description of market destination 1 of dry bottom ash | 202 | 2236
btm_dry_exp_mark_dest_other_2 | Btm_Ash_Dry_Installation | C | 3.1 | C3-28 |  | Text | Other description of market destination 2 of dry bottom ash | 203 | 2239
btm_dry_exp_mark_dest_other_3 | Btm_Ash_Dry_Installation | C | 3.1 | C3-28 |  | Text | Other description of market destination 3 of dry bottom ash | 204 | 2242
btm_dry_exp_mark_perc_1 | Btm_Ash_Dry_Installation | C | 3.1 | C3-28 |  | Number (Double) | Percent of the dry bottom ash to market destination 1 | 205 | 2237
btm_dry_exp_mark_perc_2 | Btm_Ash_Dry_Installation | C | 3.1 | C3-28 |  | Number (Double) | Percent of the dry bottom ash to market destination 2 | 206 | 2240
btm_dry_exp_mark_perc_3 | Btm_Ash_Dry_Installation | C | 3.1 | C3-28 |  | Number (Double) | Percent of the dry bottom ash to market destination 3 | 207 | 2243
btm_dry_exp_marketed | Btm_Ash_Dry_Installation | C | 3.1 | C3-28 |  | Text | Dry bottom ash marketed, sold, or given away | 208 | 2234
btm_dry_exp_other | Btm_Ash_Dry_Installation | C | 3.1 | C3-28 |  | Text | Other destination of dry bottom ash | 209 | 2248
btm_dry_exp_other_desc | Btm_Ash_Dry_Installation | C | 3.1 | C3-28 |  | Text | Description of other destination of dry bottom ash | 210 | 2249
btm_dry_exp_other_perc | Btm_Ash_Dry_Installation | C | 3.1 | C3-28 |  | Number (Double) | Percent of the dry bottom ash to the other destination | 211 | 2250
btm_dry_install | Btm_Ash_Dry_Installation | C | 3.1 | C3-24 |  | Text | Is the plant in the process of installing a dry bottom ash handling system | 212 | 2196
btm_dry_install_days | Btm_Ash_Dry_Installation | C | 3.1 | C3-24 |  | Number (Double) | Estimated shutdown time in days required to bring the bottom ash handling system online | 213 | 2197
btm_dry_mkt | Btm_Ash_Mkt_General | C | 3.2 | C3-33 |  | Text | Does the plant market, sell, and/or give away dry bottom ash from the dry ash handling system | 214 | 2301
btm_dry_mkt_2005_rev | Btm_Dry_Market | C | 3.2 | C3-33 | Table C-24 | Number (Double) | 2005 gross revenue generated | 215 | 2309
btm_dry_mkt_2005_tons | Btm_Dry_Market | C | 3.2 | C3-33 | Table C-24 | Number (Double) | 2005 tons of dry bottom ash (dry basis) | 216 | 2308
btm_dry_mkt_2007_rev | Btm_Dry_Market | C | 3.2 | C3-33 | Table C-24 | Number (Double) | 2007 gross revenue generated | 217 | 2311
btm_dry_mkt_2007_tons | Btm_Dry_Market | C | 3.2 | C3-33 | Table C-24 | Number (Double) | 2007 tons of dry bottom ash (dry basis) | 218 | 2310
btm_dry_mkt_2009_rev | Btm_Dry_Market | C | 3.2 | C3-33 | Table C-24 | Number (Double) | 2009 gross revenue generated | 219 | 2313
btm_dry_mkt_2009_tons | Btm_Dry_Market | C | 3.2 | C3-33 | Table C-24 | Number (Double) | 2009 tons of dry bottom ash (dry basis) | 220 | 2312
btm_dry_mkt_dest | Btm_Dry_Market | C | 3.2 | C3-33 | Table C-24 | Text | Destination of marketed dry bottom ash | 221 | 2306
btm_dry_mkt_per_H2O | Btm_Dry_Market | C | 3.2 | C3-33 | Table C-24 | Number (Double) | Typical percent moisture of dry bottom ash | 222 | 2307
btm_dry_plan | Btm_Ash_Dry_Installation | C | 3.1 | C3-25 |  | Text | Is the plant planning to install a dry bottom ash handling system | 223 | 2199
btm_dry_plan_days | Btm_Ash_Dry_Installation | C | 3.1 | C3-25 |  | Number (Double) | Estimated shutdown time in days required to bring the planned bottom ash handling system online | 224 | 2200
btm_dry_pressure | Btm_Ash_System | C | 3.1 | C3-2 | Table C-18 | Text | Dry pressure bottom ash handling system | 225 | 1988
btm_dry_retrofit | Btm_Ash_Dry_Retrofit | C | 3.1 | C3-20 |  | Text | Was the dry bottom ash handling system installed as a retrofit | 226 | 2157
btm_dry_retrofit_diagram | Btm_Ash_Dry_Retrofit | C | 3.1 | C3-23 |  | Text | Process diagram(s) for the dry bottom ash handling retrofit that depicts the conveyance portion of the system is attached | 227 | 2192
btm_dry_retrofit_outages | Btm_Ash_Dry_Retrofit | C | 3.1 | C3-20 |  | Text | Was a unit outage(s), outside of regularly scheduled outages, required to bring the dry bottom ash handling system on line? | 228 | 2160
btm_dry_retrofit_shutdown | Btm_Ash_Dry_Retrofit | C | 3.1 | C3-20 |  | Text | Shutdown time (in days) required to bring the dry bottom ash handling system online | 229 | 2159
btm_dry_retrofit_type | Btm_Ash_Dry_Retrofit | C | 3.1 | C3-21 |  | Text | Type of retrofit to the bottom ash handling system | 230 | 2162
btm_dry_retrofit_yr | Btm_Ash_Dry_Retrofit | C | 3.1 | C3-20 |  | Number (Double) | Year dry bottom ash handling retrofit was built | 231 | 2158
btm_dry_vacuum | Btm_Ash_System | C | 3.1 | C3-2 | Table C-18 | Text | Dry vacuum bottom ash handling system | 232 | 1987
btm_end_wet | Btm_Ash_Dry_Handling | C | 3.1 | C3-19 |  | Text | Bottom ash handling operations are expected to end the use of the wet bottom ash handling system | 233 | 2149
btm_end_wet_date | Btm_Ash_Dry_Handling | C | 3.1 | C3-19 |  | Date/Time | Expected wet bottom ash handling system end date | 234 | 2150
btm_expand_capacity | Btm_Ash_Dry_Handling | C | 3.1 | C3-19 |  | Text | Bottom ash handling operations are expected to expand capacity of handling and/or storage | 235 | 2146
btm_fly_share_storage | Btm_storage_General | C | 3.4 | C3-42 |  | Text | List of Units that contribute to FA and BA shared storage | 236 | 2383
btm_fly_share_storage_cmpnts | Btm_storage_General | C | 3.4 | C3-42 |  | Text | Does this storage ID store both fly and bottom ash together? | 237 | 2384
btm_fly_share_trspt_disp | Btm_Trspt_Disp_General | C | 3.5 | C3-50 |  | Text | Does the plant use the same transport and disposal methods for both fly and bottom ash | 238 | 2444
btm_fly_share_trspt_disp_cmpnts | Btm_Trspt_Disp_General | C | 3.5 | C3-50 |  | Text | Units contributing FA and BA to transport and disposal system | 239 | 2445
btm_increase_dry_convey | Btm_Ash_Dry_Handling | C | 3.1 | C3-18 |  | Text | Increase the capacity of the dry bottom ash conveyance equipment | 240 | 2140
btm_increase_landfill | Btm_Ash_Dry_Handling | C | 3.1 | C3-18 |  | Text | Install/increase the capacity of the landfills | 241 | 2139
btm_increase_silo_cap | Btm_Ash_Dry_Handling | C | 3.1 | C3-18 |  | Text | Increase the capacity of the silos | 242 | 2136
btm_increase_silo_nmbr | Btm_Ash_Dry_Handling | C | 3.1 | C3-18 |  | Text | Increase the number of silos | 243 | 2137
btm_install_air_permit | Btm_Ash_Dry_Installation | C | 3.1 | C3-27 |  | Text | Changes to air permit for dry bottom handling | 244 | 2220
btm_install_altr_boiler | Btm_Ash_Dry_Installation | C | 3.1 | C3-27 |  | Text | Boiler alteration to accommodate MDS | 245 | 2208
btm_install_ashdisposal | Btm_Ash_Dry_Installation | C | 3.1 | C3-27 |  | Text | Changes in ash disposal practices for dry bottom handling | 246 | 2225
btm_install_complete_dry | Btm_Ash_Dry_Installation | C | 3.1 | C3-27 |  | Text | Installation of completely dry bottom ash handling system | 247 | 2209
btm_install_disposal_other | Btm_Ash_Dry_Installation | C | 3.1 | C3-27 |  | Text | Other changes in ash disposal practices for bottom ash handling | 248 | 2231
btm_install_disposal_other_desc | Btm_Ash_Dry_Installation | C | 3.1 | C3-27 |  | Text | Explanation of other changes in ash disposal practices for bottom ash handling | 249 | 2232
btm_install_dust | Btm_Ash_Dry_Installation | C | 3.1 | C3-27 |  | Text | Dust suppression activities for bottom ash handling | 250 | 2230
btm_install_haul_off | Btm_Ash_Dry_Installation | C | 3.1 | C3-27 |  | Text | Hauling ash to off-site storage for bottom ash handling | 251 | 2229
btm_install_haul_roads | Btm_Ash_Dry_Installation | C | 3.1 | C3-27 |  | Text | Construction of haul roads for dry bottom handling | 252 | 2214
btm_install_inc_landfill | Btm_Ash_Dry_Installation | C | 3.1 | C3-27 |  | Text | Increase capacity of landfill for dry bottom handling | 253 | 2218
btm_install_inc_landfill_ID | Btm_Ash_Dry_Installation | C | 3.1 | C3-27 |  | Text | Increased capacity landfill ID from Table A-6 | 254 | 2219
btm_install_install_mech_drag | Btm_Ash_Dry_Installation | C | 3.1 | C3-27 |  | Text | Installation of mechanical drag system for dry bottom handling | 255 | 2207
btm_install_landfill | Btm_Ash_Dry_Installation | C | 3.1 | C3-27 |  | Text | Construction of landfill for dry bottom handling | 256 | 2216
btm_install_landfill_ID | Btm_Ash_Dry_Installation | C | 3.1 | C3-27 |  | Text | Constructed landfill ID from Table A-6 | 257 | 2217
btm_install_market_ash | Btm_Ash_Dry_Installation | C | 3.1 | C3-27 |  | Text | Marketing of ash for dry bottom handling | 258 | 2228
btm_install_personnel | Btm_Ash_Dry_Installation | C | 3.1 | C3-27 |  | Text | Changes in personnel/training for dry bottom ash handling | 259 | 2223
btm_install_personnel_desc | Btm_Ash_Dry_Installation | C | 3.1 | C3-27 |  | Text | Description of changes to personnel/training | 260 | 2224
btm_install_phys_other | Btm_Ash_Dry_Installation | C | 3.1 | C3-27 |  | Text | Other changes to install dry bottom handling | 261 | 2221
btm_install_phys_other_desc | Btm_Ash_Dry_Installation | C | 3.1 | C3-27 |  | Text | Description of other changes to install dry bottom handling | 262 | 2222
btm_install_physical | Btm_Ash_Dry_Installation | C | 3.1 | C3-27 |  | Text | Physical changes to install dry bottom handling | 263 | 2206
btm_install_rail | Btm_Ash_Dry_Installation | C | 3.1 | C3-27 |  | Text | Construction of rail track for dry bottom handling | 264 | 2215
btm_install_silo_ashtransfer | Btm_Ash_Dry_Installation | C | 3.1 | C3-27 |  | Text | Modification of silos for ash transfer to rail cars for dry bottom handling | 265 | 2212
btm_install_silo_market | Btm_Ash_Dry_Installation | C | 3.1 | C3-27 |  | Text | Modification of silos for marketable ash for dry bottom handling | 266 | 2213
btm_install_silo_mc | Btm_Ash_Dry_Installation | C | 3.1 | C3-27 |  | Text | Modification of silos to moisture-condition ash for dry bottom handling | 267 | 2211
btm_install_silos | Btm_Ash_Dry_Installation | C | 3.1 | C3-27 |  | Text | Installation of storage silos for dry bottom handling | 268 | 2210
btm_install_starge_landfills | Btm_Ash_Dry_Installation | C | 3.1 | C3-27 |  | Text | Storage of ash in landfill for dry bottom handling | 269 | 2226
btm_install_storage_landfills_ID | Btm_Ash_Dry_Installation | C | 3.1 | C3-27 |  | Text | Landfill ID from Table A-6 | 270 | 2227
btm_LOI_dry_max | Btm_Ash_System | C | 3.1 | C3-2 | Table C-18 | Number (Double) | Dry conveyed LOI maximum value (percent) | 271 | 2008
btm_LOI_dry_min | Btm_Ash_System | C | 3.1 | C3-2 | Table C-18 | Number (Double) | Dry conveyed LOI minimum value (percent) | 272 | 2007
btm_LOI_dry_NA | Btm_Ash_System | C | 3.1 | C3-2 | Table C-18 | Text | LOI of dry conveyed bottom ash - NA | 273 | 2010
btm_LOI_dry_not_mntr | Btm_Ash_System | C | 3.1 | C3-2 | Table C-18 | Text | LOI of dry conveyed bottom ash not monitored | 274 | 2009
btm_LOI_wet_max | Btm_Ash_System | C | 3.1 | C3-2 | Table C-18 | Number (Double) | Wet conveyed LOI maximum value (percent) | 275 | 2004
btm_LOI_wet_min | Btm_Ash_System | C | 3.1 | C3-2 | Table C-18 | Number (Double) | Wet conveyed LOI minimum value (percent) | 276 | 2003
btm_LOI_wet_NA | Btm_Ash_System | C | 3.1 | C3-2 | Table C-18 | Text | LOI of wet conveyed ash - NA | 277 | 2006
btm_LOI_wet_not_mntr | Btm_Ash_System | C | 3.1 | C3-2 | Table C-18 | Text | LOI of wet conveyed bottom ash not monitored | 278 | 2005
btm_maintenance | Btm_Ash_Dry_Handling | C | 3.1 | C3-17 |  | Text | Wet bottom ash handling system operated when the dry bottom ash collection system was not operational due to maintenance issues | 279 | 2125
btm_maintenance_dry | Btm_Ash_Dry_Handling | C | 3.1 | C3-17 |  | Text | Number of days wet ash handling system operated because the dry system was down due to maintenance | 280 | 2126
btm_mech_drag | Btm_Ash_System | C | 3.1 | C3-2 | Table C-18 | Text | Mechanical drag bottom ash handling system | 281 | 1986
btm_mech_drag_desc | Btm_Ash_Mech_Drag | C | 3.1 | C3-11 |  | Text | Type and description of the process of removing bottom ash from the generating unit boiler | 282 | 2090
btm_mech_drag_gen_WW | Btm_Ash_Mech_Drag | C | 3.1 | C3-12 |  | Text | Is any process wastewater generated from overflow from the mechanical drag system | 283 | 2092
btm_mech_drag_other | Btm_Ash_Mech_Drag | C | 3.1 | C3-14 |  | Text | Other destination for MDS wastewater overflow | 284 | 2108
btm_mech_drag_other_desc | Btm_Ash_Mech_Drag | C | 3.1 | C3-14 |  | Text | Description of other destination for MDS wastewater overflow | 285 | 2109
btm_mech_drag_POTW | Btm_Ash_Mech_Drag | C | 3.1 | C3-14 |  | Text | MDS wastewater overflow is indirectly discharged to a POTW or PrOTW | 286 | 2107
btm_mech_drag_recycle | Btm_Ash_Mech_Drag | C | 3.1 | C3-14 |  | Text | MDS wastewater overflow is immediately recycled back to plant process | 287 | 2096
btm_mech_drag_recycle_desc | Btm_Ash_Mech_Drag | C | 3.1 | C3-14 |  | Text | Description of how the MDS wastewater overflow recycle is reused | 288 | 2098
btm_mech_drag_recycle_gpd | Btm_Ash_Mech_Drag | C | 3.1 | C3-14 |  | Number (Double) | The amount of MDS wastewater overflow recycled back to the plant process (gpd) | 289 | 2097
btm_mech_drag_surf_water | Btm_Ash_Mech_Drag | C | 3.1 | C3-14 |  | Text | MDS wastewater overflow is discharged to SW | 290 | 2105
btm_mech_drag_treat | Btm_Ash_Mech_Drag | C | 3.1 | C3-14 |  | Text | MDS wastewater overflow is transferred to an onsite treatment system | 291 | 2099
btm_mech_drag_treat_other | Btm_Ash_Mech_Drag | C | 3.1 | C3-14 |  | Text | Other onsite treatment for MDS wastewater overflow | 292 | 2103
btm_mech_drag_treat_other_desc | Btm_Ash_Mech_Drag | C | 3.1 | C3-14 |  | Text | Description of onsite treatment for MDS wastewater overflow | 293 | 2104
btm_mech_drag_treat_pH | Btm_Ash_Mech_Drag | C | 3.1 | C3-14 |  | Text | MDS wastewater overflow is treated with pH adjustment | 294 | 2101
btm_mech_drag_treat_pond | Btm_Ash_Mech_Drag | C | 3.1 | C3-14 |  | Text | MDS wastewater overflow is sent to a pond | 295 | 2100
btm_mech_drag_treat_wetlands | Btm_Ash_Mech_Drag | C | 3.1 | C3-14 |  | Text | MDS wastewater overflow is sent to constructed wetlands | 296 | 2102
btm_mech_drag_WW_gpd | Btm_Ash_Mech_Drag | C | 3.1 | C3-13 |  | Number (Double) | Amount of wastewater overflow from mechanical drag system (gpd) | 297 | 2094
btm_mod_other | Btm_Ash_Dry_Handling | C | 3.1 | C3-18 |  | Text | Other modification necessary to handle all of the bottom ash dry | 298 | 2143
btm_mod_other_desc | Btm_Ash_Dry_Handling | C | 3.1 | C3-18 |  | Text | Description of other modification to handle all of the bottom ash dry | 299 | 2144
btm_moisture_condition | Btm_Ash_Dry_Handling | C | 3.1 | C3-18 |  | Text | Modify the loading silos to have the ability to moisture condition the ash | 300 | 2138
btm_moisture_dry_per | Btm_Ash_System | C | 3.1 | C3-2 | Table C-18 | Text | Typical percent moisture of dry conveyed bottom ash | 301 | 1996
btm_moisture_wet_per | Btm_Ash_System | C | 3.1 | C3-2 | Table C-18 | Text | Typical percent moisture of wet conveyed bottom ash | 302 | 1995
btm_new_infra_desc | Btm_Ash_Dry_Handling | C | 3.1 | C3-18 |  | Text | Description of new infrastructure needed | 303 | 2142
btm_new_infrastructure | Btm_Ash_Dry_Handling | C | 3.1 | C3-18 |  | Text | Design/develop new infrastructure to dispose of dry ash | 304 | 2141
btm_no_change | Btm_Ash_Dry_Handling | C | 3.1 | C3-19 |  | Text | No change expected in bottom ash handling operations | 305 | 2151
btm_no_mods | Btm_Ash_Dry_Handling | C | 3.1 | C3-18 |  | Text | No system modification necessary (procedural changes would be sufficient) | 306 | 2135
btm_not_marketable | Btm_Ash_Dry_Handling | C | 3.1 | C3-17 |  | Text | Wet bottom ash handling system operated during times in which the dry collected bottom ash was not marketable | 307 | 2123
btm_not_marketable_days | Btm_Ash_Dry_Handling | C | 3.1 | C3-17 |  | Number (Double) | Number of days wet ash handling system operated because dry ash was not marketable | 308 | 2124
btm_other | Btm_Ash_System | C | 3.1 | C3-2 | Table C-18 | Text | Other type of bottom ash handling system | 309 | 1989
btm_other_desc | Btm_Ash_System | C | 3.1 | C3-2 | Table C-18 | Text | Description of other type of bottom ash handling system | 310 | 1990
btm_out_2005_dry_days | Btm_Ash_Outages | C | 3.1 | C3-31 | Table C-22 | Number (Double) | Dry bottom ash handling caused outage - total days in 2005 | 311 | 2263
btm_out_2005_dry_reslvd | Btm_Ash_Outages | C | 3.1 | C3-31 | Table C-22 | Text | Method(s) used to resolve outage(s) | 312 | 2265
btm_out_2005_dry_resn | Btm_Ash_Outages | C | 3.1 | C3-31 | Table C-22 | Text | Reason for outage | 313 | 2264
btm_out_2005_wet_days | Btm_Ash_Outages | C | 3.1 | C3-31 | Table C-22 | Date/Time | Wet bottom ash handling caused outage - total days in 2005 | 314 | 2260
btm_out_2005_wet_reslvd | Btm_Ash_Outages | C | 3.1 | C3-31 | Table C-22 | Text | Method(s) used to resolve outage(s) | 315 | 2262
btm_out_2005_wet_resn | Btm_Ash_Outages | C | 3.1 | C3-31 | Table C-22 | Text | Reason for outage | 316 | 2261
btm_out_2006_dry_days | Btm_Ash_Outages | C | 3.1 | C3-31 | Table C-22 | Number (Double) | Dry bottom ash handling caused outage - total days in 2006 | 317 | 2269
btm_out_2006_dry_reslvd | Btm_Ash_Outages | C | 3.1 | C3-31 | Table C-22 | Text | Method(s) used to resolve outage(s) | 318 | 2271
btm_out_2006_dry_resn | Btm_Ash_Outages | C | 3.1 | C3-31 | Table C-22 | Text | Reason for outage | 319 | 2270
btm_out_2006_wet_days | Btm_Ash_Outages | C | 3.1 | C3-31 | Table C-22 | Number (Double) | Wet bottom ash handling caused outage - total days in 2006 | 320 | 2266
btm_out_2006_wet_reslvd | Btm_Ash_Outages | C | 3.1 | C3-31 | Table C-22 | Text | Method(s) used to resolve outage(s) | 321 | 2268
btm_out_2006_wet_resn | Btm_Ash_Outages | C | 3.1 | C3-31 | Table C-22 | Text | Reason for outage | 322 | 2267
btm_out_2007_dry_days | Btm_Ash_Outages | C | 3.1 | C3-31 | Table C-22 | Number (Double) | Dry bottom ash handling caused outage - total days in 2007 | 323 | 2275
btm_out_2007_dry_reslvd | Btm_Ash_Outages | C | 3.1 | C3-31 | Table C-22 | Text | Method(s) used to resolve outage(s) | 324 | 2277
btm_out_2007_dry_resn | Btm_Ash_Outages | C | 3.1 | C3-31 | Table C-22 | Text | Reason for outage | 325 | 2276
btm_out_2007_wet_days | Btm_Ash_Outages | C | 3.1 | C3-31 | Table C-22 | Number (Double) | Wet bottom ash handling caused outage - total days in 2007 | 326 | 2272
btm_out_2007_wet_reslvd | Btm_Ash_Outages | C | 3.1 | C3-31 | Table C-22 | Text | Method(s) used to resolve outage(s) | 327 | 2274
btm_out_2007_wet_resn | Btm_Ash_Outages | C | 3.1 | C3-31 | Table C-22 | Text | Reason for outage | 328 | 2273
btm_out_2008_dry_days | Btm_Ash_Outages | C | 3.1 | C3-31 | Table C-22 | Number (Double) | Dry bottom ash handling caused outage - total days in 2008 | 329 | 2281
btm_out_2008_dry_reslvd | Btm_Ash_Outages | C | 3.1 | C3-31 | Table C-22 | Text | Method(s) used to resolve outage(s) | 330 | 2283
btm_out_2008_dry_resn | Btm_Ash_Outages | C | 3.1 | C3-31 | Table C-22 | Text | Reason for outage | 331 | 2282
btm_out_2008_wet_days | Btm_Ash_Outages | C | 3.1 | C3-31 | Table C-22 | Number (Double) | Wet bottom ash handling caused outage - total days in 2008 | 332 | 2278
btm_out_2008_wet_reslvd | Btm_Ash_Outages | C | 3.1 | C3-31 | Table C-22 | Text | Method(s) used to resolve outage(s) | 333 | 2280
btm_out_2008_wet_resn | Btm_Ash_Outages | C | 3.1 | C3-31 | Table C-22 | Text | Reason for outage | 334 | 2279
btm_out_2009_dry_days | Btm_Ash_Outages | C | 3.1 | C3-31 | Table C-22 | Number (Double) | Dry bottom ash handling caused outage - total days in 2009 | 335 | 2287
btm_out_2009_dry_reslvd | Btm_Ash_Outages | C | 3.1 | C3-31 | Table C-22 | Text | Method(s) used to resolve outage(s) | 336 | 2289
btm_out_2009_dry_resn | Btm_Ash_Outages | C | 3.1 | C3-31 | Table C-22 | Text | Reason for outage | 337 | 2288
btm_out_2009_wet_days | Btm_Ash_Outages | C | 3.1 | C3-31 | Table C-22 | Number (Double) | Wet bottom ash handling caused outage - total days in 2009 | 338 | 2284
btm_out_2009_wet_reslvd | Btm_Ash_Outages | C | 3.1 | C3-31 | Table C-22 | Text | Method(s) used to resolve outage(s) | 339 | 2286
btm_out_2009_wet_resn | Btm_Ash_Outages | C | 3.1 | C3-31 | Table C-22 | Text | Reason for outage | 340 | 2285
btm_percent | Btm_Ash_Storage_Dest | C | 3.1 | C3-15 | Table C-21 | Number (Double) | Percent of dry/wet conveyed bottom ash to this destination | 341 | 2116
btm_plant_solids_rmvl | Btm_Ash_Solids_Rmvl | C | 3.1 | C3-7 |  | Text | Does solids removed (other than in pond(s) occur at the plant? | 342 | 2042
btm_produced_dry_dpy | Btm_Ash_System | C | 3.1 | C3-2 | Table C-18 | Number (Double) | Typical amount of bottom ash produced in 2009 (dry weight basis) - dry conveyed days per year | 343 | 1994
btm_produced_dry_tpd | Btm_Ash_System | C | 3.1 | C3-2 | Table C-18 | Number (Double) | Typical amount of bottom ash produced in 2009 (dry weight basis) - dry conveyed tons per day | 344 | 1993
btm_produced_wet_dpy | Btm_Ash_System | C | 3.1 | C3-2 | Table C-18 | Number (Double) | Typical amount of bottom ash produced in 2009 (dry weight basis) - wet conveyed days per year | 345 | 1992
btm_produced_wet_tpd | Btm_Ash_System | C | 3.1 | C3-2 | Table C-18 | Number (Double) | Typical amount of bottom ash produced in 2009 (dry weight basis) - wet conveyed tons per day | 346 | 1991
btm_retrofit_air_permit | Btm_Ash_Dry_Retrofit | C | 3.1 | C3-22 |  | Text | Changes to the air permit for dry bottom retrofit | 347 | 2178
btm_retrofit_altr_boiler | Btm_Ash_Dry_Retrofit | C | 3.1 | C3-22 |  | Text | Boiler alteration to accommodate mechanical drag system for dry bottom retrofit | 348 | 2166
btm_retrofit_ashdisposal | Btm_Ash_Dry_Retrofit | C | 3.1 | C3-22 |  | Text | Changes in ash disposal practices for dry bottom retrofit | 349 | 2183
btm_retrofit_disposal_other | Btm_Ash_Dry_Retrofit | C | 3.1 | C3-22 |  | Text | Other changes in ash disposal practices for dry bottom retrofit | 350 | 2189
btm_retrofit_disposal_other_desc | Btm_Ash_Dry_Retrofit | C | 3.1 | C3-22 |  | Text | Description of other changes in ash disposal practices for dry bottom retrofit | 351 | 2190
btm_retrofit_dust | Btm_Ash_Dry_Retrofit | C | 3.1 | C3-22 |  | Text | Dust suppression activities for dry bottom retrofit | 352 | 2188
btm_retrofit_expand_pv_system | Btm_Ash_Dry_Retrofit | C | 3.1 | C3-22 |  | Text | Expansion of pressure/vacuum system and piping for dry bottom retrofit | 353 | 2167
btm_retrofit_haul_off | Btm_Ash_Dry_Retrofit | C | 3.1 | C3-22 |  | Text | Hauling ash to off-site storage for dry bottom retrofit | 354 | 2187
btm_retrofit_haul_roads | Btm_Ash_Dry_Retrofit | C | 3.1 | C3-22 |  | Text | Construction of haul roads for dry bottom retrofit | 355 | 2172
btm_retrofit_inc_landfill | Btm_Ash_Dry_Retrofit | C | 3.1 | C3-22 |  | Text | Increasing landfill capacity for dry bottom retrofit | 356 | 2176
btm_retrofit_inc_landfill_ID | Btm_Ash_Dry_Retrofit | C | 3.1 | C3-22 |  | Text | Increased capacity landfill ID from Table A-6 | 357 | 2177
btm_retrofit_install_pv_system | Btm_Ash_Dry_Retrofit | C | 3.1 | C3-22 |  | Text | Installation of pressure/vacuum system and piping for dry bottom retrofit | 358 | 2165
btm_retrofit_landfill | Btm_Ash_Dry_Retrofit | C | 3.1 | C3-22 |  | Text | Construction of landfills for dry bottom retrofit | 359 | 2174
btm_retrofit_landfill_ID | Btm_Ash_Dry_Retrofit | C | 3.1 | C3-22 |  | Text | Construction of landfill ID from Table A-6 | 360 | 2175
btm_retrofit_market_ash | Btm_Ash_Dry_Retrofit | C | 3.1 | C3-22 |  | Text | Marketing of ash for dry bottom retrofit | 361 | 2186
btm_retrofit_personnel | Btm_Ash_Dry_Retrofit | C | 3.1 | C3-22 |  | Text | Changes in personnel and training for dry bottom retrofit | 362 | 2181
btm_retrofit_personnel_desc | Btm_Ash_Dry_Retrofit | C | 3.1 | C3-22 |  | Text | Explanation of changes in the personnel/training required | 363 | 2182
btm_retrofit_phsy_other_desc | Btm_Ash_Dry_Retrofit | C | 3.1 | C3-22 |  | Text | Description of other changes required for the dry bottom retrofit | 364 | 2180
btm_retrofit_phys_other | Btm_Ash_Dry_Retrofit | C | 3.1 | C3-22 |  | Text | Other changes required for the dry bottom retrofit | 365 | 2179
btm_retrofit_physical | Btm_Ash_Dry_Retrofit | C | 3.1 | C3-22 |  | Text | Physical changes required to retrofit the dry bottom ash handling system | 366 | 2164
btm_retrofit_rail | Btm_Ash_Dry_Retrofit | C | 3.1 | C3-22 |  | Text | Construction of rail track for dry bottom retrofit | 367 | 2173
btm_retrofit_silo_ashtransfer | Btm_Ash_Dry_Retrofit | C | 3.1 | C3-22 |  | Text | Modification of silos for ash transfer to rail cars for dry bottom retrofit | 368 | 2170
btm_retrofit_silo_market | Btm_Ash_Dry_Retrofit | C | 3.1 | C3-22 |  | Text | Modification of silos for marketable ash for dry bottom retrofit | 369 | 2171
btm_retrofit_silo_mc | Btm_Ash_Dry_Retrofit | C | 3.1 | C3-22 |  | Text | Modification of silos to moisture condition the ash for dry bottom retrofit | 370 | 2169
btm_retrofit_silos | Btm_Ash_Dry_Retrofit | C | 3.1 | C3-22 |  | Text | Installation of storage silos for dry bottom retrofit | 371 | 2168
btm_retrofit_storage_landfills | Btm_Ash_Dry_Retrofit | C | 3.1 | C3-22 |  | Text | Storage of ash in landfills for dry bottom retrofit | 372 | 2184
btm_retrofit_storage_landfills_ID | Btm_Ash_Dry_Retrofit | C | 3.1 | C3-22 |  | Text | Landfill IDs of ash storage for dry bottom retrofit | 373 | 2185
btm_slds_rmvl_centrifuge | Btm_Ash_Solids_Rmvl | C | 3.1 | C3-8 | Table C-20 | Text | Solids removal by centrifuges | 374 | 2046
btm_slds_rmvl_dest_other | Btm_Ash_Solids_Rmvl | C | 3.1 | C3-10 |  | Text | Wastewater overflow destination marked "Other" | 375 | 2084
btm_slds_rmvl_dest_other_desc | Btm_Ash_Solids_Rmvl | C | 3.1 | C3-10 |  | Text | Description of "Other" wastewater overflow destination | 376 | 2085
btm_slds_rmvl_dewatering_bin | Btm_Ash_Solids_Rmvl | C | 3.1 | C3-8 | Table C-20 | Text | Solids removal by dewatering bins | 377 | 2044
btm_slds_rmvl_filter | Btm_Ash_Solids_Rmvl | C | 3.1 | C3-8 | Table C-20 | Text | Solids removal by filters | 378 | 2047
btm_slds_rmvl_hydroclone | Btm_Ash_Solids_Rmvl | C | 3.1 | C3-8 | Table C-20 | Text | Solids removal by hydroclones | 379 | 2045
btm_slds_rmvl_other | Btm_Ash_Solids_Rmvl | C | 3.1 | C3-8 | Table C-20 | Text | Other form of solids removal | 380 | 2048
btm_slds_rmvl_other_desc | Btm_Ash_Solids_Rmvl | C | 3.1 | C3-8 | Table C-20 | Text | Description of other form of solids removal | 381 | 2049
btm_slds_rmvl_overflow_gpd | Btm_Ash_Solids_Rmvl | C | 3.1 | C3-9 |  | Number (Double) | Amount of wastewater overflow from solids removal for the wet ash sluice system | 382 | 2070
btm_slds_rmvl_POTW | Btm_Ash_Solids_Rmvl | C | 3.1 | C3-10 |  | Text | Wastewater overflow is indirectly discharged to a POTW or PrOTW | 383 | 2083
btm_slds_rmvl_recycle | Btm_Ash_Solids_Rmvl | C | 3.1 | C3-10 |  | Text | Wastewater overflow immediately recycled back to plant process | 384 | 2072
btm_slds_rmvl_recycle_desc | Btm_Ash_Solids_Rmvl | C | 3.1 | C3-10 |  | Text | Description of how the wastewater overflow is reused | 385 | 2074
btm_slds_rmvl_recycle_gpd | Btm_Ash_Solids_Rmvl | C | 3.1 | C3-10 |  | Number (Double) | Amount of wastewater overflow that is recycled (gpd) | 386 | 2073
btm_slds_rmvl_surf_water | Btm_Ash_Solids_Rmvl | C | 3.1 | C3-10 |  | Text | Wastewater overflow discharges to SW | 387 | 2081
btm_slds_rmvl_treat | Btm_Ash_Solids_Rmvl | C | 3.1 | C3-10 |  | Text | Wastewater overflow is transferred to an on-site treatment system | 388 | 2075
btm_slds_rmvl_treat_other | Btm_Ash_Solids_Rmvl | C | 3.1 | C3-10 |  | Text | Wastewater overflow treated by "other" | 389 | 2079
btm_slds_rmvl_treat_other_desc | Btm_Ash_Solids_Rmvl | C | 3.1 | C3-10 |  | Text | Description of "other" wastewater overflow on site treatment | 390 | 2080
btm_slds_rmvl_treat_pH | Btm_Ash_Solids_Rmvl | C | 3.1 | C3-10 |  | Text | Wastewater overflow treated with pH adjustment | 391 | 2077
btm_slds_rmvl_treat_pond | Btm_Ash_Solids_Rmvl | C | 3.1 | C3-10 |  | Text | Wastewater overflow treated in settling pond | 392 | 2076
btm_slds_rmvl_treat_wetlands | Btm_Ash_Solids_Rmvl | C | 3.1 | C3-10 |  | Text | Wastewater overflow treated in constructed wetlands | 393 | 2078
btm_sluice_avg_flow | Btm_Ash_Sluicing | C | 3.1 | C3-3 | Table C-19 | Number (Double) | Average sluice water flow rate (gpd) | 394 | 2015
btm_sluice_chlorides | Btm_Ash_Sluicing | C | 3.1 | C3-4 |  | Text | Criteria for selecting water sources that may be used as a source of bottom ash sluice water - chlorides concentration | 395 | 2027
btm_sluice_chlorides_ppm | Btm_Ash_Sluicing | C | 3.1 | C3-4 |  | Number (Double) | Maximum chlorides concentrations (ppm) for selection of water sources for use as bottom ash sluice water | 396 | 2028
btm_sluice_duration | Btm_Ash_Sluicing | C | 3.1 | C3-3 | Table C-19 | Number (Double) | Typical duration of sluicing (hpd) | 397 | 2016
btm_sluice_freq | Btm_Ash_Sluicing | C | 3.1 | C3-3 | Table C-19 | Number (Double) | Typical frequency of sluicing (dpy) | 398 | 2017
btm_sluice_other | Btm_Ash_Sluicing | C | 3.1 | C3-4 |  | Text | Other criteria for selecting water sources that may be used as a source of bottom ash sluice water | 399 | 2031
btm_sluice_other_desc | Btm_Ash_Sluicing | C | 3.1 | C3-4 |  | Text | Description of other criteria for source water used as bottom as sluice water | 400 | 2032
btm_sluice_other_ppm | Btm_Ash_Sluicing | C | 3.1 | C3-4 |  | Number (Double) | Other maximum criteria amount (ppm) | 401 | 2033
btm_sluice_percent_1 | Btm_Ash_Sluicing | C | 3.1 | C3-3 | Table C-19 | Number (Double) | Percent contribution of option 1 sluice water | 402 | 2022
btm_sluice_percent_2 | Btm_Ash_Sluicing | C | 3.1 | C3-3 | Table C-19 | Number (Double) | Percent contribution of option 2 sluice water | 403 | 2023
btm_sluice_percent_3 | Btm_Ash_Sluicing | C | 3.1 | C3-3 | Table C-19 | Number (Double) | Percent contribution of option 3 sluice water | 404 | 2024
btm_sluice_percent_other | Btm_Ash_Sluicing | C | 3.1 | C3-3 | Table C-19 | Number (Double) | Percent contribution of other sluice water | 405 | 2025
btm_sluice_POTW | Btm_Ash_Sluicing | C | 3.1 | C3-6 |  | Text | Is any of the wet bottom ash sluice indirectly discharged to a POTW or PrOTW | 406 | 2038
btm_sluice_recyc | Btm_Ash_Sluicing | C | 3.1 | C3-5 |  | Text | Is any of the wet bottom ash sluice water immediately recycled back to plant process | 407 | 2035
btm_sluice_recyc_decs | Btm_Ash_Sluicing | C | 3.1 | C3-5 |  | Text | Description of how wet bottom ash sluice water is recycled back to the plant process | 408 | 2036
btm_sluice_solids | Btm_Ash_Sluicing | C | 3.1 | C3-4 |  | Text | Criteria for selecting water sources that may be used as a source of bottom ash sluice water - solids percentage | 409 | 2029
btm_sluice_solids_percent | Btm_Ash_Sluicing | C | 3.1 | C3-4 |  | Number (Double) | Maximum solids percentage (%) for selection of water sources for use ash bottom ash sluice water | 410 | 2030
btm_sluice_source_1 | Btm_Ash_Sluicing | C | 3.1 | C3-3 | Table C-19 | Text | Source of sluice water - Option 1 | 411 | 2018
btm_sluice_source_2 | Btm_Ash_Sluicing | C | 3.1 | C3-3 | Table C-19 | Text | Source of sluice water - Option 2 | 412 | 2019
btm_sluice_source_3 | Btm_Ash_Sluicing | C | 3.1 | C3-3 | Table C-19 | Text | Source of sluice water - Option 3 | 413 | 2020
btm_sluice_source_other_desc | Btm_Ash_Sluicing | C | 3.1 | C3-3 | Table C-19 | Text | Source of sluice water - "Other" field | 414 | 2021
btm_storage_all_cmpnts_cap_costs | Btm_storage_General | C | 3.4 | C3-48 |  | Text | Are all major components of the storage ID included in Btm_Storage_Capitcal_Cost | 415 | 2396
btm_storage_cap_mdfy | Btm_storage_Capital_Cost | C | 3.4 | C3-47 | Table C-30 | Number (Double) | Cost for modifications to the system | 416 | 2412
btm_storage_cap_mdfy_yr_based | Btm_storage_Capital_Cost | C | 3.4 | C3-47 | Table C-30 | Number (Double) | Year on which modifications cost is based | 417 | 2414
btm_storage_cap_original_yr_based | Btm_storage_Capital_Cost | C | 3.4 | C3-47 | Table C-30 | Number (Double) | Year on which original cost is based | 418 | 2413
btm_storage_cap_project | Btm_storage_Capital_Cost | C | 3.4 | C3-47 | Table C-30 | Text | Project description for each subcategory of capital costs in Table C-30 | 419 | 2410
btm_storage_cmpnts | Btm_storage_Cmpnts | C | 3.4 | C3-44 | Table C-29 | Text | Individual components of the intermediate storage destination | 420 | 2401
btm_storage_cmpnts_cpcty | Btm_storage_Cmpnts | C | 3.4 | C3-44 | Table C-29 | Number (Double) | Capacity of type of intermediate storage component(s) | 421 | 2404
btm_storage_cmpnts_cpcty_unit | Btm_storage_Cmpnts | C | 3.4 | C3-44 | Table C-29 | Text | Component capacity units | 422 | 2405
btm_storage_cmpnts_cpcty_unit_other | Btm_storage_Cmpnts | C | 3.4 | C3-44 | Table C-29 | Text | Other component capacity units | 423 | 2406
btm_storage_cmpnts_nmbr | Btm_storage_Cmpnts | C | 3.4 | C3-44 | Table C-29 | Number (Double) | Number of type of intermediate storage component in the system | 424 | 2403
btm_storage_cmpnts_not_cap_costs | Btm_storage_General | C | 3.4 | C3-48 |  | Memo | If not, list of what is and what is not included in the costs from Btm_Storage_Capital_Cost | 425 | 2397
btm_storage_cmpnts_other | Btm_storage_Cmpnts | C | 3.4 | C3-44 | Table C-29 | Text | Other type of component of the intermediate storage destination | 426 | 2402
btm_storage_cntrctr_instl | Btm_storage_General | C | 3.4 | C3-45 |  | Memo | All major components of this Storage ID that contractors(s) constructed or installed at the contractors expense. | 427 | 2388
btm_storage_cntrctr_instl_all | Btm_storage_General | C | 3.4 | C3-45 |  | Text | Contractor installed/will install ALL components in Btm_Storage_Cmpnts at the contractor's expense | 428 | 2389
btm_storage_cntrctr_oversee | Btm_storage_General | C | 3.4 | C3-46 |  | Memo | All O&M activities that contactor(s) oversee/will oversee at the contractor's expense. | 429 | 2391
btm_storage_cntrctr_oversee_all | Btm_storage_General | C | 3.4 | C3-46 |  | Text | Contractor oversees/will oversee ALL operations at the contractor's expense | 430 | 2392
btm_storage_miles | Btm_Ash_Storage | C | 3.2 | C3-32 | Table C-23 | Number (Double) | Distance from the unit to intermediate storage or from intermediate storage to the final disposal/destination | 431 | 2294
btm_storage_OM_energy_2009_cost | Btm_storage_OM_Cost | C | 3.4 | C3-49 | Table C-31 | Number (Double) | 2009 Annual cost for energy | 432 | 2434
btm_storage_OM_energy_kWh/hr | Btm_storage_OM_Cost | C | 3.4 | C3-49 | Table C-31 | Number (Double) | 2009 consumption kWh/hr for energy | 433 | 2436
btm_storage_OM_energy_rate_per_kWh | Btm_storage_OM_Cost | C | 3.4 | C3-49 | Table C-31 | Number (Double) | 2009 rate per kWh for energy | 434 | 2435
btm_storage_OM_MLbr_2009_cost | Btm_storage_OM_Cost | C | 3.4 | C3-49 | Table C-31 | Number (Double) | 2009 Annual cost for maintenance labor | 435 | 2428
btm_storage_OM_MLbr_rate_hourly | Btm_storage_OM_Cost | C | 3.4 | C3-49 | Table C-31 | Number (Double) | 2009 Rate per hour (average rate of labor) for maintenance labor | 436 | 2429
btm_storage_OM_MLbr_staff_dpy | Btm_storage_OM_Cost | C | 3.4 | C3-49 | Table C-31 | Number (Double) | 2009 Staffing (days per year ) for maintenance labor | 437 | 2432
btm_storage_OM_MLbr_staff_hpd | Btm_storage_OM_Cost | C | 3.4 | C3-49 | Table C-31 | Number (Double) | 2009 Staffing (hours per day) for maintenance labor | 438 | 2431
btm_storage_OM_MLbr_staff_nmbr | Btm_storage_OM_Cost | C | 3.4 | C3-49 | Table C-31 | Number (Double) | 2009 Staffing (No. of workers) for maintenance labor | 439 | 2430
btm_storage_OM_MMtrls_2009_cost | Btm_storage_OM_Cost | C | 3.4 | C3-49 | Table C-31 | Number (Double) | 2009 Annual cost for maintenance materials | 440 | 2433
btm_storage_OM_OLbr_othr_2009_cost | Btm_storage_OM_Cost | C | 3.4 | C3-49 | Table C-31 | Number (Double) | 2009 Annual cost for operating labor (all other) | 441 | 2423
btm_storage_OM_OLbr_othr_rate_hourly | Btm_storage_OM_Cost | C | 3.4 | C3-49 | Table C-31 | Number (Double) | 2009 Rate per hour (average rate of labor) for operating labor (all other) | 442 | 2424
btm_storage_OM_OLbr_othr_staff_dpy | Btm_storage_OM_Cost | C | 3.4 | C3-49 | Table C-31 | Number (Double) | 2009 Staffing (days per year ) for operating labor (all other) | 443 | 2427
btm_storage_OM_OLbr_othr_staff_hpd | Btm_storage_OM_Cost | C | 3.4 | C3-49 | Table C-31 | Number (Double) | 2009 Staffing (hours per day) for operating labor (all other) | 444 | 2426
btm_storage_OM_OLbr_othr_staff_nmbr | Btm_storage_OM_Cost | C | 3.4 | C3-49 | Table C-31 | Number (Double) | 2009 Staffing (No. of workers) for operating labor (all other) | 445 | 2425
btm_storage_OM_OLbr_trks_2009_cost | Btm_storage_OM_Cost | C | 3.4 | C3-49 | Table C-31 | Number (Double) | 2009 Annual cost for operating labor - water trucks only | 446 | 2418
btm_storage_OM_OLbr_trks_rate_hourly | Btm_storage_OM_Cost | C | 3.4 | C3-49 | Table C-31 | Number (Double) | 2009 Rate per hour (average rate of labor) for operating labor - water trucks only | 447 | 2419
btm_storage_OM_OLbr_trks_staff_dpy | Btm_storage_OM_Cost | C | 3.4 | C3-49 | Table C-31 | Number (Double) | 2009 Staffing (days per year ) for operating labor - water trucks only | 448 | 2422
btm_storage_OM_OLbr_trks_staff_hpd | Btm_storage_OM_Cost | C | 3.4 | C3-49 | Table C-31 | Number (Double) | 2009 Staffing (hours per day) for operating labor - water trucks only | 449 | 2421
btm_storage_OM_OLbr_trks_staff_nmbr | Btm_storage_OM_Cost | C | 3.4 | C3-49 | Table C-31 | Number (Double) | 2009 Staffing (No. of workers) for operating labor - water trucks only | 450 | 2420
btm_storage_OM_other1_2009_cost | Btm_storage_OM_Cost | C | 3.4 | C3-49 | Table C-31 | Number (Double) | 2009 Annual Other (1) cost | 451 | 2438
btm_storage_OM_other1_desc | Btm_storage_OM_Cost | C | 3.4 | C3-49 | Table C-31 | Text | Other (1) description of 2009 annual cost | 452 | 2437
btm_storage_OM_other2_2009_cost | Btm_storage_OM_Cost | C | 3.4 | C3-49 | Table C-31 | Number (Double) | 2009 Annual Other (2) cost | 453 | 2440
btm_storage_OM_other2_desc | Btm_storage_OM_Cost | C | 3.4 | C3-49 | Table C-31 | Text | Other (2) description of 2009 annual cost | 454 | 2439
btm_storage_OM_total_2009_cost | Btm_storage_OM_Cost | C | 3.4 | C3-49 | Table C-31 | Number (Double) | Total 2009 Annual Cost - Intermediate Storage | 455 | 2441
btm_storage_outside_firm_oversee | Btm_storage_General | C | 3.4 | C3-47 |  | Text | Hired outside engineering firm to oversee design and/or installation of system | 456 | 2394
btm_storage_per_H2O | Btm_Ash_Storage | C | 3.2 | C3-32 | Table C-23 | Number (Double) | Percent moisture of the bottom ash entering the destination (%) | 457 | 2298
btm_storage_planned | Btm_storage_General | C | 3.4 | Status |  | Text | Storage destination ID is a planned destination | 458 | 2381
btm_storage_pond | Btm_storage_General | C | 3.4 | C3-43 |  | Text | Is the final storage destination a pond/impoundment? | 459 | 2386
btm_storage_tons | Btm_Ash_Storage | C | 3.2 | C3-32 | Table C-23 | Number (Double) | Tons of bottom ash transported to destination in 2008 (dry weight basis) | 460 | 2295
btm_storage_trnspt | Btm_Ash_Storage | C | 3.2 | C3-32 | Table C-23 | Text | How is the bottom ash transported to destination | 461 | 2296
btm_storage_trnspt_other | Btm_Ash_Storage | C | 3.2 | C3-32 | Table C-23 | Text | Other method of bottom ash transportation to destination | 462 | 2297
btm_trspt_disp_all_cmpnts_cap_costs | Btm_Trspt_Disp_General | C | 3.5 | C3-56 |  | Text | Are all major components listed included in the cost reported in Btm_Trspt_Disp_Capital_Cost | 463 | 2470
btm_trspt_disp_cap_mdfy | Btm_Trspt_Disp_Capital_Cost | C | 3.5 | C3-55 | Table C-32 | Number (Double) | Cost for modifications to the system | 464 | 2476
btm_trspt_disp_cap_mdfy_yr_based | Btm_Trspt_Disp_Capital_Cost | C | 3.5 | C3-55 | Table C-32 | Number (Double) | Year on which modifications cost is based | 465 | 2478
btm_trspt_disp_cap_original_yr_based | Btm_Trspt_Disp_Capital_Cost | C | 3.5 | C3-55 | Table C-32 | Number (Double) | Year on which original cost is based | 466 | 2477
btm_trspt_disp_cap_project | Btm_Trspt_Disp_Capital_Cost | C | 3.5 | C3-55 | Table C-32 | Text | Project description for each subcategory of capital costs in Table C-27 | 467 | 2474
btm_trspt_disp_cmpnts_not_cap_costs | Btm_Trspt_Disp_General | C | 3.5 | C3-56 |  | Memo | If no, list of what is and what is not included in the capital cost in Btm_Trspt_Disp_Capital_Cost | 468 | 2471
btm_trspt_disp_cntrctr_pay_instl | Btm_Trspt_Disp_General | C | 3.5 | C3-53 |  | Memo | List all of the major components for transport and disposal that a contractor installed/will install at their expense | 469 | 2462
btm_trspt_disp_cntrctr_pay_oversee | Btm_Trspt_Disp_General | C | 3.5 | C3-54 |  | Memo | List of all the O&M activities for transport and disposal that a contractor oversees/will oversee at their expense | 470 | 2465
btm_trspt_disp_cntrctr_pay_oversee_all | Btm_Trspt_Disp_General | C | 3.5 | C3-54 |  | Text | Contractor oversees/will oversee all O&M at the contractors expense | 471 | 2466
btm_trspt_disp_ctrctr_pay_instl_all | Btm_Trspt_Disp_General | C | 3.5 | C3-53 |  | Text | Contractor installed/will install all ash transport/disposal equipment at the contractors expense | 472 | 2463
btm_trspt_disp_OM_ash_rmvl_2009_cost | Btm_Trspt_Disp_OM_Cost | C | 3.5 | C3-57 | Table C-33 | Number (Double) | 2009 Annual cost for ash removal/disposal fee | 473 | 2502
btm_trspt_disp_OM_energy_2009_cost | Btm_Trspt_Disp_OM_Cost | C | 3.5 | C3-57 | Table C-33 | Number (Double) | 2009 Annual energy costs | 474 | 2499
btm_trspt_disp_OM_energy_rate_per_kWh | Btm_Trspt_Disp_OM_Cost | C | 3.5 | C3-57 | Table C-33 | Number (Double) | 2009 rate per kWh for energy | 475 | 2500
btm_trspt_disp_OM_energy_staff_kWh/hr | Btm_Trspt_Disp_OM_Cost | C | 3.5 | C3-57 | Table C-33 | Number (Double) | 2009 consumption kWh/hr for energy | 476 | 2501
btm_trspt_disp_OM_MLbr_2009_cost | Btm_Trspt_Disp_OM_Cost | C | 3.5 | C3-57 | Table C-33 | Number (Double) | Annual 2009 Cost for maintenance labor | 477 | 2493
btm_trspt_disp_OM_MLbr_rate_hourly | Btm_Trspt_Disp_OM_Cost | C | 3.5 | C3-57 | Table C-33 | Number (Double) | 2009 Rate per hour (average rate of labor) for maintenance labor | 478 | 2494
btm_trspt_disp_OM_MLbr_staff_dpy | Btm_Trspt_Disp_OM_Cost | C | 3.5 | C3-57 | Table C-33 | Number (Double) | 2009 Staffing (days per year) for maintenance labor | 479 | 2497
btm_trspt_disp_OM_MLbr_staff_hpd | Btm_Trspt_Disp_OM_Cost | C | 3.5 | C3-57 | Table C-33 | Number (Double) | 2009 Staffing (hours per day) for maintenance labor | 480 | 2496
btm_trspt_disp_OM_MLbr_staff_nmbr | Btm_Trspt_Disp_OM_Cost | C | 3.5 | C3-57 | Table C-33 | Number (Double) | 2009 Staffing (No. of workers) for maintenance labor | 481 | 2495
btm_trspt_disp_OM_MMtrls_2009_cost | Btm_Trspt_Disp_OM_Cost | C | 3.5 | C3-57 | Table C-33 | Number (Double) | 2009 Annual cost for maintenance materials | 482 | 2498
btm_trspt_disp_OM_OLbr_othr_2009_cost | Btm_Trspt_Disp_OM_Cost | C | 3.5 | C3-57 | Table C-33 | Number (Double) | Annual 2009 Cost for operating labor - all other | 483 | 2488
btm_trspt_disp_OM_OLbr_othr_rate_hourly | Btm_Trspt_Disp_OM_Cost | C | 3.5 | C3-57 | Table C-33 | Number (Double) | 2009 Rate per hour (average rate of labor) for operating labor - all other | 484 | 2489
btm_trspt_disp_OM_OLbr_othr_staff_dpy | Btm_Trspt_Disp_OM_Cost | C | 3.5 | C3-57 | Table C-33 | Number (Double) | 2009 Staffing (days per year) for operating labor - all other | 485 | 2492
btm_trspt_disp_OM_OLbr_othr_staff_hpd | Btm_Trspt_Disp_OM_Cost | C | 3.5 | C3-57 | Table C-33 | Number (Double) | 2009 Staffing (hours per day) for operating labor - all other | 486 | 2491
btm_trspt_disp_OM_OLbr_othr_staff_nmbr | Btm_Trspt_Disp_OM_Cost | C | 3.5 | C3-57 | Table C-33 | Number (Double) | 2009 Staffing (No. of workers) for operating labor - all other | 487 | 2490
btm_trspt_disp_OM_OLbr_tspt_2009_cost | Btm_Trspt_Disp_OM_Cost | C | 3.5 | C3-57 | Table C-33 | Number (Double) | Annual 2009 Cost for operating labor - trucks/rail cars/other transport | 488 | 2481
btm_trspt_disp_OM_OLbr_tspt_rate_dpy | Btm_Trspt_Disp_OM_Cost | C | 3.5 | C3-57 | Table C-33 | Number (Double) | Transport Rate (Days per year) | 489 | 2487
btm_trspt_disp_OM_OLbr_tspt_rate_hourly | Btm_Trspt_Disp_OM_Cost | C | 3.5 | C3-57 | Table C-33 | Number (Double) | 2009 Rate per hour (average rate of labor) for operating labor - trucks/rail cars/ other transport | 490 | 2482
btm_trspt_disp_OM_OLbr_tspt_rate_lds/day | Btm_Trspt_Disp_OM_Cost | C | 3.5 | C3-57 | Table C-33 | Number (Double) | Transport Rate (Loads per day) | 491 | 2486
btm_trspt_disp_OM_OLbr_tspt_staff_dpy | Btm_Trspt_Disp_OM_Cost | C | 3.5 | C3-57 | Table C-33 | Number (Double) | 2009 Staffing (days per year) for operating labor - trucks/rail cars/ other transport | 492 | 2485
btm_trspt_disp_OM_OLbr_tspt_staff_hpd | Btm_Trspt_Disp_OM_Cost | C | 3.5 | C3-57 | Table C-33 | Number (Double) | 2009 Staffing (hours per day) for operating labor - trucks/rail cars/ other transport | 493 | 2484
btm_trspt_disp_OM_OLbr_tspt_staff_nmbr | Btm_Trspt_Disp_OM_Cost | C | 3.5 | C3-57 | Table C-33 | Number (Double) | 2009 Staffing (No. of workers) for operating labor - trucks/rail cars/ other transport | 494 | 2483
btm_trspt_disp_OM_other1_2009_cost | Btm_Trspt_Disp_OM_Cost | C | 3.5 | C3-57 | Table C-33 | Number (Double) | Description of other (1) annual cost | 495 | 2504
btm_trspt_disp_OM_other1_desc | Btm_Trspt_Disp_OM_Cost | C | 3.5 | C3-57 | Table C-33 | Text | 2009 Other (1) annual cost | 496 | 2503
btm_trspt_disp_OM_other2_2009_cost | Btm_Trspt_Disp_OM_Cost | C | 3.5 | C3-57 | Table C-33 | Number (Double) | Description of other (2) annual cost | 497 | 2506
btm_trspt_disp_OM_other2_desc | Btm_Trspt_Disp_OM_Cost | C | 3.5 | C3-57 | Table C-33 | Text | 2009 Other (2) annual cost | 498 | 2505
btm_trspt_disp_OM_total_2009_cost | Btm_Trspt_Disp_OM_Cost | C | 3.5 | C3-57 | Table C-33 | Number (Double) | Total 2009 Annual Cost for transport and disposal | 499 | 2507
btm_trspt_disp_original | Btm_Trspt_Disp_Capital_Cost | C | 3.5 | C3-55 | Table C-32 | Number (Double) | Cost for system as originally installed | 500 | 2475
btm_trspt_disp_other | Btm_Trspt_Disp_General | C | 3.5 | C3-52 |  | Text | Other method used to transport collected bottom ash to final disposal | 501 | 2459
btm_trspt_disp_other_desc | Btm_Trspt_Disp_General | C | 3.5 | C3-52 |  | Text | Description of other transport method | 502 | 2460
btm_trspt_disp_outside_firm_oversee | Btm_Trspt_Disp_General | C | 3.5 | C3-55 |  | Text | Hire outside engineering firm to oversee design and/or installation of the system | 503 | 2468
btm_trspt_disp_pond | Btm_Trspt_Disp_General | C | 3.5 | C3-51 |  | Text | Is a pond/impoundment the final destination of all bottom ash collected by the plant? | 504 | 2447
btm_trspt_disp_rail | Btm_Trspt_Disp_General | C | 3.5 | C3-52 |  | Text | Rail cars are used to transport the collected bottom ash to the final disposal | 505 | 2454
btm_trspt_disp_rail_bought | Btm_Trspt_Disp_General | C | 3.5 | C3-52 |  | Text | Rail cars were purchased | 506 | 2456
btm_trspt_disp_rail_contract | Btm_Trspt_Disp_General | C | 3.5 | C3-52 |  | Text | Rail cars are contracted out | 507 | 2458
btm_trspt_disp_rail_lease | Btm_Trspt_Disp_General | C | 3.5 | C3-52 |  | Text | Rail cars are leased | 508 | 2457
btm_trspt_disp_rail_nmbr | Btm_Trspt_Disp_General | C | 3.5 | C3-52 |  | Text | Number of rail cars used | 509 | 2455
btm_trspt_disp_truck | Btm_Trspt_Disp_General | C | 3.5 | C3-52 |  | Text | Trucks are used to transport the collected bottom ash to final disposal | 510 | 2449
btm_trspt_disp_truck_bought | Btm_Trspt_Disp_General | C | 3.5 | C3-52 |  | Text | Trucks were purchased | 511 | 2451
btm_trspt_disp_truck_contract | Btm_Trspt_Disp_General | C | 3.5 | C3-52 |  | Text | Trucks are contracted out | 512 | 2453
btm_trspt_disp_truck_lease | Btm_Trspt_Disp_General | C | 3.5 | C3-52 |  | Text | Trucks are leased | 513 | 2452
btm_trspt_disp_truck_nmbr | Btm_Trspt_Disp_General | C | 3.5 | C3-52 |  | Text | Number of trucks used | 514 | 2450
btm_unscdld_outages | Btm_Ash_Outages | C | 3.1 | C3-30 |  | Text | Has the plant encountered any unscheduled outages on this generating unit caused by the bottom ash handling system | 515 | 2258
btm_use_mech_drag | Btm_Ash_Mech_Drag | C | 3.1 | C3-11 |  | Text | Does the plant use a mechanical drag system to remove bottom ash from this generating unit boiler? | 516 | 2089
btm_wet_days | Btm_Ash_System | C | 3.1 | C3-2 | Table C-18 | Number (Double) | Number of days wet conveyed ash was handled by the bottom ash handling system in 2009 | 517 | 2001
btm_wet_mkt | Btm_Ash_Mkt_General | C | 3.2 | C3-34 |  | Text | Does the plant market, sell, and/or give away wet bottom ash from the wet ash handling system | 518 | 2303
btm_wet_mkt_2005_rev | Btm_Wet_Market | C | 3.2 | C3-34 | Table C-25 | Number (Double) | 2005 gross revenue generated | 519 | 2319
btm_wet_mkt_2005_tons | Btm_Wet_Market | C | 3.2 | C3-34 | Table C-25 | Number (Double) | 2005 tons of wet bottom ash (dry basis) | 520 | 2318
btm_wet_mkt_2007_rev | Btm_Wet_Market | C | 3.2 | C3-34 | Table C-25 | Number (Double) | 2007 gross revenue generated | 521 | 2321
btm_wet_mkt_2007_tons | Btm_Wet_Market | C | 3.2 | C3-34 | Table C-25 | Number (Double) | 2007 tons of wet bottom ash (dry basis) | 522 | 2320
btm_wet_mkt_2009_rev | Btm_Wet_Market | C | 3.2 | C3-34 | Table C-25 | Number (Double) | 2009 gross revenue generated | 523 | 2323
btm_wet_mkt_2009_tons | Btm_Wet_Market | C | 3.2 | C3-34 | Table C-25 | Number (Double) | 2009 tons of wet bottom ash (dry basis) | 524 | 2322
btm_wet_mkt_dest | Btm_Wet_Market | C | 3.2 | C3-34 | Table C-25 | Text | Destination market of wet bottom ash | 525 | 2316
btm_wet_mkt_per_H2O | Btm_Wet_Market | C | 3.2 | C3-34 | Table C-25 | Number (Double) | Typical percent moisture of wet bottom ash | 526 | 2317
btm_wet_sluicing | Btm_Ash_System | C | 3.1 | C3-2 | Table C-18 | Text | Wet sluicing bottom ash handling system | 527 | 1985
btm_wetanddry | Btm_Ash_Dry_Handling | C | 3.1 | C3-16 |  | Text | Was the bottom ash from this unit handled both wet and dry? | 528 | 2121
btu_fos_nuc | Fuel_Usage | A | 8 | A8-2 |  | Text | The Yes/No response to if the total BTUs generated by the fossil/nuclear fuels comprise 50 percent or more of the total BTUs generated by all fuels for the steam electric generating unit in 2009. | 529 | 450
Build_On_Clsd | Clsd_Pond_Unit | D | 4.2 | D4-23 |  | Text | Yes/no if plant has built any structures on top of closed pond. | 530 | 2789
Build_On_Clsd_Desc | Clsd_Pond_Unit | D | 4.2 | D4-23 |  | Text | Plant provided description of structure and challenges in building on closed pond. | 531 | 2790
buildings_acre | Ash_General | C | 1 | C1-2 | Table C-1 | Number (Double) | Total acreage of buildings and other developed areas | 532 | 1474
Cap_Cost | Pond_WWT_Capital | D | 6.1 | D6-3 | Table D-15 | Number (Double) | Total capital cost for each project area. | 533 | 2964
Cap_Project | Pond_WWT_Capital | D | 6.1 | D6-3 | Table D-15 | Text | Type of capital project or area of direct cost, one of the following: purchased equipment, purchased equipment installation, buildings, site preparation, or land. | 534 | 2963
Cap_Year_Based | Pond_WWT_Capital | D | 6.1 | D6-3 | Table D-15 | Number (Double) | Year on which provided cost is based. | 535 | 2965
capacity_nameplate | Plant_General | A | 1.2 | A1-13 |  | Number (Double) | The total plant nameplate electric generating capacity. | 536 | 100
capacity_summer | Plant_General | A | 1.2 | A1-13 |  | Number (Double) | The total electric net summer electric generating capacity. | 537 | 101
capacity_winter | Plant_General | A | 1.2 | A1-13 |  | Number (Double) | The total electric net winter electric generating capacity. | 538 | 102
cb_wastewater | Coal_Processing | A | 13 | A13-9 |  | Text | Yes/no response to whether the plant generates any process wastewater associated with the blending of the coals in 2009. | 539 | 787
cb_wastewater_amt | Coal_Processing | A | 13 | A13-9 |  | Number (Double) | The volume of process wastewater generated by the blending of coal in 2009. | 540 | 788
cb_wastewater_day | Coal_Processing | A | 13 | A13-9 |  | Number (Double) | The number of days that process wastewater was generated by the blending of coal in 2009. | 541 | 790
cb_wastewater_unit | Coal_Processing | A | 13 | A13-9 |  | Text | The units that the volume of process wastewater generated by the blending of coal in 2009 is in. | 542 | 789
cbi_Act_Chem_Addn | Act_Pond_Chem_Addn | D | 4.1 | D4-12 | Table D-7 | Yes/No | CBI designation checkbox for QD4-12 | 543 | 2755
cbi_Act_Drdg_Transfer | Act_Pond_Unit | D | 4.1 | D4-6 |  | Yes/No | CBI designation checkbox for QD4-6. | 544 | 2700
cbi_Act_Expand_Desc | Act_Pond_Unit | D | 4.1 | D4-9 |  | Yes/No | CBI designation checkbox for QD4-9. | 545 | 2707
cbi_Act_Expand_Type | Act_Pond_Unit | D | 4.1 | D4-8 |  | Yes/No | CBI designation checkbox for QD4-8. | 546 | 2705
cbi_Act_Poll_Lim_Driver | Act_Pond_Unit | D | 4.1 | D4-11 |  | Yes/No | CBI designation checkbox for QD4-11. | 547 | 2721
cbi_Act_Pond_Dimensions | Act_Pond_Unit_Dimensions | D | 4.1 | D4-3 | Table D-5 | Yes/No | CBI designation checkbox for QD4-3. | 548 | 2735
cbi_Act_Pond_Expand | Act_Pond_Unit | D | 4.1 | D4-7 |  | Yes/No | CBI designation checkbox for QD4-7. | 549 | 2703
cbi_Act_Pond_Liner | Act_Pond_Unit | D | 4.1 | D4-4 |  | Yes/No | CBI designation checkbox for QD4-4. | 550 | 2690
cbi_Act_Pond_Liner | Act_Pond_Unit_Liner | D | 4.1 | D4-4 | Table D-6 | Yes/No | CBI designation checkbox for QD4-4. | 551 | 2747
cbi_Act_Pond_Res_Time | Act_Pond_Unit | D | 4.1 | D4-2 |  | Yes/No | CBI designation checkbox for QD4-2. | 552 | 2686
cbi_Act_Pond_Use | Treatment_General | D | 1 | D4-1 |  | Yes/No | CBI designation checkbox for QD4-1. | 553 | 2585
cbi_Act_Trgtd_Pollutants | Act_Pond_Unit | D | 4.1 | D4-10 |  | Yes/No | CBI designation checkbox for QD4-10. | 554 | 2710
cbi_additives_tbl | FGD_Additives | B | 3 | B3-1 | Table B-3 | Yes/No | CBI designation checkbox for Q3-1/ Table B-3 | 555 | 877
cbi_address | Plant_Contact_Info | A | 1.1 | A1-1 |  | Yes/No | CBI designation checkbox for A1-1. | 556 | 2
cbi_aha_fnl_dest | Air_Heater_Ash | C | 5 | C5-5 |  | Yes/No | CBI designation checkbox for QC5-5 | 557 | 2556
cbi_aha_gen_amt | Air_Heater_Ash | C | 5 | C5-3 |  | Yes/No | CBI designation checkbox for QC5-3 | 558 | 2548
cbi_aha_gen_WW | Air_Heater_Ash | C | 5 | C5-4 |  | Yes/No | CBI designation checkbox for QC5-4 | 559 | 2551
cbi_aha_handle | Air_Heater_Ash | C | 5 | C5-1 |  | Yes/No | CBI designation checkbox for QC5-1 | 560 | 2542
cbi_aha_how_cmbn | Air_Heater_Ash | C | 5 | C5-2 |  | Yes/No | CBI designation checkbox for QC5-2 | 561 | 2545
cbi_ash_comment | PartC_Comments | C | Comments | Comment_CBI |  | Yes/No | CBI designation checkbox for Part C comments. | 562 | 2571
cbi_Attchd_Diagram | Treatment_Diagram | D | 3.1 | D3-1 |  | Yes/No | CBI designation checkbox for QD3-1. | 563 | 2654
cbi_Bid_Proposal | WWT_System_Information | D | 5.1 | D5-10 |  | Yes/No | CBI designation checkbox for QD5-10. | 564 | 2839
cbi_btm_ash_sluice | Btm_Ash_Sluicing | C | 3.1 | C3-3 | Table C-19 | Yes/No | CBI designation checkbox for QC3-3 | 565 | 2013
cbi_btm_ash_storage_tbl | Btm_Ash_Storage_Dest | C | 3.1 | C3-15 | Table C-21 | Yes/No | CBI designation checkbox for QC3-15 | 566 | 2112
cbi_btm_boiler_type | Btm_Ash_System | C | 3.1 | C3-2 | Table C-18 | Yes/No | CBI designation checkbox for QC3-2 | 567 | 1982
cbi_btm_change_operations | Btm_Ash_Dry_Handling | C | 3.1 | C3-19 |  | Yes/No | CBI designation checkbox for QC3-19 | 568 | 2145
cbi_btm_cnvy_all_cmpnts_cap_costs | Btm_Cnvy_General | C | 3.3 | C3-40 |  | Yes/No | CBI designation checkbox fro QC3-40 | 569 | 2346
cbi_btm_cnvy_cap_tbl | Btm_Cnvy_General | C | 3.3 | C3-39 |  | Yes/No | CBI designation checkbox for QC3-39 | 570 | 2344
cbi_btm_cnvy_cap_tbl | Btm_Cnvy_Capital_Cost | C | 3.3 | C3-39 | Table C-27 | Yes/No | CBI designation checkbox for QC3-39 | 571 | 2351
cbi_btm_cnvy_cmpnts_tbl | Btm_Cnvy_Cmpnts | C | 3.3 | C3-35 | Table C-26 | Yes/No | CBI designation checkbox for QC3-35 | 572 | 2326
cbi_btm_cnvy_cntrctr_instl | Btm_Cnvy_General | C | 3.3 | C3-37 |  | Yes/No | CBI designation checkbox for QC3-37 | 573 | 2338
cbi_btm_cnvy_cntrctr_oversee | Btm_Cnvy_General | C | 3.3 | C3-38 |  | Yes/No | CBI designation checkbox for QC3-38 | 574 | 2341
cbi_btm_cnvy_OM_tbl | Btm_Cnvy_OM_Cost | C | 3.3 | C3-41 | Table C-28 | Yes/No | CBI designation checkbox for QC3-41 | 575 | 2359
cbi_btm_diagram | Btm_Cnvy_General | C | 3.3 | C3-36 |  | Yes/No | CBI designation checkbox for QC3-36 | 576 | 2336
cbi_btm_dry_cost_est_instl | Btm_Ash_Dry_Installation | C | 3.1 | C3-26 |  | Yes/No | CBI designation checkbox for QC3-26 | 577 | 2201
cbi_btm_dry_cost_est_not_instl | Btm_Ash_Dry_Installation | C | 3.1 | C3-29 |  | Yes/No | CBI checkbox designation for QC3-29 | 578 | 2251
cbi_btm_dry_exp_dest | Btm_Ash_Dry_Installation | C | 3.1 | C3-28 |  | Yes/No | CBI designation checkbox for QC3-28 | 579 | 2233
cbi_btm_dry_install | Btm_Ash_Dry_Installation | C | 3.1 | C3-24 |  | Yes/No | CBI designation checkbox for QC3-24 | 580 | 2195
cbi_btm_dry_mkt | Btm_Ash_Mkt_General | C | 3.2 | C3-33 |  | Yes/No | CBI designation checkbox for QC3-33 | 581 | 2300
cbi_btm_dry_mkt | Btm_Dry_Market | C | 3.2 | C3-33 | Table C-24 | Yes/No | CBI designation checkbox for QC3-33 | 582 | 2305
cbi_btm_dry_plan | Btm_Ash_Dry_Installation | C | 3.1 | C3-25 |  | Yes/No | CBI designation checkbox for QC3-25 | 583 | 2198
cbi_btm_dry_retrofit | Btm_Ash_Dry_Retrofit | C | 3.1 | C3-20 |  | Yes/No | CBI designation checkbox for QC3-20 | 584 | 2156
cbi_btm_dry_retrofit_diagram | Btm_Ash_Dry_Retrofit | C | 3.1 | C3-23 |  | Yes/No | CBI designation checkbox for QC3-23 | 585 | 2191
cbi_btm_dry_retrofit_type | Btm_Ash_Dry_Retrofit | C | 3.1 | C3-21 |  | Yes/No | CBI designation checkbox for QC3-21 | 586 | 2161
cbi_btm_fly_share_storage | Btm_storage_General | C | 3.4 | C3-42 |  | Yes/No | CBI designation checkbox for QC3-42 | 587 | 2382
cbi_btm_install_mods | Btm_Ash_Dry_Installation | C | 3.1 | C3-27 |  | Yes/No | CBI designation checkbox for QC3-27 | 588 | 2205
cbi_btm_mech_drag_dest | Btm_Ash_Mech_Drag | C | 3.1 | C3-14 |  | Yes/No | CBI designation checkbox for QC3-14 | 589 | 2095
cbi_btm_mech_drag_gen_WW | Btm_Ash_Mech_Drag | C | 3.1 | C3-12 |  | Yes/No | CBI designation checkbox for QC3-12 | 590 | 2091
cbi_btm_mech_drag_WW_gpd | Btm_Ash_Mech_Drag | C | 3.1 | C3-13 |  | Yes/No | CBI designation checkbox for QC3-13 | 591 | 2093
cbi_btm_modifications | Btm_Ash_Dry_Handling | C | 3.1 | C3-18 |  | Yes/No | CBI designation checkbox for QC3-18 | 592 | 2134
cbi_btm_out | Btm_Ash_Outages | C | 3.1 | C3-31 | Table C-22 | Yes/No | CBI designation checkbox for QC3-31 | 593 | 2259
cbi_btm_plant_solids_rmvl | Btm_Ash_Solids_Rmvl | C | 3.1 | C3-7 |  | Yes/No | CBI designation checkbox for QC3-7 | 594 | 2041
cbi_btm_ret_mods | Btm_Ash_Dry_Retrofit | C | 3.1 | C3-22 |  | Yes/No | CBI designation checkbox for QC3-22 | 595 | 2163
cbi_btm_slds_rmvl_dest | Btm_Ash_Solids_Rmvl | C | 3.1 | C3-10 |  | Yes/No | CBI designation checkbox for QC3-10 | 596 | 2071
cbi_btm_slds_rmvl_overflow_gpd | Btm_Ash_Solids_Rmvl | C | 3.1 | C3-9 |  | Yes/No | CBI designation checkbox for QC3-9 | 597 | 2069
cbi_btm_slds_rmvl_tbl | Btm_Ash_Solids_Rmvl | C | 3.1 | C3-8 | Table C-20 | Yes/No | CBI designation checkbox for QC3-8 | 598 | 2043
cbi_btm_sluice_criteria | Btm_Ash_Sluicing | C | 3.1 | C3-4 |  | Yes/No | CBI designation checkbox for QC3-4 | 599 | 2026
cbi_btm_sluice_POTW | Btm_Ash_Sluicing | C | 3.1 | C3-6 |  | Yes/No | CBI designation checkbox for QC3-6 | 600 | 2037
cbi_btm_sluice_recyc | Btm_Ash_Sluicing | C | 3.1 | C3-5 |  | Yes/No | CBI designation checkbox for QC3-5 | 601 | 2034
cbi_btm_storage | Btm_Ash_Storage | C | 3.2 | C3-32 | Table C-23 | Yes/No | CBI designation number for QC3-32 | 602 | 2291
cbi_btm_storage_all_cmpnts_cap_costs | Btm_storage_General | C | 3.4 | C3-48 |  | Yes/No | CBI designation checkbox for QC3-8 | 603 | 2395
cbi_btm_storage_cap_tbl | Btm_storage_General | C | 3.4 | C3-47 |  | Yes/No | CBI designation checkbox for QC3-47 | 604 | 2393
cbi_btm_storage_cap_tbl | Btm_storage_Capital_Cost | C | 3.4 | C3-47 | Table C-30 | Yes/No | CBI designation checkbox for QC3-47 (Table C-30) | 605 | 2409
cbi_btm_storage_cmpnts_tbl | Btm_storage_Cmpnts | C | 3.4 | C3-44 | Table C-29 | Yes/No | CBI designation checkbox for C3-44 (table C-29) | 606 | 2400
cbi_btm_storage_cntrctr_instl | Btm_storage_General | C | 3.4 | C3-45 |  | Yes/No | CBI designation checkbox for QC3-45 | 607 | 2387
cbi_btm_storage_cntrctr_oversee | Btm_storage_General | C | 3.4 | C3-46 |  | Yes/No | CBI designation checkbox for QC3-46 | 608 | 2390
cbi_btm_storage_OM_tbl | Btm_storage_OM_Cost | C | 3.4 | C3-49 | Table C-31 | Yes/No | CBI designation checkbox for QC3-49 | 609 | 2417
cbi_btm_storage_pond | Btm_storage_General | C | 3.4 | C3-43 |  | Yes/No | CBI designation checkbox for QC3-43 | 610 | 2385
cbi_btm_trspt_disp_all_cmpnts_cap_costs | Btm_Trspt_Disp_General | C | 3.5 | C3-56 |  | Yes/No | CBI designation checkbox for C3-56 | 611 | 2469
cbi_btm_trspt_disp_cap_tbl | Btm_Trspt_Disp_General | C | 3.5 | C3-55 |  | Yes/No | CBI designation checkbox for QC3-55 | 612 | 2467
cbi_btm_trspt_disp_cap_tbl | Btm_Trspt_Disp_Capital_Cost | C | 3.5 | C3-55 | Table C-32 | Yes/No | CBI designation checkbox for QC3-55 | 613 | 2473
cbi_btm_trspt_disp_cntrctr_pay_instl | Btm_Trspt_Disp_General | C | 3.5 | C3-53 |  | Yes/No | CBI designation checkbox for Q3-53 | 614 | 2461
cbi_btm_trspt_disp_cntrctr_pay_oversee | Btm_Trspt_Disp_General | C | 3.5 | C3-54 |  | Yes/No | CBI designation checkbox for QC3-54 | 615 | 2464
cbi_btm_trspt_disp_mthd | Btm_Trspt_Disp_General | C | 3.5 | C3-52 |  | Yes/No | CBI designation checkbox for Q3-52 | 616 | 2448
cbi_btm_trspt_disp_OM_tbl | Btm_Trspt_Disp_OM_Cost | C | 3.5 | C3-57 | Table C-33 | Yes/No | CBI designation checkbox for QC3-57 | 617 | 2480
cbi_btm_trspt_disp_pond | Btm_Trspt_Disp_General | C | 3.5 | C3-51 |  | Yes/No | CBI designation checkbox for Q3-51 | 618 | 2446
cbi_btm_unscdld_outages | Btm_Ash_Outages | C | 3.1 | C3-30 |  | Yes/No | CBI designation checkbox for QC3-30 | 619 | 2257
cbi_btm_use_mech_drag | Btm_Ash_Mech_Drag | C | 3.1 | C3-11 |  | Yes/No | CBI designation checkbox for QC3-11 | 620 | 2088
cbi_btm_wet_mkt | Btm_Ash_Mkt_General | C | 3.2 | C3-34 |  | Yes/No | CBI designation checkbox for QC3-34 | 621 | 2302
cbi_btm_wet_mkt | Btm_Wet_Market | C | 3.2 | C3-34 | Table C-25 | Yes/No | CBI designation checkbox for QC3-34 | 622 | 2315
cbi_btm_wetanddry | Btm_Ash_Dry_Handling | C | 3.1 | C3-16 |  | Yes/No | CBI designation checkbox for QC3-16 | 623 | 2120
cbi_btm_why_wetanddry | Btm_Ash_Dry_Handling | C | 3.1 | C3-17 |  | Yes/No | CBI designation checkbox for QC3-17 | 624 | 2122
cbi_btu_fos_nuc | Fuel_Usage | A | 8 | A8-2 |  | Yes/No | CBI designation checkbox for A8-2. | 625 | 449
cbi_Build_On_Clsd | Clsd_Pond_Unit | D | 4.2 | D4-23 |  | Yes/No | CBI designation checkbox for QD4-23. | 626 | 2788
cbi_capacity | Plant_General | A | 1.2 | A1-13 |  | Yes/No | CBI designation checkbox for A1-13. | 627 | 99
cbi_cb_wastewater | Coal_Processing | A | 13 | A13-9 |  | Yes/No | CBI designation checkbox for Q A13-9. | 628 | 786
cbi_CCS_characterize_WW | Carbon_Capture_Studies | A | 11 | A11-6 |  | Yes/No | CBI designation checkbox for Q A11-6. | 629 | 636
cbi_CCS_process | Carbon_Capture_Studies | A | 11 | A11-2 |  | Yes/No | CBI designation checkbox for Q A11-2. | 630 | 621
cbi_CCS_report | Carbon_Capture_Studies | A | 11 | A11-4 |  | Yes/No | CBI designation checkbox for Q A11-4. | 631 | 625
cbi_CCS_study_WW | Carbon_Capture_Studies | A | 11 | A11-3 |  | Yes/No | CBI designation checkbox for Q A11-3. | 632 | 623
cbi_CCS_tbl | Carbon_Capture | A | 11 | A11-1 | Table A-15 | Yes/No | CBI designation checkbox for Q A11-1, Table A-15. | 633 | 602
cbi_CCS_wastewater | Carbon_Capture_Studies | A | 11 | A11-5 |  | Yes/No | CBI designation checkbox for Q A11-5. | 634 | 632
cbi_Clean_desc | MCW_WW_Treatment | E | 3 | E3-1 |  | Yes/No | CBI designation checkbox for MC description | 635 | 3052
cbi_Climate | WWT_System_Information | D | 5.1 | D5-8 |  | Yes/No | CBI designation checkbox for QD5-8. | 636 | 2835
cbi_Close_Desc | Clsd_Pond_Unit | D | 4.2 | D4-22 |  | Yes/No | CBI designation checkbox for QD4-22. | 637 | 2785
cbi_Close_Plan | Clsd_Pond_Unit | D | 4.2 | D4-21 |  | Yes/No | CBI designation checkbox for qD4-21. | 638 | 2783
cbi_Clsd_Expand_Desc | Clsd_Pond_Unit | D | 4.2 | D4-20 |  | Yes/No | CBI designation checkbox for QD4-20. | 639 | 2780
cbi_Clsd_Expand_Type | Clsd_Pond_Unit | D | 4.2 | D4-19 |  | Yes/No | CBI designation checkbox for QD4-19. | 640 | 2778
cbi_Clsd_Pond_Cap | Clsd_Pond_Unit | D | 4.2 | D4-17 |  | Yes/No | CBI designation checkbox for QD4-17. | 641 | 2774
cbi_Clsd_Pond_Cap | Clsd_Pond_Unit_Cap | D | 4.2 | D4-17 | Table D-10 | Yes/No | CBI designation checkbox for QD4-17. | 642 | 2815
cbi_Clsd_Pond_Date | Clsd_Pond_Unit | D | 4.2 | D4-14 |  | Yes/No | CBI designation checkbox for QD4-14. | 643 | 2768
cbi_Clsd_Pond_Dimensions | Clsd_Pond_Unit_Dimensions | D | 4.2 | D4-15 | Table D-8 | Yes/No | CBI designation checkbox for QD4-15. | 644 | 2796
cbi_Clsd_Pond_Expand | Clsd_Pond_Unit | D | 4.2 | D4-18 |  | Yes/No | CBI designation checkbox for QD4-18. | 645 | 2776
cbi_Clsd_Pond_Liner | Clsd_Pond_Unit | D | 4.2 | D4-16 |  | Yes/No | CBI designation checkbox for QD4-16. | 646 | 2772
cbi_Clsd_Pond_Liner | Clsd_Pond_Unit_Liner | D | 4.2 | D4-16 | Table D-9 | Yes/No | CBI designation checkbox for QD4-16. | 647 | 2807
cbi_Clsd_Pond_Use | Treatment_General | D | 1 | D4-13 |  | Yes/No | CBI designation checkbox for QD4-13. | 648 | 2587
cbi_coal_blend | Coal_Processing | A | 13 | A13-8 |  | Yes/No | CBI designation checkbox for Q A13-8. | 649 | 784
cbi_coal_process | Coal_Processing | A | 13 | A13-1 |  | Yes/No | CBI designation checkbox for Q A13-1. | 650 | 724
cbi_coal_pulv | Coal_Processing | A | 13 | A13-10 |  | Yes/No | CBI designation checkbox for Q A13-10. | 651 | 791
cbi_coal_wash | Coal_Processing | A | 13 | A13-6 |  | Yes/No | CBI designation checkbox for Q A13-6. | 652 | 758
cbi_coal_wash_dest | Coal_Processing | A | 13 | A13-7 |  | Yes/No | CBI designation checkbox for Q A13-7. | 653 | 763
cbi_comment | PartE_Comments | E | Comments | Comment_CBI |  | Yes/No | CBI checkbox designation for comment box | 654 | 3113
cbi_comment | PartG_Comments | G | Comments | Comment_CBI |  | Yes/No | CBI designation checkbox for comment response | 655 | 3189
cbi_comment | PartH_Comments | H | Comments | Comment_CBI |  | Yes/No | CBI designation checkbox for comment response | 656 | 3361
cbi_comment | PartA_Comments | A | Comments | Comments |  | Yes/No | CBI designation checkbox for Part A comments. | 657 | 825
cbi_comment | PartB_Comments | B | Comments | Comments |  | Yes/No | CBI designation checkbox for Part B comments. | 658 | 1465
cbi_company | SCR_Catalyst_Regen_Plant | A | 9 | A9-2 | Table A-13 | Yes/No | CBI designation checkbox for Q A9-2, Table A-13. | 659 | 489
cbi_coord | Plant_General | A | 5 | A5-1 |  | Yes/No | CBI designation checkbox for A5-1. | 660 | 115
cbi_cp_wastewater | Coal_Processing | A | 13 | A13-11 |  | Yes/No | CBI designation checkbox for Q A13-11. | 661 | 793
cbi_cpr_dest | Coal_Processing | A | 13 | A13-5 |  | Yes/No | CBI designation checkbox for Q A13-5. | 662 | 740
cbi_cpr_flow | Coal_Processing | A | 13 | A13-2 |  | Yes/No | CBI designation checkbox for Q A13-2. | 663 | 726
cbi_cpr_pH | Coal_Processing | A | 13 | A13-3 |  | Yes/No | CBI designation checkbox for Q A13-3. | 664 | 729
cbi_cpr_pond | Coal_Processing | A | 13 | A13-4 |  | Yes/No | CBI designation checkbox for Q A13-4. | 665 | 734
cbi_cs_comp | CS_General | A | 7 | A7-2 |  | Yes/No | CBI designation checkbox for A7-2. | 666 | 358
cbi_cs_tbl | Cooling_Systems | A | 7 | A7-1 | Table A-10 | Yes/No | CBI designation checkbox for A7-1. | 667 | 322
cbi_Current_Sulf_Addn | WWT_System_Information | D | 5.1 | D5-7 |  | Yes/No | CBI designation checkbox for QD5-7. | 668 | 2833
cbi_dest_DFGD_clean | FGD_Dry_Wastewater | B | 8 | B8-10 |  | Yes/No | CBI designation checkbox for Q B8-10. | 669 | 1329
cbi_dest_DFGD_ww | FGD_Dry_Wastewater | B | 8 | B8-8 |  | Yes/No | CBI designation checkbox for Q B8-8. | 670 | 1305
cbi_dest_gypsum_waters | FGD_Gypsum_Related_Water | B | 7 | B7-7 |  | Yes/No | CBI designation checkbox for QB7-7 | 671 | 1246
cbi_dest_treat_purge | FGD_Wastewater_Treatment | B | 7 | B7-5 |  | Yes/No | CBI designation checkbox for QB7-5 | 672 | 1227
cbi_DFGD_gen_ww_clean | FGD_Dry_Wastewater | B | 8 | B8-9 |  | Yes/No | CBI designation checkbox for Q B8-9. | 673 | 1325
cbi_DFGD_location | FGD_Dry_General | B | 8 | B8-3 |  | Yes/No | CBI designation checkbox for Q B8-3. | 674 | 1271
cbi_DFGD_rpw_flow | FGD_Dry_General | B | 8 | B8-5 |  | Yes/No | CBI designation checkbox for Q B8-5. | 675 | 1280
cbi_DFGD_solid_removal | FGD_Dry_General | B | 8 | B8-2 |  | Yes/No | CBI designation checkbox for Q B8-2. | 676 | 1268
cbi_DFGD_solids_cost_process_tbl | FGD_Dry_Solids_Cost | B | 8 Tables | B8-14 | Table B-12 | Yes/No | CBI designation checkbox for QB8-14, Table B-12 | 677 | 1433
cbi_DFGD_solids_dest_mkt_tbl | FGD_Dry_Solids_Mkt_Sold | B | 8 Tables | B8-13 | Table B-11 | Yes/No | CBI designation checkbox for Q B8-13, Table B-11 | 678 | 1386
cbi_DFGD_solids_dest_tbl | FGD_Dry_Solids_Dest | B | 8 Tables | B8-12 | Table B-10 | Yes/No | CBI designation checkbox for QB8-12, Table B-10 | 679 | 1351
cbi_DFGD_solids_mkt_parameters | FGD_Dry_General | B | 8 | B8-11 |  | Yes/No | CBI designation checkbox for Q B8-11. | 680 | 1292
cbi_DFGD_source_rpw | FGD_Dry_General | B | 8 | B8-6 |  | Yes/No | CBI designation checkbox for Q B8-6. | 681 | 1284
cbi_DFGD_source_rpw_parameters | FGD_Dry_General | B | 8 | B8-4 |  | Yes/No | CBI designation checkbox for Q B8-4. | 682 | 1273
cbi_DFGD_ww_gen | FGD_Dry_Wastewater | B | 8 | B8-7 |  | Yes/No | CBI designation checkbox for Q B8-7. | 683 | 1303
cbi_discharge_canal | Plant_Outfalls | A | 2.2 | A2-7 |  | Yes/No | CBI designation checkbox for A2-7. | 684 | 164
cbi_ea_cllct_w_aha | Economizer_Ash | C | 4 | C4-1 |  | Yes/No | CBI designation checkbox for QC4-1 | 685 | 2510
cbi_ea_fnl_dest | Economizer_Ash | C | 4 | C4-6 |  | Yes/No | CBI designation checkbox for QC4-6 | 686 | 2526
cbi_ea_gen_amt | Economizer_Ash | C | 4 | C4-4 |  | Yes/No | CBI designation checkbox for QC4-4 | 687 | 2518
cbi_ea_gen_WW | Economizer_Ash | C | 4 | C4-5 |  | Yes/No | CBI designation checkbox for QC4-5 | 688 | 2521
cbi_ea_handle | Economizer_Ash | C | 4 | C4-2 |  | Yes/No | CBI designation checkbox for QC4-2 | 689 | 2512
cbi_ea_how_cmbn | Economizer_Ash | C | 4 | C4-3 |  | Yes/No | CBI designation checkbox for QC4-3 | 690 | 2515
cbi_EAreport | Plant_General | A | 2.1 | A2-3 |  | Yes/No | CBI designation checkbox for A2-3. | 691 | 110
cbi_econ1 | Plant_Contact_Info | A | 1.1 | A1-4 |  | Yes/No | CBI designation checkbox for A1-4. | 692 | 36
cbi_econ2 | Plant_Contact_Info | A | 1.1 | A1-5 |  | Yes/No | CBI designation checkbox for A1-5. | 693 | 50
cbi_Effluents | Treatment_Effluents | D | 3.2 | D3-3 | Table D-4 | Yes/No | CBI designation for QD3-3. | 694 | 2669
cbi_EIA | Plant_IDs_Pend_Permits | A | 2.1 | A2-1 |  | Yes/No | CBI designation checkbox for A2-1. | 695 | 129
cbi_elec_gen | Plant_General | A | 1.2 | A1-14 | Table A-1 | Yes/No | CBI designation checkbox for A1-14. | 696 | 103
cbi_energy_source | Fuel_Usage | A | 8 | A8-3 |  | Yes/No | CBI designation checkbox for A8-3. | 697 | 451
cbi_FGD | FGD_General | B | 1 | B1-1 |  | Yes/No | CBI designation checkbox for QB1-1 | 698 | 829
cbi_FGD_dry | FGD_General | B | 1 | B8-1 |  | Yes/No | CBI designation checkbox for QB8-1 | 699 | 833
cbi_FGD_monitoring_data_tbl | FGD_Monitoring_Data_Results | B | 6 | B6-2 | Table B-9 | Yes/No | CBI designation checkbox for QC6-2 | 700 | 1159
cbi_FGD_purge_cmngl | FGD_Wastewater_Treatment | B | 7 | B7-2 |  | Yes/No | CBI designation checkbox for QB7-2 | 701 | 1198
cbi_FGD_purge_cmngl_pond | FGD_Wastewater_Treatment | B | 7 | B7-3 |  | Yes/No | CBI designation checkbox for QB7-3 | 702 | 1209
cbi_FGD_purge_pond | FGD_Wastewater_Treatment | B | 7 | B7-1 |  | Yes/No | CBI designation checkbox for QB7-1 | 703 | 1196
cbi_FGD_tbl | FGD_Systems | B | 1 | B1-2 | Table B-1 | Yes/No | CBI designation checkbox for Q1-2/ Table B-1 | 704 | 837
cbi_FGD_wet | FGD_General | B | 1 | B4-1 |  | Yes/No | CBI designation checkbox for QB4-1 | 705 | 831
cbi_FGD_WWT_tbl | FGD_Pl_Systems | B | 2 | B2-1 | Table B-2 | Yes/No | CBI designation checkbox for QB2-1/Table B-2 | 706 | 868
cbi_FGD_wwts_tech | FGD_Wastewater_Treatment | B | 7 | B7-4 |  | Yes/No | CBI designation checkbox for QB7-4 | 707 | 1216
cbi_FGDWWTS_Retrofit | FGD_WWT_Purchase | D | 6.1 | D6-5 |  | Yes/No | CBI designation checkbox for QD6-5. | 708 | 2975
cbi_FGDWWTS_Scrubber_Pkg | FGD_WWT_Purchase | D | 6.1 | D6-6 |  | Yes/No | CBI designation checkbox for QD6-6. | 709 | 2977
cbi_FGMC_pilot | Mercury_Control_Studies | A | 10 | A10-3 |  | Yes/No | CBI designation checkbox for Q A10-3. | 710 | 588
cbi_FGMC_process | Mercury_Control_Studies | A | 10 | A10-2 |  | Yes/No | CBI designation checkbox for Q A10-2. | 711 | 586
cbi_FGMC_report | Mercury_Control_Studies | A | 10 | A10-5 |  | Yes/No | CBI designation checkbox for Q A10-5. | 712 | 593
cbi_FGMC_tbl | Mercury_Controls | A | 10 | A10-1 | Table A-14 | Yes/No | CBI designation checkbox for Q A10-1, Table A-14. | 713 | 566
cbi_FGMC_WW | Mercury_Control_Studies | A | 10 | A10-4 |  | Yes/No | CBI designation checkbox for Q A10-4. | 714 | 591
cbi_fly_ash_sluice | Fly_Ash_Sluicing | C | 2.1 | C2-2 | Table C-3 | Yes/No | CBI designation checkbox for QC2-2 | 715 | 1515
cbi_fly_ash_storage | Fly_Ash_Storage_Dest | C | 2.1 | C2-9 | Table C-4 | Yes/No | CBI designation checkbox for Q C2-9 | 716 | 1565
cbi_fly_btm_share_storage | Fly_Storage_General | C | 2.4 | C2-37 |  | Yes/No | CBI designation checkbox for QC2-37 | 717 | 1852
cbi_fly_btm_share_trspt_disp | Fly_Trspt_Disp_General | C | 2.5 | C2-45 |  | Yes/No | CBI designation checkbox for QC2-45 | 718 | 1913
cbi_fly_change_operations | Fly_Ash_Handling_Changes | C | 2.1 | C2-13 |  | Yes/No | CBI designation checkbox for Q C2-13 | 719 | 1600
cbi_fly_cnvy_all_cmpnts_cap_costs | Fly_Cnvy_General | C | 2.3 | C2-35 |  | Yes/No | CBI designation checkbox for Q C2-35 | 720 | 1816
cbi_fly_cnvy_cap_tbl | Fly_Cnvy_General | C | 2.3 | C2-34 |  | Yes/No | CBI designation checkbox for Q C2-34 | 721 | 1814
cbi_fly_cnvy_cap_tbl | Fly_Cnvy_Capital_Cost | C | 2.3 | C2-34 | Table C-11 | Yes/No | CBI designation checkbox for Q C2-34 | 722 | 1821
cbi_fly_cnvy_cmpnts_tbl | Fly_Cnvy_Cmpnts | C | 2.3 | C2-30 | Table C-10 | Yes/No | CBI designation checkbox for C2-30 | 723 | 1796
cbi_fly_cnvy_cntrctr_instl | Fly_Cnvy_General | C | 2.3 | C2-32 |  | Yes/No | CBI designation checkbox for Q C2-32 | 724 | 1808
cbi_fly_cnvy_cntrctr_oversee | Fly_Cnvy_General | C | 2.3 | C2-33 |  | Yes/No | CBI designation checkbox for Q C2-33 | 725 | 1811
cbi_fly_cnvy_OM_tbl | Fly_Cnvy_OM_Cost | C | 2.3 | C2-36 | Table C-12 | Yes/No | CBI designation checkbox for Q C2-36 | 726 | 1829
cbi_fly_collection_type | Fly_Ash_System | C | 2.1 | C2-1 | Table C-2 | Yes/No | CBI designation checkbox for Q C2-1 fly ash collection type | 727 | 1488
cbi_fly_diagram | Fly_Cnvy_General | C | 2.3 | C2-31 |  | Yes/No | CBI designation checkbox for Q C2-31 | 728 | 1806
cbi_fly_dry_cost_est_instl | Fly_Ash_Dry_Installation | C | 2.1 | C2-19 |  | Yes/No | CBI designation checkbox for Q C2-19 | 729 | 1653
cbi_fly_dry_cost_est_not_instl | Fly_Ash_Dry_Installation | C | 2.1 | C2-22 |  | Yes/No | CBI designation checkbox for Q C2-22 | 730 | 1702
cbi_fly_dry_exp_dest | Fly_Ash_Dry_Installation | C | 2.1 | C2-21 |  | Yes/No | CBI designation checkbox for Q C2-21 | 731 | 1684
cbi_fly_dry_install | Fly_Ash_Dry_Installation | C | 2.1 | C2-17 |  | Yes/No | CBI designation checkbox for Q C2-17 | 732 | 1647
cbi_fly_dry_mkt | Fly_Ash_Mgmt | C | 2.2 | C2-28 |  | Yes/No | CBI designation checkbox for Q C2-28 | 733 | 1755
cbi_fly_dry_mkt | Fly_Dry_Market | C | 2.2 | C2-28 | Table C-8 | Yes/No | CBI designation checkbox for Q C2-28 | 734 | 1775
cbi_fly_dry_plan | Fly_Ash_Dry_Installation | C | 2.1 | C2-18 |  | Yes/No | CBI designation checkbox for Q C2-18 | 735 | 1650
cbi_fly_dry_retrofit | Fly_Ash_Dry_Retrofit | C | 2.1 | C2-14 |  | Yes/No | CBI designation checkbox for Q C2-14 | 736 | 1611
cbi_fly_dry_retrofit_type | Fly_Ash_Dry_Retrofit | C | 2.1 | C2-15 |  | Yes/No | CBI designation checkbox for Q C2-15 | 737 | 1616
cbi_fly_H2O_unacpt_criteria | Fly_Ash_Mgmt | C | 2.2 | C2-27 |  | Yes/No | CBI designation checkbox for Q C2-27 | 738 | 1753
cbi_fly_install_mods | Fly_Ash_Dry_Installation | C | 2.1 | C2-20 |  | Yes/No | CBI designation checkbox for Q C2-20 | 739 | 1657
cbi_fly_modifications | Fly_Ash_WetAndDry | C | 2.1 | C2-12 |  | Yes/No | CBI designation checkbox for Q C2-12 | 740 | 1587
cbi_fly_moisten_H2O | Fly_Ash_Mgmt | C | 2.2 | C2-26 |  | Yes/No | CBI designation checkbox for Q C2-26 | 741 | 1751
cbi_fly_moisten_H2O | Fly_Ash_Moisten_Water | C | 2.2 | C2-26 | Table C-7 | Yes/No | CBI designation checkbox for Q C2-26 | 742 | 1760
cbi_fly_out | Fly_Ash_Outages | C | 2.1 | C2-24 | Table C-5 | Yes/No | CBI designation check for Q C2-24 | 743 | 1710
cbi_fly_ret_mods | Fly_Ash_Dry_Retrofit | C | 2.1 | C2-16 |  | Yes/No | CBI designation checkbox for Q C2-16 | 744 | 1618
cbi_fly_sluice_criteria | Fly_Ash_Sluicing | C | 2.1 | C2-3 |  | Yes/No | CBI designation checkbox for Q C2-3 fly ash sluice criteria | 745 | 1528
cbi_fly_sluice_POTW | Fly_Ash_Sluicing | C | 2.1 | C2-5 |  | Yes/No | CBI designation checkbox for Q C2-5 fly sluice water discharged to POTW | 746 | 1539
cbi_fly_sluice_recyc | Fly_Ash_Sluicing | C | 2.1 | C2-4 |  | Yes/No | CBI designation checkbox for Q C2-4 sluice water immediately recycled back to the plant process | 747 | 1536
cbi_fly_storage | Fly_Ash_Storage | C | 2.2 | C2-25 | Table C-6 | Yes/No | CBI designation checkbox for Q C2-25 (Table C-6) | 748 | 1742
cbi_fly_storage_all_cmpnts_cap_costs | Fly_Storage_General | C | 2.4 | C2-43 |  | Yes/No | CBI designation checkbox for C2-43 | 749 | 1865
cbi_fly_storage_cap_tbl | Fly_Storage_General | C | 2.4 | C2-42 |  | Yes/No | CBI designation checkbox for QC2-42 | 750 | 1863
cbi_fly_storage_cap_tbl | Fly_Storage_Capital_Cost | C | 2.4 | C2-42 | Table C-14 | Yes/No | CBI designation checkbox for QC2-42 | 751 | 1879
cbi_fly_storage_cmpnts_tbl | Fly_Storage_Cmpnts | C | 2.4 | C2-39 | Table C-13 | Yes/No | CBI designation checkbox for QC2-39 | 752 | 1870
cbi_fly_storage_cntrctr_instl | Fly_Storage_General | C | 2.4 | C2-40 |  | Yes/No | CBI designation checkbox for QC2-40 | 753 | 1857
cbi_fly_storage_cntrctr_oversee | Fly_Storage_General | C | 2.4 | C2-41 |  | Yes/No | CBI designation checkbox for QC2-41 | 754 | 1860
cbi_fly_storage_OM_tbl | Fly_Storage_OM_Cost | C | 2.4 | C2-44 | Table C-15 | Yes/No | CBI designation checkbox for QC2-44 | 755 | 1887
cbi_fly_storage_pond | Fly_Storage_General | C | 2.4 | C2-38 |  | Yes/No | CBI designation checkbox for QC2-38 | 756 | 1855
cbi_fly_trspt_disp_all_cmpnts_cap_costs | Fly_Trspt_Disp_General | C | 2.5 | C2-51 |  | Yes/No | CBI designation checkbox for QC2-51 | 757 | 1939
cbi_fly_trspt_disp_cap_tbl | Fly_Trspt_Disp_General | C | 2.5 | C2-50 |  | Yes/No | CBI designation checkbox for QC2-50 | 758 | 1937
cbi_fly_trspt_disp_cap_tbl | Fly_Trspt_Disp_Capital_Cost | C | 2.5 | C2-50 | Table C-16 | Yes/No | CBI designation checkbox for QC2-50 | 759 | 1943
cbi_fly_trspt_disp_cntrctr_pay_instl | Fly_Trspt_Disp_General | C | 2.5 | C2-48 |  | Yes/No | CBI designation checkbox for Q C2-48 | 760 | 1931
cbi_fly_trspt_disp_cntrctr_pay_oversee | Fly_Trspt_Disp_General | C | 2.5 | C2-49 |  | Yes/No | CBI designation checkbox for Q C2-49 | 761 | 1934
cbi_fly_trspt_disp_mthd | Fly_Trspt_Disp_General | C | 2.5 | C2-47 |  | Yes/No | CBI designation checkbox for QC2-47 | 762 | 1918
cbi_fly_trspt_disp_OM_tbl | Fly_Trspt_Disp_OM_Cost | C | 2.5 | C2-52 | Table C-17 | Yes/No | CBI designation checkbox for QC2-52 | 763 | 1950
cbi_fly_trspt_disp_pond | Fly_Trspt_Disp_General | C | 2.5 | C2-46 |  | Yes/No | CBI designation checkbox for Q C2-46 | 764 | 1916
cbi_fly_unscdld_outages | Fly_Ash_Outages | C | 2.1 | C2-23 |  | Yes/No | CBI designation checkbox for Q C2-23 | 765 | 1708
cbi_fly_wet_mkt | Fly_Ash_Mgmt | C | 2.2 | C2-29 |  | Yes/No | CBI designation checkbox for Q C2-29 | 766 | 1757
cbi_fly_wet_mkt | Fly_Wet_Market | C | 2.2 | C2-29 | Table C-9 | Yes/No | CBI designation checkbox for Q C2-29 | 767 | 1785
cbi_fly_wet_vac | Fly_Ash_Wet_Vacuum | C | 2.1 | C2-6 |  | Yes/No | CBI designation checkbox for Q C2-6 | 768 | 1543
cbi_fly_wet_vac_dest | Fly_Ash_Wet_Vacuum | C | 2.1 | C2-8 |  | Yes/No | CBI designation checkbox for Q C2-8 | 769 | 1548
cbi_fly_wet_vac_water | Fly_Ash_Wet_Vacuum | C | 2.1 | C2-7 |  | Yes/No | CBI designation checkbox for Q C2-7 | 770 | 1545
cbi_fly_wetanddry | Fly_Ash_WetAndDry | C | 2.1 | C2-10 |  | Yes/No | CBI designation checkbox for Q C2-10 | 771 | 1573
cbi_fly_why_wetanddry | Fly_Ash_WetAndDry | C | 2.1 | C2-11 |  | Yes/No | CBI designation checkbox for Q C2-11 | 772 | 1575
cbi_fuel_tbl | Fuel_Usage | A | 8 | A8-1 | Table A-11 | Yes/No | CBI designation checkbox for A8-1. | 773 | 370
cbi_fuels | Plant_General | A | 1.2 | A1-8 |  | Yes/No | CBI designation checkbox for A1-8. | 774 | 69
cbi_Fut_Lim_Chng | WWT_Pollutants | D | 5.1 | D5-12 |  | Yes/No | CBI designation checkbox for QD5-12. | 775 | 2865
cbi_gen_btm_ash | Btm_Ash_System | C | 3.1 | C3-1 |  | Yes/No | CBI designation checkbox for QC3-1 | 776 | 1980
cbi_gen_elec | Plant_General | A | 1.2 | A1-7 |  | Yes/No | CBI designation checkbox for A1-7. | 777 | 67
cbi_gen_gypsum_waters | FGD_Gypsum_Related_Water | B | 7 | B7-6 |  | Yes/No | CBI designation checkbox for QB7-7 | 778 | 1242
cbi_gen_nuc_wastewater | Nuc_General | H | 1 | H1-2 |  | Yes/No | CBI designation checkbox for QH1-2 | 779 | 3195
cbi_generate_ash | Ash_General | C | 1 | C1-1 |  | Yes/No | CBI designation checkbox for any ash generation | 780 | 1469
cbi_generate_fly | Ash_General | C | 1 | C1-3 |  | Yes/No | CBI designation checkbox for fly ash generation | 781 | 1484
cbi_generate_leachate | Leach_General | G | 1 | G1-1 |  | Yes/No | CBI designation checkbox for the generation of leachate at the facility (QG1-1) | 782 | 3127
cbi_generate_mcw | MCW_Kickout | E | 1 | E1-1 |  | Yes/No | CBI designation checkbox for MCW kickout (QE1-1) | 783 | 2989
cbi_GW_Bkgd | GW_Montr | F | 5 | F5-4 |  | Yes/No | CBI designation checkbox for QF5-4. | 784 | 3824
cbi_GW_Exc | GW_Montr | F | 5 | F5-2 |  | Yes/No | CBI designation checkbox for QF5-2. | 785 | 3820
cbi_GW_Mon_Diagram | GW_Montr | F | 5 | F5-6 |  | Yes/No | CBI designation checkbox for QF5-6. | 786 | 3828
cbi_GW_Mon_Well | GW_Montr_Well | F | 5 | F5-6 | Table F-14 | Yes/No | CBI designation checkbox for QF5-6. | 787 | 3832
cbi_GW_Montr | GW_Montr | F | 5 | F5-1 |  | Yes/No | CBI designation checkbox for QF5-1. | 788 | 3815
cbi_has_CCS | Plant_Systems_Summary | A | 11 | A11-1 |  | Yes/No | CBI designation checkbox for A11-1. | 789 | 195
cbi_has_FGMC | Plant_Systems_Summary | A | 10 | A10-1 |  | Yes/No | CBI designation checkbox for A10-1. | 790 | 193
cbi_has_landfill | Plant_Systems_Summary | A | 4 | A4-1 |  | Yes/No | CBI designation checkbox for A4-1. | 791 | 189
cbi_has_nox | Plant_Systems_Summary | A | 9 | A9-1 |  | Yes/No | CBI designation checkbox for A9-1. | 792 | 191
cbi_has_pond | Plant_Systems_Summary | A | 3 | A3-1 |  | Yes/No | CBI designation checkbox for A3-1. | 793 | 187
cbi_has_WESP | Plant_Systems_Summary | A | 12 | A12-1 |  | Yes/No | CBI designation checkbox for A12-1. | 794 | 197
cbi_igcc_2009 | Coal_Processing | A | 13 | A13-16 |  | Yes/No | CBI designation checkbox for Q A13-16. | 795 | 820
cbi_igcc_pl | Coal_Processing | A | 13 | A13-17 |  | Yes/No | CBI designation checkbox for Q A13-17. | 796 | 822
cbi_Influents | Treatment_Influents | D | 3.2 | D3-2 | Table D-3 | Yes/No | CBI designation checkbox for QD3-2. | 797 | 2658
cbi_landfill_stor_tbl | Landfill_Storage | A | 4 | A4-3 | Table A-7 | Yes/No | CBI designation checkbox for A4-3. | 798 | 257
cbi_landfill_tbl | Landfill_General | A | 4 | A4-2 | Table A-6 | Yes/No | CBI designation checkbox for A4-2. | 799 | 241
cbi_Ldfl_Cap | Landfill_Info | F | 3.1 | F3-9 |  | Yes/No | CBI designation checkbox for QF3-9. | 800 | 3453
cbi_Ldfl_Cap | Landfill_Cap | F | 3.1 | F3-9 | Table F-2 | Yes/No | CBI designation checkbox for QF3-9. | 801 | 3478
cbi_Ldfl_Cap | Landfill_Capital_Cost | F | 3.2 | F3-21 | Table F-4 | Yes/No | CBI designation checkbox for QF3-21. | 802 | 3614
cbi_Ldfl_Clsd | Landfill_Info | F | 3.1 | F3-3 |  | Yes/No | CBI designation checkbox for QF3-3. | 803 | 3448
cbi_Ldfl_Date | Landfill_Info | F | 3.1 | F3-1 |  | Yes/No | CBI designation checkbox for QF3-1. | 804 | 3446
cbi_Ldfl_Dim | Landfill_Dim | F | 3.1 | F3-1, F3-2, F3-3 |  | Yes/No | CBI designation checkbox for QF3-3. | 805 | 3439
cbi_Ldfl_Exp | Landfill_Expansion | F | 3.1 | F3-4 |  | Yes/No | CBI designation checkbox for QF3-4. | 806 | 3460
cbi_Ldfl_Exp_Cost | Landfill_Expansion | F | 3.1 | F3-7 |  | Yes/No | CBI designation checkbox for QF3-7. | 807 | 3466
cbi_Ldfl_Exp_desc | Landfill_Expansion | F | 3.1 | F3-6 |  | Yes/No | CBI designation checkbox for QF3-6. | 808 | 3464
cbi_Ldfl_Exp_Type | Landfill_Expansion | F | 3.1 | F3-5 |  | Yes/No | CBI designation checkbox for QF3-5. | 809 | 3462
cbi_Ldfl_Leach_Chem | Landfill_Leachate_Info | F | 3.1 | F3-15 |  | Yes/No | CBI designation checkbox for QF3-15. | 810 | 3507
cbi_Ldfl_Leach_Dest | Landfill_Leachate_Dest | F | 3.1 | F3-14 |  | Yes/No | CBI designation checkbox for QF3-14. | 811 | 3516
cbi_Ldfl_Leach_PW | Landfill_Leachate_Info | F | 3.1 | F3-13 |  | Yes/No | CBI designation checkbox for QF3-13. | 812 | 3497
cbi_Ldfl_Leach_Sys | Landfill_Leachate_Info | F | 3.1 | F3-11 |  | Yes/No | CBI designation checkbox for QF3-11. | 813 | 3486
cbi_Ldfl_Leach_Vol_Freq | Landfill_Leachate_Info | F | 3.1 | F3-12 |  | Yes/No | CBI designation checkbox for QF3-12. | 814 | 3492
cbi_Ldfl_Liner | Landfill_Info | F | 3.1 | F3-8 |  | Yes/No | CBI designation checkbox for QF3-8. | 815 | 3451
cbi_Ldfl_Liner | Landfill_Liner | F | 3.1 | F3-8 | Table F-1 | Yes/No | CBI designation checkbox for QF3-8. | 816 | 3470
cbi_Ldfl_OandM | Landfill_OM_Cost | F | 3.2 | F3-20 | Table F-3 | Yes/No | CBI designation checkbox for QF3-20. | 817 | 3572
cbi_Ldfl_Outside_Firm_Oversee | Landfill_Capital_Cost_Info | F | 3.2 | F3-21 | Table F-4 | Yes/No | CBI designation checkbox for QF3-21.
cbi_Ldfl_Storm_Dest | Landfill_Storm_Dest | F | 3.1 | F3-17 |  | Yes/No | CBI designation checkbox for QF3-17. | 818 | 3535
cbi_Ldfl_Storm_Dest | Landfill_Storm_Dest | F | 3.1 | F3-19 |  | Yes/No | CBI designation checkbox for QF3-19. | 819 | 3555
cbi_Ldfl_Storm_Src | Landfill_Storm_Dest | F | 3.1 | F3-16 |  | Yes/No | CBI designation checkbox for QF3-16. | 820 | 3532
cbi_Ldfl_Storm_Src | Landfill_Storm_Dest | F | 3.1 | F3-18 |  | Yes/No | CBI designation checkbox for QF3-18. | 821 | 3552
cbi_Ldfl_Struc | Landfill_Info | F | 3.1 | F3-10 |  | Yes/No | CBI designation checkbox for QF3-10. | 822 | 3455
cbi_leach_aerial_photo | Leach_General | G | 3 | G3-2 |  | Yes/No | CBI designation checkbox for the aerial photo of the entire waste management unit (G3-2) | 823 | 3129
cbi_leach_collected | Leach_Pond_Landfill | G | 2 | G2-1 |  | Yes/No | CBI designation checkbox for leachate collection (QG2-1) | 824 | 3118
cbi_leach_combined | Leach_Pond_Landfill | G | 2 | G2-4 |  | Yes/No | CBI designation checkbox for combining leachate with runoff/stormwater/process wastewater (QG2-4) | 825 | 3124
cbi_leach_offsite | Leach_Pond_Landfill | G | 2 | G2-2 |  | Yes/No | CBI designation checkbox for leachate transfer off site (QG2-2) | 826 | 3120
cbi_Leach_Rain | Leach_Rainfall | G | 4 | G4-2 | Table G-2 | Yes/No | CBI designation checkbox for rainfall data (QG4-2) | 827 | 3142
cbi_Leach_Smpl_Point_Info | Leach_Smpl_Info | G | 4 | Smpl_Pt | Table G-1 | Yes/No | CBI designation checkbox for sample collection information (place, date, description) (QG4-1) | 828 | 3135
cbi_leach_treated | Leach_Pond_Landfill | G | 2 | G2-3 |  | Yes/No | CBI designation checkbox for on site leachate treatment (QG2-3) | 829 | 3122
cbi_Leach_Waste_Info | Leach_Waste_Info | G | 5 | G5-1 | Table G-3 | Yes/No | CBI designation checkbox for process wastes stored in ponds/landfills at the facility | 830 | 3146
cbi_Long_Monitoring | Clsd_Pond_Unit | D | 4.2 | D4-24 |  | Yes/No | CBI designation checkbox for QD4-24. | 831 | 2791
cbi_LTS | LTS_Opr | F | 4.1 | F4-1 | Table F-5 | Yes/No | CBI designation checkbox for QF4-1. | 832 | 3619
cbi_LTS_Anc_Eq | LTS_Anc_Eq | F | 4.6 | F4-18 | Table F-13 | Yes/No | CBI designation checkbox for QF4-18. | 833 | 3810
cbi_LTS_Cap | LTS_Capital | F | 4.5 | F4-17 | Table F-12 | Yes/No | CBI designation checkbox for QF4-17. | 834 | 3800
cbi_LTS_Diagram | LTS_Diagram | F | 4.1 | F4-2 |  | Yes/No | CBI designation checkbox for QF4-2. | 835 | 3639
cbi_LTS_Flow | LTS_Flow | F | 4.3 | F4-7 |  | Yes/No | CBI designation checkbox for QF4-7. | 836 | 3675
cbi_LTS_Imp_Lim_Chgs | LTS_Lim_Chgs | F | 4.3 | F4-6 |  | Yes/No | CBI designation checkbox for QF4-6. | 837 | 3670
cbi_LTS_Infl | LTS_Influent_Flows | F | 4.2 | F4-3 | Table F-6 | Yes/No | CBI designation checkbox for QF4-3. | 838 | 3643
cbi_LTS_LTU_Improv | LTS_Treat_Units_Improv | F | 4.3 | F4-5 | Table F-8 | Yes/No | CBI designation checkbox for QF4-5 | 839 | 3661
cbi_LTS_LTUs | LTS_Treat_Units | F | 4.3 | F4-4 | Table F-7 | Yes/No | CBI designation checkbox for QF4-4. | 840 | 3654
cbi_LTS_OandM | LTS_OM_Cost | F | 4.5 | F4-16 | Table F-11 | Yes/No | CBI designation checkbox for QF4-16. | 841 | 3758
cbi_LTS_Outside_Firm_Oversee | LTS_Capital_Info | F | 4.5 | F3-21 |  | Yes/No | CBI designation checkbox for QF3-21. | 842 | 3806
cbi_LTU_Chem | LTU_Add_Chem | F | 4.4 | LTU_ID | Table F-9 | Yes/No | CBI designation checkbox for QF4-14. | 843 | 3738
cbi_LTU_Chem | LTU_Design | F | 4.4 | F4-14 |  | Yes/No | CBI designation checkbox for QF4-14. | 844 | 3708
cbi_LTU_Mtrl | LTU_Design | F | 4.4 | F4-11 |  | Yes/No | CBI designation checkbox for QF4-11. | 845 | 3691
cbi_LTU_Plant | LTU_Plant_Species | F | 4.4 | LTU_ID | Table F-10 | Yes/No | CBI designation checkbox for QF4-15. | 846 | 3752
cbi_LTU_Plant | LTU_Design | F | 4.4 | F4-15 |  | Yes/No | CBI designation checkbox for QF4-15. | 847 | 3710
cbi_LTU_Poll_Lim_Driver | LTU_Trgtd_Pollutants | F | 4.4 | F4-13 |  | Yes/No | CBI designation checkbox for QF4-13. | 848 | 3725
cbi_LTU_ResTime | LTU_Design | F | 4.4 | F4-10 |  | Yes/No | CBI designation checkbox for QF4-10. | 849 | 3689
cbi_LTU_SA | LTU_Design | F | 4.4 | F4-9 |  | Yes/No | CBI designation checkbox for QF4-9. | 850 | 3687
cbi_LTU_Trgtd | LTU_Trgtd_Pollutants | F | 4.4 | F4-12 |  | Yes/No | CBI designation checkbox for QF4-12. | 851 | 3715
cbi_LTU_Vol | LTU_Design | F | 4.4 | F4-8 |  | Yes/No | CBI designation checkbox for QF4-8. | 852 | 3684
cbi_map | Plant_General | A | 5 | A5-2 |  | Yes/No | CBI designation checkbox for A5-2. | 853 | 123
cbi_MCW_Characteristics | MCW_Slds_Res_Gen | E | 3 | E3-6 |  | Yes/No | CBI designation checkbox for characteristics of hazardous waste | 854 | 3086
cbi_MCW_Chem_Tbl | MCW_Chem | E | 2 | E2-1 | Table E-1 | Yes/No | CBI designation checkbox for MCW with Chem Table (QE2-1) | 855 | 2993
cbi_MCW_Cmgld | MCW_WW_Treatment | E | 3 | E3-2 |  | Yes/No | CBI designation checkbox for MCW commingled with process wastewater | 856 | 3054
cbi_MCW_CombinedStorage | MCW_Slds_Res_Gen | E | 3 | E3-8 |  | Yes/No | CBI designation checkbox for the combined storage of MCW | 857 | 3104
cbi_MCW_Dest | MCW_WW_Treatment | E | 3 | E3-3 |  | Yes/No | CBI designation checkbox for MCW destination | 858 | 3063
cbi_MCW_Handling | MCW_Slds_Res_Gen | E | 3 | E3-7 |  | Yes/No | CBI designation checkbox for handling and average tonnage of MCW | 859 | 3088
cbi_MCW_HazResidues | MCW_Slds_Res_Gen | E | 3 | E3-5 |  | Yes/No | CBI designation checkbox for MCW hazardous residues | 860 | 3084
cbi_MCW_NoChem_Tbl | MCW_No_Chem | E | 2 | E2-2 | Table E-2 | Yes/No | CBI designation checkbox for MCW without Chem Table (QE2-2) | 861 | 3034
cbi_MCW_Residues | MCW_Slds_Res_Gen | E | 3 | E3-4 |  | Yes/No | CBI designation checkbox MCW residues | 862 | 3082
cbi_Mgmt_Prac_comment | PartF_Comments | F | Comments | Comment_CBI |  | Yes/No | CBI designation checkbox for comment response. | 863 | 3365
cbi_mill_dispose | Coal_Processing | A | 13 | A13-15 |  | Yes/No | CBI designation checkbox for Q A13-15. | 864 | 807
cbi_mill_pyritic | Coal_Processing | A | 13 | A13-14 |  | Yes/No | CBI designation checkbox for Q A13-14. | 865 | 805
cbi_mill_sluice | Coal_Processing | A | 13 | A13-12 |  | Yes/No | CBI designation checkbox for Q A13-12. | 866 | 798
cbi_mill_sluice_commingle | Coal_Processing | A | 13 | A13-13 |  | Yes/No | CBI designation checkbox for Q A13-13. | 867 | 803
cbi_mixzone | Plant_Outfalls | A | 2.2 | A2-9 |  | Yes/No | CBI designation checkbox for A2-9. | 868 | 171
cbi_mon_data_scrub_purge | FGD_Monitoring_Data | B | 6 | B6-1 |  | Yes/No | CBI designation checkbox for QB6-1 | 869 | 1155
cbi_mon_data_sp_FGDsystem_SEunit | FGD_Monitoring_Data_ID | B | 6 Tables | B6-2 |  | Yes/No | CBI designation checkbox for QB6-2 | 870 | 1177
cbi_naics | Plant_General | A | 1.2 | A1-10 |  | Yes/No | CBI designation checkbox for A1-10. | 871 | 84
cbi_nox_tbl | NOx_Controls | A | 9 | A9-1 | Table A-12 | Yes/No | CBI designation checkbox for Q A9-1, Table A-12. | 872 | 455
cbi_nox_tbl | SCR_Catalyst_Regen_Unit | A | 9 | A9-1 | Table A-12 | Yes/No | CBI designation checkbox for Q A9-1, Table A-12. | 873 | 479
cbi_nuc_wastewater_ID | Nuc_WW_Treat | H | 3 | H3-2 |  | Yes/No | CBI designation checkbox for QH3-2 | 874 | 3245
cbi_nuc_wastewater_tbl | Nuc_Wastewaters | H | 1 | H1-3 | Table H-1 | Yes/No | CBI designation checkbox for Table H-1 | 875 | 3199
cbi_nuclear_fuel | Nuc_General | H | 1 | H1-1 |  | Yes/No | CBI designation checkbox for QH1-1 | 876 | 3193
cbi_OngoingStudies | WWT_Study | D | 2 | D2-2 |  | Yes/No | CBI designation checkbox for QD2-2. | 877 | 2596
cbi_Op_Pond | Treatment_General | D | 1 | D2-6 |  | Yes/No | CBI designation checkbox for QD2-6. | 878 | 2581
cbi_op_seunit_tbl | SE_Units_Operating | A | 6 | A6-1 | Table A-8 | Yes/No | CBI designation checkbox for A6-1. | 879 | 271
cbi_Op_System | Treatment_General | D | 1 | D2-5 |  | Yes/No | CBI designation checkbox for QD2-5. | 880 | 2579
cbi_Op_WWT | Treatment_General | D | 1 | D2-7 |  | Yes/No | CBI designation checkbox for QD2-7. | 881 | 2583
cbi_OtherStudies | WWT_Study | D | 2 | D2-4 |  | Yes/No | CBI designation checkbox for QD2-4. | 882 | 2601
cbi_outfall | Plant_Outfalls | A | 2.2 | A2-5 |  | Yes/No | CBI designation checkbox for A2-5. | 883 | 149
cbi_outfall_flow_tbl | Plant_Outfalls_Flow | A | 2.2 | A2-10 | Table A-3 | Yes/No | CBI designation checkbox for A2-10. | 884 | 175
cbi_outfall_type | Plant_Outfalls | A | 2.2 | A2-6 |  | Yes/No | CBI designation checkbox for A2-6. | 885 | 162
cbi_pd_stor_tbl | Pond_Storage | A | 3 | A3-3 | Table A-5 | Yes/No | CBI designation checkbox for A3-3, Table A-5. | 886 | 217
cbi_per_elec | Plant_General | A | 1.2 | A1-9 |  | Yes/No | CBI designation checkbox for A1-9. | 887 | 76
cbi_permit_tbl | Plant_IDs_Pend_Permits | A | 2.1 | A2-4 | Table A-2 | Yes/No | CBI designation checkbox for A2-4. | 888 | 133
cbi_permit_tbl | Plant_Permits | A | 2.1 | A2-4 | Table A-2 | Yes/No | CBI designation checkbox for QA2-4, Table A-2. | 889 | 140
cbi_pl_seunit_tbl | SE_Units_Planned | A | 6 | A6-2 | Table A-9 | Yes/No | CBI designation checkbox for A6-2. | 890 | 293
cbi_Pln_LTS | LTS_Pln | F | 4.1 | F4-1 | Table F-5 | Yes/No | CBI designation checkbox for QF4-1. | 891 | 3629
cbi_Poll_Excd | GW_Montr | F | 5 | F5-3 |  | Yes/No | CBI designation checkbox for QF5-3. | 892 | 3822
cbi_Poll_Excd_Bkgd | GW_Montr | F | 5 | F5-5 |  | Yes/No | CBI designation checkbox for QF5-5. | 893 | 3826
cbi_Pond_After_2000 | Treatment_General | D | 1 | D6-1 |  | Yes/No | CBI designation checkbox for QD6-1. | 894 | 2591
cbi_Pond_Drdg | Act_Pond_Unit | D | 4.1 | D4-5 |  | Yes/No | CBI designation checkbox for QD4-5. | 895 | 2692
cbi_Pond_Hired_Contractor | Pond_WWT_Capital_Info | D | 6.1 | D6-3 |  | Yes/No | CBI designation checkbox for QD6-3. | 896 | 2968
cbi_Pond_Hydr_Dsgn | BMPs_Pond_Info | F | 2 | F2-1 |  | Yes/No | CBI designation checkbox for QF2-1. | 897 | 3373
cbi_Pond_ID | Active_Pond_Systems | D | 2 | D2-6 | Table D-1 | Yes/No | CBI designation checkbox for QD2-6. | 898 | 2604
cbi_Pond_ID | Retired_Pond_Systems | D | 2 | D2-6 | Table D-1 | Yes/No | CBI designation checkbox for QD2-6. | 899 | 2624
cbi_Pond_ID | Planned_Pond_Systems | D | 2 | D2-6 | Table D-1 | Yes/No | CBI designation checkbox for QD2-6. | 900 | 2634
cbi_Pond_Leach_Chem | Pond_Leachate_Coll_Sys | F | 2 | F2-8 |  | Yes/No | CBI designation checkbox for QF2-8. | 901 | 3423
cbi_Pond_Leach_Dest | Pond_Leachate_Coll_Sys | F | 2 | F2-7 |  | Yes/No | CBI designation checkbox for QF2-7. | 902 | 3407
cbi_Pond_Leach_PW | Pond_Leachate_Coll_Sys | F | 2 | F2-6 |  | Yes/No | CBI designation checkbox for QF2-6. | 903 | 3397
cbi_Pond_Leach_Vol_Freq | Pond_Leachate_Coll_Sys | F | 2 | F2-5 |  | Yes/No | CBI designation checkbox for QF2-5. | 904 | 3392
cbi_Pond_Leachate_Sys | Pond_Leachate_Coll_Sys | F | 2 | F2-4 |  | Yes/No | CBI designation checkbox for QF2-4. | 905 | 3386
cbi_Pond_Mon | BMPs_Pond_Info | F | 2 | F2-9 |  | Yes/No | CBI designation checkbox for QF2-9. | 906 | 3382
cbi_Pond_Ovrflw | BMPs_Pond_Info | F | 2 | F2-2 |  | Yes/No | CBI designation checkbox for QF2-2. | 907 | 3376
cbi_Pond_Ovrflw_Dsch | BMPs_Pond_Info | F | 2 | F2-3 |  | Yes/No | CBI designation checkbox for QF2-3. | 908 | 3379
cbi_pond_tbl | Pond_General | A | 3 | A3-2 | Table A-4 | Yes/No | CBI designation checkbox for A3-2. | 909 | 201
cbi_Pond_WWT_Cap | Pond_WWT_Capital | D | 6.1 | D6-3 | Table D-15 | Yes/No | CBI designation checkbox for QD6-3. | 910 | 2962
cbi_pond_wwt_comment | PartD_Comments | D | Comments | Comment_CBI |  | Yes/No | CBI designation checkbox for Part D comments. | 911 | 2985
cbi_Pond_WWT_Components | Pond_WWT_Capital_Info | D | 6.1 | D6-4 |  | Yes/No | CBI designation checkbox for QD6-4. | 912 | 2970
cbi_Pond_WWT_OandM | Pond_WWT_OandM | D | 6.1 | D6-2 | Table D-14 | Yes/No | CBI designation checkbox for QD6-2. | 913 | 2921
cbi_Pond_YrInsp | Pond_Mntor_Inspct | F | 2 | F2-10 |  | Yes/No | CBI designation checkbox for QF2-10. | 914 | 3432
cbi_Ponds_Landfills | BMPs_Kickout | F | 1 | F1-1 |  | Yes/No | CBI designation checkbox for QF1-1. | 915 | 3369
cbi_POTW_effl_CS | CS_General | A | 7 | A7-3 |  | Yes/No | CBI designation checkbox for A7-3. | 916 | 366
cbi_prime_purpose | Plant_General | A | 1.2 | A1-11 |  | Yes/No | CBI designation checkbox for A1-11. | 917 | 88
cbi_retired | Plant_General | A | 1.2 | A1-6 |  | Yes/No | CBI designation checkbox for A1-6. | 918 | 65
cbi_RUS | Plant_IDs_Pend_Permits | A | 2.1 | A2-2 |  | Yes/No | CBI designation checkbox for A2-2. | 919 | 131
cbi_SCR_regen_commingle | SCR_Catalyst_Regen_Plant | A | 9 | A9-5 |  | Yes/No | CBI designation checkbox for Q A9-5 | 920 | 505
cbi_SCR_regen_dest | SCR_Catalyst_Regen_Plant | A | 9 | A9-6 |  | Yes/No | CBI designation checkbox for Q A9-6 | 921 | 515
cbi_SCR_regen_flow | SCR_Catalyst_Regen_Plant | A | 9 | A9-4 |  | Yes/No | CBI designation checkbox for Q A9-4 | 922 | 501
cbi_SCR_regen_onsite_WW | SCR_Catalyst_Regen_Plant | A | 9 | A9-3 |  | Yes/No | CBI designation checkbox for Q A9-3 | 923 | 499
cbi_SCR_wash_commingle | SCR_Catalyst_Wash | A | 9 | A9-10 |  | Yes/No | CBI designation checkbox for Q A9-10. | 924 | 539
cbi_SCR_wash_dest | SCR_Catalyst_Wash | A | 9 | A9-11 |  | Yes/No | CBI designation checkbox for Q A9-11. | 925 | 549
cbi_SCR_wash_flow | SCR_Catalyst_Wash | A | 9 | A9-9 |  | Yes/No | CBI designation checkbox for Q A9-9. | 926 | 535
cbi_SCR_wash_gen_WW | SCR_Catalyst_Wash | A | 9 | A9-8 |  | Yes/No | CBI designation checkbox for Q A9-8. | 927 | 533
cbi_SCR_wash_onsite | SCR_Catalyst_Wash | A | 9 | A9-7 |  | Yes/No | CBI designation checkbox for Q A9-7. | 928 | 531
cbi_share_trspt_disp | Btm_Trspt_Disp_General | C | 3.5 | C3-50 |  | Yes/No | CBI designation checkbox for QC3-50 | 929 | 2443
cbi_Smpl_Data | Leach_Smpl_Data | G | Sample Results | Smpl_Data | Table G-4 | Yes/No | CBI designation checkbox for leachate sampling data | 930 | 3178
cbi_Smpl_Lab | Leach_Smpl_Lab | G | Sample Results | Smpl_Lab |  | Yes/No | CBI designation checkbox for lab data | 931 | 3170
cbi_Smpl_Loc_Desc | Leach_Smpl_Data | G | Sample Results | Smpl_Loc_Desc | Table G-4 | Yes/No | CBI designation checkbox for leachate sampling data | 932 | 3176
cbi_smple_pts_landfill_BD | Leach_General | G | 3 | G3-3 |  | Yes/No | CBI designation checkbox for the identification of sample points of the landfill block diagram submitted in Part F (QG3-3) | 933 | 3132
cbi_Space_Avail | WWT_System_Information | D | 5.1 | D5-9 |  | Yes/No | CBI designation checkbox for QD5-9. | 934 | 2837
cbi_steam_use | Plant_General | A | 1.2 | A1-12 |  | Yes/No | CBI designation checkbox for A1-12. | 935 | 91
cbi_Sulf_Addn_Capbl | WWT_System_Information | D | 5.1 | D5-6 |  | Yes/No | CBI designation checkbox for QD5-6. | 936 | 2831
cbi_SummaryStudies | WWT_Study | D | 2 | D2-3 |  | Yes/No | CBI designation checkbox for QD2-3. | 937 | 2598
cbi_surfwater | Plant_Outfalls | A | 2.2 | A2-8 |  | Yes/No | CBI designation checkbox for A2-8. | 938 | 166
CBI_tech_table | Nuc_WWTS_Technology | H | 3 | H3-4 | Table H-3 | Yes/No | CBI designation checkbox for Table H-3 (operating) and Table H-4 (planned) | 939 | 3311
CBI_tech_table | Nuc_WWTS_Technology | H | 3 | H3-5 | Table H-5 | Yes/No | CBI designation checkbox for Table H-3 (operating) and Table H-4 (planned) | 940 | 3342
cbi_tech1 | Plant_Contact_Info | A | 1.1 | A1-2 |  | Yes/No | CBI designation checkbox for A1-2. | 941 | 8
cbi_tech2 | Plant_Contact_Info | A | 1.1 | A1-3 |  | Yes/No | CBI designation checkbox for A1-3. | 942 | 22
cbi_total_acre | Ash_General | C | 1 | C1-2 | Table C-1 | Yes/No | CBI designation checkbox for total acreage | 943 | 1471
cbi_treat_flow_recyc | Nuc_WW_Treat | H | 3 | H3-7 |  | Yes/No | CBI designation checkbox for QH3-7 | 944 | 3302
cbi_treat_handled | Nuc_WW_Treat | H | 3 | H3-6 |  | Yes/No | CBI designation checkbox for QH3-6 | 945 | 3287
cbi_treat_nuc_flow | Nuc_WW_Treat | H | 3 | H3-3 |  | Yes/No | CBI designation checkbox for QH3-3 | 946 | 3282
cbi_treat_radioactive | Nuc_WW_Treat | H | 3 | H3-1 |  | Yes/No | CBI designation checkbox for QH3-1 | 947 | 3243
cbi_untr_flow | Nuc_WW_Generation | H | 2 | H2-1 | Table H-2 | Yes/No | CBI designation checkbox for QH2-1 | 948 | 3216
cbi_untr_handled | Nuc_WW_Generation | H | 2 | H2-2 | Table H-2 | Yes/No | CBI designation checkbox for QH2-2 | 949 | 3224
cbi_Use_Ponds | Treatment_General | D | 1 | D1-1 |  | Yes/No | CBI designation checkbox for QD1-1. | 950 | 2575
cbi_Use_WWT | Treatment_General | D | 1 | D1-2 |  | Yes/No | CBI designation checkbox for QD1-2. | 951 | 2577
cbi_Wbalance | Plant_General | A | 5 | A5-3 |  | Yes/No | CBI designation checkbox for A5-3. | 952 | 126
cbi_WESP_characterize_WW | Wet_ESP_WW | A | 12 | A12-8 |  | Yes/No | CBI designation checkbox for Q A12-8. | 953 | 718
cbi_WESP_criteria | Wet_ESP_WW | A | 12 | A12-4 |  | Yes/No | CBI designation checkbox for Q A12-4. | 954 | 675
cbi_WESP_dest | Wet_ESP_WW | A | 12 | A12-5 |  | Yes/No | CBI designation checkbox for Q A12-5. | 955 | 682
cbi_WESP_flow | Wet_ESP_WW | A | 12 | A12-2 |  | Yes/No | CBI designation checkbox for Q A12-2. | 956 | 663
cbi_WESP_report | Wet_ESP_WW | A | 12 | A12-7 |  | Yes/No | CBI designation checkbox for Q A12-7. | 957 | 711
cbi_WESP_source | Wet_ESP_WW | A | 12 | A12-3 |  | Yes/No | CBI designation checkbox for Q A12-3. | 958 | 667
cbi_WESP_study_WW | Wet_ESP_WW | A | 12 | A12-6 |  | Yes/No | CBI designation checkbox for Q A12-6. | 959 | 709
cbi_WESP_tbl | Wet_ESP | A | 12 | A12-1 | Table A-16 | Yes/No | CBI designation checkbox for Q A12-1, Table A-16. | 960 | 643
cbi_WFGD_abs_mkup_flow | FGD_Wet_General | B | 4 | B4-9 |  | Yes/No | CBI designation checkbox for QB4-9 | 961 | 941
cbi_WFGD_bd_params | FGD_Wet_General | B | 4 | B4-4 |  | Yes/No | CBI designation checkbox for QB4-4 | 962 | 914
cbi_WFGD_chlor_abs | FGD_Wet_General | B | 4 | B4-2 |  | Yes/No | CBI designation checkbox for QB4-2 | 963 | 897
cbi_WFGD_gen_pozz | FGD_Wet_General | B | 4 | B4-15 |  | Yes/No | CBI designation checkbox for QB4-15 | 964 | 982
cbi_WFGD_gen_solids | FGD_Wet_General | B | 4 | B4-13 |  | Yes/No | CBI designation checkbox for QB4-13 | 965 | 969
cbi_WFGD_mist_flow | FGD_Wet_General | B | 4 | B4-6 |  | Yes/No | CBI designation checkbox for QB4-6 | 966 | 929
cbi_WFGD_purge_params | FGD_Wastewater_Treatment | B | 7 | B5-3 |  | Yes/No | CBI designation checkbox for QB5-3 | 967 | 1236
cbi_WFGD_rgnt_slry_flow | FGD_Wet_General | B | 4 | B4-8 |  | Yes/No | CBI designation checkbox for QB4-8 | 968 | 937
cbi_WFGD_rpw_flow | FGD_Wet_General | B | 4 | B4-7 |  | Yes/No | CBI designation checkbox for QB4-7 | 969 | 933
cbi_WFGD_solids_chlor | FGD_Wet_General | B | 4 | B4-18 |  | Yes/No | CBI designation checkbox for QB4-18 | 970 | 998
cbi_WFGD_solids_comb | FGD_Wet_General | B | 4 | B4-14 |  | Yes/No | CBI designation checkbox for QB4-14 | 971 | 980
cbi_WFGD_solids_cost_tbl | FGD_Wet_Solids_Cost | B | 4 Tables | B4-22 | Table B-6 | Yes/No | CBI designation checkbox for QB4-22 | 972 | 1096
cbi_WFGD_solids_dest_mkt_tbl | FGD_Wet_Solids_Mkt_Sold | B | 4 Tables | B4-21 | Table B-5 | Yes/No | CBI designation checkbox for Q4-21 | 973 | 1049
cbi_WFGD_solids_dest_tbl | FGD_Wet_Solids_Dest | B | 4 Tables | B4-20 | Table B-4 | Yes/No | CBI designation checkbox for QB4-20 | 974 | 1014
cbi_WFGD_solids_dwr | FGD_Wet_General | B | 4 | B4-17 |  | Yes/No | CBI designation checkbox for QB4-17 | 975 | 992
cbi_WFGD_solids_mkt_params | FGD_Wet_General | B | 4 | B4-19 |  | Yes/No | CBI designation checkbox for QB4-19 | 976 | 1002
cbi_WFGD_solids_sep | FGD_Wet_General | B | 4 | B4-16 |  | Yes/No | CBI designation checkbox for QB4-16 | 977 | 984
cbi_WFGD_source_abs_mkup | FGD_Wet_General | B | 4 | B4-12 |  | Yes/No | CBI designation checkbox for QB4-12 | 978 | 961
cbi_WFGD_source_H2O_params | FGD_Wet_General | B | 4 | B4-5 |  | Yes/No | CBI designation checkbox for QB4-5 | 979 | 922
cbi_WFGD_source_mist | FGD_Wet_General | B | 4 | B4-10 |  | Yes/No | CBI designation checkbox for QB4-10 | 980 | 945
cbi_WFGD_source_rpw | FGD_Wet_General | B | 4 | B4-11 |  | Yes/No | CBI designation checkbox for QB4-11 | 981 | 953
cbi_WFGD_sources_flow_tbl | FGD_Wet_Sources_Flow | B | 5 | B5-1 | Table B-7 | Yes/No | CBI designation checkbox for QB5-1 | 982 | 1129
cbi_WFGD_sys_chlor | FGD_Wet_General | B | 4 | B4-3 |  | Yes/No | CBI designation checkbox for QB4-3 | 983 | 900
cbi_WFGD_water_gen_tbl | FGD_Wet_Water_Gen | B | 5 | B5-2 | Table B-8 | Yes/No | CBI designation checkbox for QC5-2 | 984 | 1144
cbi_WWT_Anc_Equip | WWTS_Ancillary_Equip | D | 6.2 | D6-7 | Table D-16 | Yes/No | CBI designation checkbox for QD6-7. | 985 | 2981
cbi_WWT_at_Plant | Treatment_General | D | 1 | D5-1 |  | Yes/No | CBI designation checkbox for QD5-1. | 986 | 2589
cbi_WWT_ID | WWT_Systems | D | 2 | D2-7 | Table D-2 | Yes/No | CBI designation checkbox for QD2-7. | 987 | 2645
cbi_WWTS_Info | WWT_System_Information | D | 5.1 | D5-3 |  | Yes/No | CBI designation checkbox for QD5-3. | 988 | 2823
cbi_WWTS_Pld_Imprvts | WWTS_Pld_Improvements | D | 5.1 | D5-11 | Table D-12 | Yes/No | CBI designation checkbox for QD5-11. | 989 | 2894
cbi_WWTS_Poll_Lim_Driver | WWT_Pollutants | D | 5.1 | D5-5 |  | Yes/No | CBI designation checkbox for QD5-5. | 990 | 2855
cbi_WWTS_Trgtd_Pollutants | WWT_Pollutants | D | 5.1 | D5-4 |  | Yes/No | CBI designation checkbox for QD5-4. | 991 | 2844
cbi_WWTS_Units | WWT_Units | D | 5.1 | D5-2 | Table D-11 | Yes/No | CBI designation checkbox for QD5-2. | 992 | 2870
cbi_WWTStudies | WWT_Study | D | 2 | D2-1 |  | Yes/No | CBI designation checkbox for QD2-1. | 993 | 2594
cbi_WWTU_Chem_Add | WWTU_Chem_Addn_Info | D | 5.2 | D5-13 |  | Yes/No | CBI designation checkbox for QD5-13. | 994 | 2917
cbi_WWTU_Chem_Addn | WWTU_Chem_Addn | D | 5.2 | D5-13 | Table D-13 | Yes/No | CBI designation checkbox for QD5-13. | 995 | 2903
CC_capacity | SE_Units_Operating | A | 6 | A6-1 | Table A-8 | Number (Double) | The combustion turbine capacity (MW). | 996 | 287
CC_capacity | SE_Units_Planned | A | 6 | A6-2 | Table A-9 | Number (Double) | Total unit combustion turbine capacity (MW). | 997 | 317
CCS_characterize_WW | Carbon_Capture_Studies | A | 11 | A11-6 |  | Text | Yes/no response to whether characterization samples of the carbon capture wastewater collected during the study. | 998 | 637
CCS_id | Carbon_Capture | A | 11 | A11-1 | Table A-15 | Text | Carbon Capture System identification number. | 999 | 601
CCS_install_mo | Carbon_Capture | A | 11 | A11-1 | Table A-15 | Text | Month of installation of carbon capture system. | 1000 | 616
CCS_install_yr | Carbon_Capture | A | 11 | A11-1 | Table A-15 | Number (Double) | Year of installation of carbon capture system. | 1001 | 617
CCS_per_FG | Carbon_Capture | A | 11 | A11-1 | Table A-15 | Number (Double) | The percent of flue gas treated by the carbon capture system. | 1002 | 619
CCS_process | Carbon_Capture_Studies | A | 11 | A11-2 |  | Memo | Description of all pilot and full scale carbon capture control processes that the plant is currently operating, constructing/installing, or planning to construct/install by Dec 31, 2010. | 1003 | 622
CCS_report_attach | Carbon_Capture_Studies | A | 11 | A11-4 |  | Text | The plant attached the final technical evaluation report. | 1004 | 629
CCS_report_company | Carbon_Capture_Studies | A | 11 | A11-4 |  | Text | Name of company whose carbon capture control system technology was tested. | 1005 | 626
CCS_report_end | Carbon_Capture_Studies | A | 11 | A11-4 |  | Text | End date of the carbon capture control system study. | 1006 | 628
CCS_report_notattach | Carbon_Capture_Studies | A | 11 | A11-4 |  | Text | The plant did not attach the final technical evaluation report. | 1007 | 630
CCS_report_notattach_desc | Carbon_Capture_Studies | A | 11 | A11-4 |  | Text | Explanation for why the plant did not attach the final technical evaluation report. | 1008 | 631
CCS_report_start | Carbon_Capture_Studies | A | 11 | A11-4 |  | Text | State date of the carbon capture control system study. | 1009 | 627
CCS_results_attach | Carbon_Capture_Studies | A | 11 | A11-6 |  | Text | The plant attached the analytical results of the carbon capture wastewater characterization. | 1010 | 638
CCS_results_notattach | Carbon_Capture_Studies | A | 11 | A11-6 |  | Text | The plant did not attach the analytical results of the carbon capture wastewater characterization. | 1011 | 639
CCS_results_notattach_desc | Carbon_Capture_Studies | A | 11 | A11-6 |  | Text | Explanation for why the plant did not attached the analytical results of the carbon capture wastewater characterization. | 1012 | 640
CCS_scale | Carbon_Capture | A | 11 | A11-1 | Table A-15 | Text | Indicates whether the carbon capture system is full scale or pilot scale. | 1013 | 618
CCS_seunit_other | Carbon_Capture | A | 11 | A11-1 | Table A-15 | Text | Description of other SE Unit(s) that correspond to the carbon capture system. | 1014 | 615
CCS_seunit1 | Carbon_Capture | A | 11 | A11-1 | Table A-15 | Text | SE Unit 1 corresponds to the carbon capture system. | 1015 | 605
CCS_seunit10 | Carbon_Capture | A | 11 | A11-1 | Table A-15 | Text | SE Unit 10 corresponds to the carbon capture system. | 1016 | 614
CCS_seunit2 | Carbon_Capture | A | 11 | A11-1 | Table A-15 | Text | SE Unit 2 corresponds to the carbon capture system. | 1017 | 606
CCS_seunit3 | Carbon_Capture | A | 11 | A11-1 | Table A-15 | Text | SE Unit 3 corresponds to the carbon capture system. | 1018 | 607
CCS_seunit4 | Carbon_Capture | A | 11 | A11-1 | Table A-15 | Text | SE Unit 4 corresponds to the carbon capture system. | 1019 | 608
CCS_seunit5 | Carbon_Capture | A | 11 | A11-1 | Table A-15 | Text | SE Unit 5 corresponds to the carbon capture system. | 1020 | 609
CCS_seunit6 | Carbon_Capture | A | 11 | A11-1 | Table A-15 | Text | SE Unit 6 corresponds to the carbon capture system. | 1021 | 610
CCS_seunit7 | Carbon_Capture | A | 11 | A11-1 | Table A-15 | Text | SE Unit 7 corresponds to the carbon capture system. | 1022 | 611
CCS_seunit8 | Carbon_Capture | A | 11 | A11-1 | Table A-15 | Text | SE Unit 8 corresponds to the carbon capture system. | 1023 | 612
CCS_seunit9 | Carbon_Capture | A | 11 | A11-1 | Table A-15 | Text | SE Unit 9 corresponds to the carbon capture system. | 1024 | 613
CCS_status | Carbon_Capture | A | 11 | A11-1 | Table A-15 | Text | Indicates whether the carbon capture system was either operating in 2009 or is planned. | 1025 | 603
CCS_study_WW | Carbon_Capture_Studies | A | 11 | A11-3 |  | Text | Yes/no response to whether the plant has ever operated any full or pilot scale carbon capture control systems that evaluated the process wastewaters generated by the technology. | 1026 | 624
CCS_type | Carbon_Capture | A | 11 | A11-1 | Table A-15 | Text | Indicates the type of carbon capture control system. | 1027 | 604
CCS_wastewater_dpy | Carbon_Capture_Studies | A | 11 | A11-5 |  | Number (Double) | The typical flow volume of process wastewater generated from the carbon capture system in dpy. | 1028 | 635
CCS_wastewater_gpm | Carbon_Capture_Studies | A | 11 | A11-5 |  | Number (Double) | The typical flow volume of process wastewater generated from the carbon capture system in gpm. | 1029 | 633
CCS_wastewater_hpd | Carbon_Capture_Studies | A | 11 | A11-5 |  | Number (Double) | The typical flow volume of process wastewater generated from the carbon capture system in hpd. | 1030 | 634
Clean_desc | MCW_WW_Treatment | E | 3 | E3-1 |  | Memo | Description of process equipment cleaning operation | 1031 | 3053
Climate | WWT_System_Information | D | 5.1 | D5-8 |  | Memo | Information on impacts climate had, or will have, on installation of the WWTS. | 1032 | 2836
Close_Desc | Clsd_Pond_Unit | D | 4.2 | D4-22 |  | Memo | Plant provided description of closure plan. | 1033 | 2786
Close_Plan | Clsd_Pond_Unit | D | 4.2 | D4-21 |  | Text | Yes/no if the plant has a closure plan for the pond unit. | 1034 | 2784
Close_Plan_Attached | Clsd_Pond_Unit | D | 4.2 | D4-22 |  | Text | Checkbox to indicate if closure plan is attached. | 1035 | 2787
closed_pond_land_acre | Ash_General | C | 1 | C1-2 | Table C-1 | Number (Double) | Total acreage of closed ponds/impoundments and landfills | 1036 | 1477
Clsd_Bot_Elevation | Clsd_Pond_Unit_Dimensions | D | 4.2 | D4-15 | Table D-8 | Number (Double) | Bottom elevation of pond in ft. | 1037 | 2800
Clsd_Cap_Nmbr | Clsd_Pond_Unit_Cap | D | 4.2 | D4-17 | Table D-10 | Number (Double) | Cap/cover layer number (numbered from inner to outer layer). | 1038 | 2816
Clsd_Cap_Perm | Clsd_Pond_Unit_Cap | D | 4.2 | D4-17 | Table D-10 | Number (Double) | Permeability of cap/cover in cm/sec. | 1039 | 2820
Clsd_Cap_Thick | Clsd_Pond_Unit_Cap | D | 4.2 | D4-17 | Table D-10 | Number (Double) | Thickness of cap/cover in cm. | 1040 | 2819
Clsd_Cap_Type | Clsd_Pond_Unit_Cap | D | 4.2 | D4-17 | Table D-10 | Text | Type of cap/cover: compacted clay, geosynthetic clay, vegetative, HPDE, or other. | 1041 | 2817
Clsd_Cap_Type_Other | Clsd_Pond_Unit_Cap | D | 4.2 | D4-17 | Table D-10 | Text | Plant provided explanation for 'other'. | 1042 | 2818
Clsd_Expand_Cost | Clsd_Pond_Unit | D | 4.2 | D4-20 |  | Number (Double) | Total cost of expansions since 1/1/2000. | 1043 | 2782
Clsd_Expand_Desc | Clsd_Pond_Unit | D | 4.2 | D4-20 |  | Text | Plant provided description of expansions since 1/1/2000. | 1044 | 2781
Clsd_Expand_Type | Clsd_Pond_Unit | D | 4.2 | D4-19 |  | Text | Indication of type of expansion: lateral, vertical, or both. | 1045 | 2779
Clsd_Freeboard | Clsd_Pond_Unit_Dimensions | D | 4.2 | D4-15 | Table D-8 | Number (Double) | Freeboard height in ft. | 1046 | 2802
Clsd_Liner_Nmbr | Clsd_Pond_Unit_Liner | D | 4.2 | D4-16 | Table D-9 | Number (Double) | Liner layer number (numbered from inner to outer layer). | 1047 | 2808
Clsd_Liner_Perm | Clsd_Pond_Unit_Liner | D | 4.2 | D4-16 | Table D-9 | Number (Double) | Permeability of liner layer in cm/sec. | 1048 | 2812
Clsd_Liner_Thick | Clsd_Pond_Unit_Liner | D | 4.2 | D4-16 | Table D-9 | Number (Double) | Thickness of liner layer in cm. | 1049 | 2811
Clsd_Liner_Type | Clsd_Pond_Unit_Liner | D | 4.2 | D4-16 | Table D-9 | Text | Type of liner: compacted clay, geosynthetic clay, HPDE, or other. | 1050 | 2809
Clsd_Liner_Type_Other | Clsd_Pond_Unit_Liner | D | 4.2 | D4-16 | Table D-9 | Text | Plant provided explanation for 'other'. | 1051 | 2810
Clsd_Max_Ht_Berms | Clsd_Pond_Unit_Dimensions | D | 4.2 | D4-15 | Table D-8 | Number (Double) | Maximum height of berm/dams above grade in ft. | 1052 | 2803
Clsd_Pond_Cap | Clsd_Pond_Unit | D | 4.2 | D4-17 |  | Text | Yes/no if pond has a cap/cover. | 1053 | 2775
Clsd_Pond_Cells | Clsd_Pond_Unit | D | 4.2 | D4-14 |  | Number (Double) | Number of cells in pond unit. | 1054 | 2771
Clsd_Pond_Date | Clsd_Pond_Unit | D | 4.2 | D4-14 |  | Date/Time | Date pond was closed. | 1055 | 2769
Clsd_Pond_Expand | Clsd_Pond_Unit | D | 4.2 | D4-18 |  | Text | Yes/no if the pond was expanded during its life. | 1056 | 2777
Clsd_Pond_Life | Clsd_Pond_Unit | D | 4.2 | D4-14 |  | Number (Double) | Life of pond unit in actual years. | 1057 | 2770
Clsd_Pond_Liner | Clsd_Pond_Unit | D | 4.2 | D4-16 |  | Text | Yes/no if pond has a liner. | 1058 | 2773
Clsd_Pond_Use | Treatment_General | D | 1 | D4-13 |  | Text | Yes/no if the plant closed any ponds on or after 1/1/2000, for storage, treatment, and/or disposal of process ww, by-products, or residues from the combustion of coal, pet coke, and/or oil. | 1059 | 2588
Clsd_SA | Clsd_Pond_Unit_Dimensions | D | 4.2 | D4-15 | Table D-8 | Number (Double) | Surface area of pond in ft2. | 1060 | 2799
Clsd_Status | Clsd_Pond_Unit_Dimensions | D | 4.2 | D4-15 | Table D-8 | Text | Status of dimension: original or end of life. | 1061 | 2797
Clsd_Top_Elevation | Clsd_Pond_Unit_Dimensions | D | 4.2 | D4-15 | Table D-8 | Number (Double) | Top elevation of pond in ft, height of berm/dam. | 1062 | 2801
Clsd_Tot_Solids | Clsd_Pond_Unit_Dimensions | D | 4.2 | D4-15 | Table D-8 | Text | Total amount of solids placed in the pond in tons. | 1063 | 2804
Clsd_Volume | Clsd_Pond_Unit_Dimensions | D | 4.2 | D4-15 | Table D-8 | Number (Double) | Volume of pond unit in ft3. | 1064 | 2798
coal_blend | Coal_Processing | A | 13 | A13-8 |  | Text | Yes/no response to whether the plant blended more than one type of coal together on site during 2009. | 1065 | 785
coal_process | Coal_Processing | A | 13 | A13-1 |  | Text | Yes/no response to whether the plant stores of processes any coal on-site in 2009. | 1066 | 725
coal_pulv | Coal_Processing | A | 13 | A13-10 |  | Text | Yes/no response to whether the plant pulverized coal for use in any boiler in 2009. | 1067 | 792
coal_wash | Coal_Processing | A | 13 | A13-6 |  | Text | Yes/no response to whether the plant washes coal on site. | 1068 | 759
coal_wash_dest_NPDES | Coal_Processing | A | 13 | A13-7 |  | Text | The coal wash water is discharged to surface water. | 1069 | 779
coal_wash_dest_NPDES_outfall | Coal_Processing | A | 13 | A13-7 |  | Text | The NPDES permitted outfall number to which the coal wash water is discharged. | 1070 | 780
coal_wash_dest_other | Coal_Processing | A | 13 | A13-7 |  | Text | The coal wash water is transferred to another destination. | 1071 | 782
coal_wash_dest_other_desc | Coal_Processing | A | 13 | A13-7 |  | Text | Description of the other destination that the coal wash water is transferred to. | 1072 | 783
coal_wash_dest_pond | Coal_Processing | A | 13 | A13-7 |  | Text | The coal wash water is transferred to a pond/impoundment. | 1073 | 769
coal_wash_dest_pond_IDs | Coal_Processing | A | 13 | A13-7 |  | Text | The pond/impoundment IDs that the coal wash water is transferred to. | 1074 | 770
coal_wash_dest_POTW | Coal_Processing | A | 13 | A13-7 |  | Text | The coal wash water is indirectly discharged to a publically or privately owned treatment works. | 1075 | 781
coal_wash_dest_recyc | Coal_Processing | A | 13 | A13-7 |  | Text | The coal wash water is immediately recycled back to a plant process. | 1076 | 764
coal_wash_dest_recyc_ashsluice | Coal_Processing | A | 13 | A13-7 |  | Text | The coal wash water is reused in fly or bottom ash sluicing. | 1077 | 765
coal_wash_dest_recyc_fgd | Coal_Processing | A | 13 | A13-7 |  | Text | The coal wash water is reused in flue gas desulfurization processes. | 1078 | 766
coal_wash_dest_recyc_other | Coal_Processing | A | 13 | A13-7 |  | Text | The coal wash water is recycled to another plant process. | 1079 | 767
coal_wash_dest_recyc_other_desc | Coal_Processing | A | 13 | A13-7 |  | Text | Description of the other plant process to which the coal wash water is recycled. | 1080 | 768
coal_wash_dest_treat | Coal_Processing | A | 13 | A13-7 |  | Text | The coal wash water is transferred to an on-site treatment system. | 1081 | 771
coal_wash_dest_treat_bio_aer | Coal_Processing | A | 13 | A13-7 |  | Text | The coal wash water is treated with an aerobic biological reactor. | 1082 | 773
coal_wash_dest_treat_bio_anaer | Coal_Processing | A | 13 | A13-7 |  | Text | The coal wash water is treated with an anaerobic biological reactor. | 1083 | 774
coal_wash_dest_treat_chemprec | Coal_Processing | A | 13 | A13-7 |  | Text | The coal wash water is treated with a chemical precipitation system. | 1084 | 775
coal_wash_dest_treat_other | Coal_Processing | A | 13 | A13-7 |  | Text | The coal wash water is treated with another treatment technology. | 1085 | 777
coal_wash_dest_treat_other_desc | Coal_Processing | A | 13 | A13-7 |  | Text | Description of the other coal wash water treatment technology. | 1086 | 778
coal_wash_dest_treat_pond | Coal_Processing | A | 13 | A13-7 |  | Text | The coal wash water is treated with a settling pond. | 1087 | 772
coal_wash_dest_treat_wetlands | Coal_Processing | A | 13 | A13-7 |  | Text | The coal wash water is treated with constructed wetlands. | 1088 | 776
coal_wash_dpy | Coal_Processing | A | 13 | A13-6 |  | Number (Double) | The average frequency in dpy of coal wash water generation. | 1089 | 762
coal_wash_gpm | Coal_Processing | A | 13 | A13-6 |  | Number (Double) | The average volume in gpm of coal wash water generated by the plant. | 1090 | 760
coal_wash_hpd | Coal_Processing | A | 13 | A13-6 |  | Number (Double) | The average duration in hpd of coal wash water generation. | 1091 | 761
comment | PartE_Comments | E | Comments | Comment |  | Memo | Comment from facility | 1092 | 3115
comment | PartG_Comments | G | Comments | Comment |  | Memo | Comment for Part G | 1093 | 3191
comment | PartH_Comments | H | Comments | Comment |  | Memo | Comment for Part H | 1094 | 3363
comment | PartA_Comments | A | Comments | Comments |  | Memo | Comment from plant for Part A. | 1095 | 827
comment | PartB_Comments | B | Comments | Comments |  | Memo | Comment from plant for Part B. | 1096 | 1467
comment_quest_nmbr | PartE_Comments | E | Comments | Comment_# |  | Text | Corresponding question number for comment | 1097 | 3114
comment_quest_nmbr | PartG_Comments | G | Comments | Comment_# |  | Text | Question number comment refers to | 1098 | 3190
comment_quest_nmbr | PartH_Comments | H | Comments | Comment_# |  | Text | Question number comment refers to | 1099 | 3362
comment_quest_nmbr | PartA_Comments | A | Comments | Comments |  | Text | Question number reference for Part A comment. | 1100 | 826
comment_quest_nmbr | PartB_Comments | B | Comments | Comments |  | Text | Question number reference for Part B comment. | 1101 | 1466
coord_eia | Plant_General | A | 5 | A5-1 |  | Text | The plant did not provide the geographical coordinates, nuclear generating unit(s) located at the plant. | 1102 | 116
coord_lat_deg | Plant_General | A | 5 | A5-1 |  | Number (Double) | The latitude degrees of the geographical coordinates of the plant as reported to EIA on U.S. DOE/EIA Form-860 (2007), schedule 2, line 6. | 1103 | 117
coord_lat_min | Plant_General | A | 5 | A5-1 |  | Number (Double) | The latitude minutes of the geographical coordinates of the plant as reported to EIA on U.S. DOE/EIA Form-860 (2007), schedule 2, line 6. | 1104 | 118
coord_lat_sec | Plant_General | A | 5 | A5-1 |  | Number (Double) | The latitude seconds of the geographical coordinates of the plant as reported to EIA on U.S. DOE/EIA Form-860 (2007), schedule 2, line 6. | 1105 | 119
coord_long_deg | Plant_General | A | 5 | A5-1 |  | Number (Double) | The longitude degrees of the geographical coordinates of the plant as reported to EIA on U.S. DOE/EIA Form-860 (2007), schedule 2, line 6. | 1106 | 120
coord_long_min | Plant_General | A | 5 | A5-1 |  | Number (Double) | The longitude minutes of the geographical coordinates of the plant as reported to EIA on U.S. DOE/EIA Form-860 (2007), schedule 2, line 6. | 1107 | 121
coord_long_sec | Plant_General | A | 5 | A5-1 |  | Number (Double) | The longitude seconds of the geographical coordinates of the plant as reported to EIA on U.S. DOE/EIA Form-860 (2007), schedule 2, line 6. | 1108 | 122
cp_wastewater | Coal_Processing | A | 13 | A13-11 |  | Text | Yes/no response to whether any water was used in the coal pulverization process, other than that used for sluicing mill rejects. | 1109 | 794
cp_wastewater_amt | Coal_Processing | A | 13 | A13-11 |  | Number (Double) | The volume of coal pulverization process wastewater generated in 2009. | 1110 | 795
cp_wastewater_day | Coal_Processing | A | 13 | A13-11 |  | Number (Double) | The number of days that coal pulverization process wastewater was generated in 2009 | 1111 | 797
cp_wastewater_unit | Coal_Processing | A | 13 | A13-11 |  | Text | The units the volume of coal pulverization process wastewater generated in 2009 is in. | 1112 | 796
cpr_dest_NPDES | Coal_Processing | A | 13 | A13-5 |  | Text | The coal pile runoff is discharged to surface water. | 1113 | 753
cpr_dest_NPDES_outfall | Coal_Processing | A | 13 | A13-5 |  | Text | The NPDES permitted outfall number to which the coal pile runoff is discharged to. | 1114 | 754
cpr_dest_other | Coal_Processing | A | 13 | A13-5 |  | Text | The coal pile runoff is transferred to another destination. | 1115 | 756
cpr_dest_other_desc | Coal_Processing | A | 13 | A13-5 |  | Text | Description of the other destination the coal pile runoff is transferred to. | 1116 | 757
cpr_dest_POTW | Coal_Processing | A | 13 | A13-5 |  | Text | The coal pile runoff is indirectly discharged to a publically or privately owned treatment works. | 1117 | 755
cpr_dest_recyc | Coal_Processing | A | 13 | A13-5 |  | Text | The coal pile runoff is immediately recycled back to a plant process. | 1118 | 741
cpr_dest_recyc_ashsluice | Coal_Processing | A | 13 | A13-5 |  | Text | The coal pile runoff is immediately reused in fly or bottom ash sluicing. | 1119 | 742
cpr_dest_recyc_fgd | Coal_Processing | A | 13 | A13-5 |  | Text | The coal pile runoff is immediately reused in flue gas desulfurization processes. | 1120 | 743
cpr_dest_recyc_other | Coal_Processing | A | 13 | A13-5 |  | Text | the coal pile runoff is immediately recycled back to another plant process. | 1121 | 744
cpr_dest_recyc_other_desc | Coal_Processing | A | 13 | A13-5 |  | Text | Description of the other plant process the coal pile runoff is immediately recycled back to. | 1122 | 745
cpr_dest_treat | Coal_Processing | A | 13 | A13-5 |  | Text | The coal pile runoff is transferred to an on-site treatment system. | 1123 | 746
cpr_dest_treat_chemprec | Coal_Processing | A | 13 | A13-5 |  | Text | The coal pile runoff is treated by a chemical precipitation system. | 1124 | 749
cpr_dest_treat_other | Coal_Processing | A | 13 | A13-5 |  | Text | The coal pile runoff is treated by another treatment system. | 1125 | 751
cpr_dest_treat_other_desc | Coal_Processing | A | 13 | A13-5 |  | Text | Description of the other treatment system that treats coal pile runoff. | 1126 | 752
cpr_dest_treat_pH | Coal_Processing | A | 13 | A13-5 |  | Text | The coal pile runoff is treated by pH adjustment. | 1127 | 748
cpr_dest_treat_pond | Coal_Processing | A | 13 | A13-5 |  | Text | The coal pile runoff is treated by a settling pond. | 1128 | 747
cpr_dest_treat_wetlands | Coal_Processing | A | 13 | A13-5 |  | Text | The coal pile runoff is treated by constructed wetlands. | 1129 | 750
cpr_flow_days | Coal_Processing | A | 13 | A13-2 |  | Number (Double) | The number of days of coal pile runoff discharge in 2009. | 1130 | 728
cpr_flow_gpy | Coal_Processing | A | 13 | A13-2 |  | Number (Double) | The amount in gpy of coal pile runoff discharge in 2009. | 1131 | 727
cpr_pH | Coal_Processing | A | 13 | A13-3 |  | Text | Yes/no response to whether coal pile runoff was monitored for pH. | 1132 | 730
cpr_pH_max | Coal_Processing | A | 13 | A13-3 |  | Number (Double) | Maximum pH of coal pile runoff in standard units. | 1133 | 732
cpr_pH_med | Coal_Processing | A | 13 | A13-3 |  | Number (Double) | Median pH of coal pile runoff in standard units. | 1134 | 733
cpr_pH_min | Coal_Processing | A | 13 | A13-3 |  | Number (Double) | Minimum pH of coal pile runoff in standard units. | 1135 | 731
cpr_pond | Coal_Processing | A | 13 | A13-4 |  | Text | Yes/no question to whether coal pile runoff is transferred to a pond/impoundment. | 1136 | 735
cpr_pond_com | Coal_Processing | A | 13 | A13-4 |  | Text | The coal pile runoff is transferred to a commingled pond/impoundment. | 1137 | 738
cpr_pond_com_pondID | Coal_Processing | A | 13 | A13-4 |  | Text | The commingled pond/impoundment unit ID to which the coal pile runoff is transferred. | 1138 | 739
cpr_pond_seg | Coal_Processing | A | 13 | A13-4 |  | Text | The coal pile runoff is transferred to a segregated pond/impoundment. | 1139 | 736
cpr_pond_seg_pondID | Coal_Processing | A | 13 | A13-4 |  | Text | The segregated pond/impoundment unit ID to which the coal pile runoff is transferred. | 1140 | 737
cs_chem1_ingred | Cooling_Systems | A | 7 | A7-1 | Table A-10 | Text | Active ingredient(s) of the first chemical additive added to the cooling system and make-up water system. | 1141 | 341
cs_chem1_man | Cooling_Systems | A | 7 | A7-1 | Table A-10 | Text | Manufacturer of the first chemical additive added to the cooling system and make-up water system. | 1142 | 340
cs_chem1_name | Cooling_Systems | A | 7 | A7-1 | Table A-10 | Text | Trade name of the first chemical additive added to the cooling system and make-up water system. | 1143 | 339
cs_chem2_ingred | Cooling_Systems | A | 7 | A7-1 | Table A-10 | Text | Active ingredient(s) of the second chemical additive added to the cooling system and make-up water system. | 1144 | 344
cs_chem2_man | Cooling_Systems | A | 7 | A7-1 | Table A-10 | Text | Manufacturer of the second chemical additive added to the cooling system and make-up water system. | 1145 | 343
cs_chem2_name | Cooling_Systems | A | 7 | A7-1 | Table A-10 | Text | Trade name of the second chemical additive added to the cooling system and make-up water system. | 1146 | 342
cs_chem3_ingred | Cooling_Systems | A | 7 | A7-1 | Table A-10 | Text | Active ingredient(s) of the third chemical additive added to the cooling system and make-up water system. | 1147 | 347
cs_chem3_man | Cooling_Systems | A | 7 | A7-1 | Table A-10 | Text | Manufacturer of the third chemical additive added to the cooling system and make-up water system. | 1148 | 346
cs_chem3_name | Cooling_Systems | A | 7 | A7-1 | Table A-10 | Text | Trade name of the third chemical additive added to the cooling system and make-up water system. | 1149 | 345
cs_chem4_ingred | Cooling_Systems | A | 7 | A7-1 | Table A-10 | Text | Active ingredient(s) of the fourth chemical additive added to the cooling system and make-up water system. | 1150 | 350
cs_chem4_man | Cooling_Systems | A | 7 | A7-1 | Table A-10 | Text | Manufacturer of the fourth chemical additive added to the cooling system and make-up water system. | 1151 | 349
cs_chem4_name | Cooling_Systems | A | 7 | A7-1 | Table A-10 | Text | Trade name of the fourth chemical additive added to the cooling system and make-up water system. | 1152 | 348
cs_chem5_ingred | Cooling_Systems | A | 7 | A7-1 | Table A-10 | Text | Active ingredient(s) of the fifth chemical additive added to the cooling system and make-up water system. | 1153 | 353
cs_chem5_man | Cooling_Systems | A | 7 | A7-1 | Table A-10 | Text | Manufacturer of the fifth chemical additive added to the cooling system and make-up water system. | 1154 | 352
cs_chem5_name | Cooling_Systems | A | 7 | A7-1 | Table A-10 | Text | Trade name of the fifth chemical additive added to the cooling system and make-up water system. | 1155 | 351
cs_comp_calc | CS_General | A | 7 | A7-2 |  | Text | The plant used engineering calculations to demonstrate compliance with limits on priority pollutants for cooling tower blowdown from these cooling systems through monitoring. | 1156 | 362
cs_comp_monitor | CS_General | A | 7 | A7-2 |  | Text | The plant used waste stream monitoring to demonstrate compliance with limits on priority pollutants for cooling tower blowdown from these cooling systems through monitoring. | 1157 | 359
cs_comp_no_CT | CS_General | A | 7 | A7-2 |  | Text | The plant does not operate cooling towers. | 1158 | 360
cs_comp_no_limits | CS_General | A | 7 | A7-2 |  | Text | The plant does not have priority pollutant limits on cooling tower blowdown. | 1159 | 363
cs_comp_other | CS_General | A | 7 | A7-2 |  | Text | The plant used another method to demonstrate compliance with limits on priority pollutants for cooling tower blowdown from these cooling systems. | 1160 | 364
cs_comp_other_desc | CS_General | A | 7 | A7-2 |  | Text | Description of the other method used. | 1161 | 365
cs_comp_supplier | CS_General | A | 7 | A7-2 |  | Text | The plant used certification from supplier to demonstrate compliance with limits on priority pollutants for cooling tower blowdown from these cooling systems through monitoring. | 1162 | 361
cs_dpy | Cooling_Systems | A | 7 | A7-1 | Table A-10 | Number (Double) | Typical frequency of generation/blowdown (dpy). | 1163 | 356
cs_gpm | Cooling_Systems | A | 7 | A7-1 | Table A-10 | Number (Double) | Typical amount of process wastewater generated/blow down from cooling system (gpm). | 1164 | 354
cs_hpd | Cooling_Systems | A | 7 | A7-1 | Table A-10 | Number (Double) | Typical duration of generation/blowdown (hpd). | 1165 | 355
cs_id | Cooling_Systems | A | 7 | A7-1 | Table A-10 | Text | EPA-assigned Cooling System ID for systems the plant is currently constructing/installing or planning to construct/install by December 31, 2015. | 1166 | 321
cs_seunit1 | Cooling_Systems | A | 7 | A7-1 | Table A-10 | Text | Checkbox for steam electric unit 1. | 1167 | 325
cs_seunit10 | Cooling_Systems | A | 7 | A7-1 | Table A-10 | Text | Checkbox for steam electric unit 10. | 1168 | 334
cs_seunit2 | Cooling_Systems | A | 7 | A7-1 | Table A-10 | Text | Checkbox for steam electric unit 2. | 1169 | 326
cs_seunit3 | Cooling_Systems | A | 7 | A7-1 | Table A-10 | Text | Checkbox for steam electric unit 3. | 1170 | 327
cs_seunit4 | Cooling_Systems | A | 7 | A7-1 | Table A-10 | Text | Checkbox for steam electric unit 4. | 1171 | 328
cs_seunit5 | Cooling_Systems | A | 7 | A7-1 | Table A-10 | Text | Checkbox for steam electric unit 5. | 1172 | 329
cs_seunit6 | Cooling_Systems | A | 7 | A7-1 | Table A-10 | Text | Checkbox for steam electric unit 6. | 1173 | 330
cs_seunit7 | Cooling_Systems | A | 7 | A7-1 | Table A-10 | Text | Checkbox for steam electric unit 7. | 1174 | 331
cs_seunit8 | Cooling_Systems | A | 7 | A7-1 | Table A-10 | Text | Checkbox for steam electric unit 8. | 1175 | 332
cs_seunit9 | Cooling_Systems | A | 7 | A7-1 | Table A-10 | Text | Checkbox for steam electric unit 9. | 1176 | 333
cs_seunitA | Cooling_Systems | A | 7 | A7-1 | Table A-10 | Text | Checkbox for steam electric unit A. | 1177 | 335
cs_seunitB | Cooling_Systems | A | 7 | A7-1 | Table A-10 | Text | Checkbox for steam electric unit B. | 1178 | 336
cs_seunitC | Cooling_Systems | A | 7 | A7-1 | Table A-10 | Text | Checkbox for steam electric unit C. | 1179 | 337
cs_seunitD | Cooling_Systems | A | 7 | A7-1 | Table A-10 | Text | Checkbox for steam electric unit D. | 1180 | 338
cs_type | Cooling_Systems | A | 7 | A7-1 | Table A-10 | Text | Type of condenser cooling system. | 1181 | 323
cs_type_other | Cooling_Systems | A | 7 | A7-1 | Table A-10 | Text | Description of the Other type of cooling system. | 1182 | 324
Current_Sulf_Addn | WWT_System_Information | D | 5.1 | D5-7 |  | Text | Yes/no if the plant is currently performing sulfide addition. | 1183 | 2834
data_assoc_FGD_1 | FGD_Monitoring_Data_ID | B | 6 Tables | B6-2 |  | Text | FGD scrubber purge data associated with FGD-1 | 1184 | 1178
data_assoc_FGD_2 | FGD_Monitoring_Data_ID | B | 6 Tables | B6-2 |  | Text | FGD scrubber purge data associated with FGD-2 | 1185 | 1179
data_assoc_FGD_3 | FGD_Monitoring_Data_ID | B | 6 Tables | B6-2 |  | Text | FGD scrubber purge data associated with FGD-3 | 1186 | 1180
data_assoc_FGD_4 | FGD_Monitoring_Data_ID | B | 6 Tables | B6-2 |  | Text | FGD scrubber purge data associated with FGD-4 | 1187 | 1181
data_assoc_FGD_5 | FGD_Monitoring_Data_ID | B | 6 Tables | B6-2 |  | Text | FGD scrubber purge data associated with FGD-5 | 1188 | 1182
data_assoc_FGD_6 | FGD_Monitoring_Data_ID | B | 6 Tables | B6-2 |  | Text | FGD scrubber purge data associated with FGD-6 | 1189 | 1183
data_assoc_SE_unit_1 | FGD_Monitoring_Data_ID | B | 6 Tables | B6-2 |  | Text | FGD scrubber purge data associated with SE Unit 1 | 1190 | 1184
data_assoc_SE_unit_10 | FGD_Monitoring_Data_ID | B | 6 Tables | B6-2 |  | Text | FGD scrubber purge data associated with SE Unit 10 | 1191 | 1193
data_assoc_SE_unit_2 | FGD_Monitoring_Data_ID | B | 6 Tables | B6-2 |  | Text | FGD scrubber purge data associated with SE Unit 2 | 1192 | 1185
data_assoc_SE_unit_3 | FGD_Monitoring_Data_ID | B | 6 Tables | B6-2 |  | Text | FGD scrubber purge data associated with SE Unit 3 | 1193 | 1186
data_assoc_SE_unit_4 | FGD_Monitoring_Data_ID | B | 6 Tables | B6-2 |  | Text | FGD scrubber purge data associated with SE Unit 4 | 1194 | 1187
data_assoc_SE_unit_5 | FGD_Monitoring_Data_ID | B | 6 Tables | B6-2 |  | Text | FGD scrubber purge data associated with SE Unit 5 | 1195 | 1188
data_assoc_SE_unit_6 | FGD_Monitoring_Data_ID | B | 6 Tables | B6-2 |  | Text | FGD scrubber purge data associated with SE Unit 6 | 1196 | 1189
data_assoc_SE_unit_7 | FGD_Monitoring_Data_ID | B | 6 Tables | B6-2 |  | Text | FGD scrubber purge data associated with SE Unit 7 | 1197 | 1190
data_assoc_SE_unit_8 | FGD_Monitoring_Data_ID | B | 6 Tables | B6-2 |  | Text | FGD scrubber purge data associated with SE Unit 8 | 1198 | 1191
data_assoc_SE_unit_9 | FGD_Monitoring_Data_ID | B | 6 Tables | B6-2 |  | Text | FGD scrubber purge data associated with SE Unit 9 | 1199 | 1192
dest_DFGD_clean_DWI | FGD_Dry_Wastewater | B | 8 | B8-10 |  | Text | Wastewater from cleaning the dry FGD scrubber is injected into a deep well. | 1200 | 1346
dest_DFGD_clean_NPDES | FGD_Dry_Wastewater | B | 8 | B8-10 |  | Text | Wastewater from cleaning the dry FGD scrubber is discharged to surface water. | 1201 | 1343
dest_DFGD_clean_NPDES_outfall | FGD_Dry_Wastewater | B | 8 | B8-10 |  | Text | The NPDES permitted outfall number to which the plant discharges the wastewater from cleaning the dry FGD scrubber. | 1202 | 1344
dest_DFGD_clean_other | FGD_Dry_Wastewater | B | 8 | B8-10 |  | Text | Wastewater from cleaning the dry FGD scrubber is transferred to another destination. | 1203 | 1347
dest_DFGD_clean_other_desc | FGD_Dry_Wastewater | B | 8 | B8-10 |  | Text | Description of other destination to which the wastewater from cleaning the dry FGD scrubber is transferred. | 1204 | 1348
dest_DFGD_clean_POTW | FGD_Dry_Wastewater | B | 8 | B8-10 |  | Text | Wastewater from cleaning the dry FGD scrubber is transferred to a publically or privately owned treatment works. | 1205 | 1345
dest_DFGD_clean_recyc | FGD_Dry_Wastewater | B | 8 | B8-10 |  | Text | Wastewater from cleaning the dry FGD scrubber is immediately recycled back to the plant. | 1206 | 1330
dest_DFGD_clean_recyc_desc | FGD_Dry_Wastewater | B | 8 | B8-10 |  | Text | Description of the plant process that the wastewater from cleaning the dry FGD scrubber is immediately recycled back to. | 1207 | 1331
dest_DFGD_clean_treat | FGD_Dry_Wastewater | B | 8 | B8-10 |  | Text | Wastewater from cleaning the dry FGD scrubber is transferred to a treatment system. | 1208 | 1332
dest_DFGD_clean_treat_bio_aer | FGD_Dry_Wastewater | B | 8 | B8-10 |  | Text | Wastewater from cleaning the dry FGD scrubber is treated with an aerobic biological reactor. | 1209 | 1335
dest_DFGD_clean_treat_bio_anaer | FGD_Dry_Wastewater | B | 8 | B8-10 |  | Text | Wastewater from cleaning the dry FGD scrubber is treated with an anaerobic biological reactor. | 1210 | 1336
dest_DFGD_clean_treat_chemprecip | FGD_Dry_Wastewater | B | 8 | B8-10 |  | Text | Wastewater from cleaning the dry FGD scrubber is treated with a chemical precipitation system. | 1211 | 1334
dest_DFGD_clean_treat_mvc | FGD_Dry_Wastewater | B | 8 | B8-10 |  | Text | Wastewater from cleaning the dry FGD scrubber is treated with a mechanical vapor compression (brine concentrator). | 1212 | 1338
dest_DFGD_clean_treat_mvc_cryst | FGD_Dry_Wastewater | B | 8 | B8-10 |  | Text | Wastewater from cleaning the dry FGD scrubber is treated with a mechanical vapor compression (brine concentrator) with a crystallizer. | 1213 | 1340
dest_DFGD_clean_treat_mvc_spray | FGD_Dry_Wastewater | B | 8 | B8-10 |  | Text | Wastewater from cleaning the dry FGD scrubber is treated with a mechanical vapor compression (brine concentrator) with a spray dryer. | 1214 | 1339
dest_DFGD_clean_treat_other | FGD_Dry_Wastewater | B | 8 | B8-10 |  | Text | Wastewater from cleaning the dry FGD scrubber is treated with another technology. | 1215 | 1341
dest_DFGD_clean_treat_other_desc | FGD_Dry_Wastewater | B | 8 | B8-10 |  | Text | Description of the other technology that is used to treat the wastewater from cleaning the dry FGD scrubber. | 1216 | 1342
dest_DFGD_clean_treat_pond | FGD_Dry_Wastewater | B | 8 | B8-10 |  | Text | Wastewater from cleaning the dry FGD scrubber is treated with a settling pond. | 1217 | 1333
dest_DFGD_clean_treat_wetlands | FGD_Dry_Wastewater | B | 8 | B8-10 |  | Text | Wastewater from cleaning the dry FGD scrubber is treated with constructed wetlands. | 1218 | 1337
dest_DFGD_ww_DWI | FGD_Dry_Wastewater | B | 8 | B8-8 |  | Text | Wastewater from the dry FGD is injected into a deep well. | 1219 | 1322
dest_DFGD_ww_NPDES | FGD_Dry_Wastewater | B | 8 | B8-8 |  | Text | Wastewater from the dry FGD is discharged to surface water. | 1220 | 1319
dest_DFGD_ww_NPDES_outfall | FGD_Dry_Wastewater | B | 8 | B8-8 |  | Text | The NPDES permitted outfall number to which the plant discharges the wastewater from the dry FGD. | 1221 | 1320
dest_DFGD_ww_other | FGD_Dry_Wastewater | B | 8 | B8-8 |  | Text | Wastewater from the dry FGD is transferred to another location. | 1222 | 1323
dest_DFGD_ww_other_desc | FGD_Dry_Wastewater | B | 8 | B8-8 |  | Text | Description of other destination to which the wastewater from the dry FGD is transferred. | 1223 | 1324
dest_DFGD_ww_POTW | FGD_Dry_Wastewater | B | 8 | B8-8 |  | Text | Wastewater from the dry FGD is transferred to a publically or privately owned treatment works. | 1224 | 1321
dest_DFGD_ww_recyc | FGD_Dry_Wastewater | B | 8 | B8-8 |  | Text | Wastewater from the dry FGD is immediately recycled back to the plant. | 1225 | 1306
dest_DFGD_ww_recyc_desc | FGD_Dry_Wastewater | B | 8 | B8-8 |  | Text | Description of the plant process that the wastewater from the dry FGD is immediately recycled back to. | 1226 | 1307
dest_DFGD_ww_treat | FGD_Dry_Wastewater | B | 8 | B8-8 |  | Text | Wastewater from the dry FGD is transferred to a treatment system. | 1227 | 1308
dest_DFGD_ww_treat_bio_aer | FGD_Dry_Wastewater | B | 8 | B8-8 |  | Text | Wastewater from the dry FGD is treated by an aerobic biological reactor system. | 1228 | 1311
dest_DFGD_ww_treat_bio_anaer | FGD_Dry_Wastewater | B | 8 | B8-8 |  | Text | Wastewater from the dry FGD is treated by an anaerobic biological reactor system. | 1229 | 1312
dest_DFGD_ww_treat_chemprecip | FGD_Dry_Wastewater | B | 8 | B8-8 |  | Text | Wastewater from the dry FGD is treated by a chemical precipitation system. | 1230 | 1310
dest_DFGD_ww_treat_mvc | FGD_Dry_Wastewater | B | 8 | B8-8 |  | Text | Wastewater from the dry FGD is treated by a mechanical vapor compression (brine concentrator) | 1231 | 1314
dest_DFGD_ww_treat_mvc_cryst | FGD_Dry_Wastewater | B | 8 | B8-8 |  | Text | Wastewater from the dry FGD is treated by a mechanical vapor compression (brine concentrator) with a crystallizer. | 1232 | 1316
dest_DFGD_ww_treat_mvc_spray | FGD_Dry_Wastewater | B | 8 | B8-8 |  | Text | Wastewater from the dry FGD is treated by a mechanical vapor compression (brine concentrator) with a spray dryer. | 1233 | 1315
dest_DFGD_ww_treat_other | FGD_Dry_Wastewater | B | 8 | B8-8 |  | Text | Wastewater from the dry FGD treated by another process. | 1234 | 1317
dest_DFGD_ww_treat_other_desc | FGD_Dry_Wastewater | B | 8 | B8-8 |  | Text | Description of the other process used to treat the wastewater from the dry FGD. | 1235 | 1318
dest_DFGD_ww_treat_pond | FGD_Dry_Wastewater | B | 8 | B8-8 |  | Text | Wastewater from the dry FGD is treated by a settling pond. | 1236 | 1309
dest_DFGD_ww_treat_wetlands | FGD_Dry_Wastewater | B | 8 | B8-8 |  | Text | Wastewater from the dry FGD is treated by constructed wetlands. | 1237 | 1313
dest_gw_NPDES | FGD_Gypsum_Related_Water | B | 7 | B7-7 |  | Text | Gypsum related wastewaters discharged via NPDES outfall | 1238 | 1261
dest_gw_other | FGD_Gypsum_Related_Water | B | 7 | B7-7 |  | Text | Other destination of gypsum related wastewaters | 1239 | 1264
dest_gw_other_desc | FGD_Gypsum_Related_Water | B | 7 | B7-7 |  | Text | Description of other destination of gypsum related wastewaters | 1240 | 1265
dest_gw_POTW | FGD_Gypsum_Related_Water | B | 7 | B7-7 |  | Text | Gypsum related wastewaters sent to POTW | 1241 | 1263
dest_gw_resuse_other | FGD_Gypsum_Related_Water | B | 7 | B7-7 |  | Text | Gypsum related waters are reused in other process operations | 1242 | 1248
dest_gw_resuse_other_desc | FGD_Gypsum_Related_Water | B | 7 | B7-7 |  | Text | Description of gypsum related waters reused in plant operations | 1243 | 1249
dest_gw_reuse_fgd | FGD_Gypsum_Related_Water | B | 7 | B7-7 |  | Text | Gypsum related waters are reused in FGD process | 1244 | 1247
dest_gw_treat | FGD_Gypsum_Related_Water | B | 7 | B7-7 |  | Text | Transferred to a treatment system in Tables D-1 or D-2 | 1245 | 1250
dest_gw_treat_bio_aer | FGD_Gypsum_Related_Water | B | 7 | B7-7 |  | Text | Biological reactor - aerobic | 1246 | 1253
dest_gw_treat_bio_anaer | FGD_Gypsum_Related_Water | B | 7 | B7-7 |  | Text | Biological reactor - anaerobic | 1247 | 1254
dest_gw_treat_chemprecip | FGD_Gypsum_Related_Water | B | 7 | B7-7 |  | Text | Chemical precipitation | 1248 | 1252
dest_gw_treat_mvc | FGD_Gypsum_Related_Water | B | 7 | B7-7 |  | Text | Mechanical vapor compression (bring concentrator) | 1249 | 1256
dest_gw_treat_mvc_cryst | FGD_Gypsum_Related_Water | B | 7 | B7-7 |  | Text | Mechanical vapor compression (bring concentrator) - with crystallizer | 1250 | 1258
dest_gw_treat_mvc_spray | FGD_Gypsum_Related_Water | B | 7 | B7-7 |  | Text | Mechanical vapor compression (bring concentrator) - spray dryer | 1251 | 1257
dest_gw_treat_other | FGD_Gypsum_Related_Water | B | 7 | B7-7 |  | Text | Other treatment system for gypsum related wastewaters | 1252 | 1259
dest_gw_treat_other_desc | FGD_Gypsum_Related_Water | B | 7 | B7-7 |  | Text | Description of other treatment system | 1253 | 1260
dest_gw_treat_pond | FGD_Gypsum_Related_Water | B | 7 | B7-7 |  | Text | Settling pond | 1254 | 1251
dest_gw_treat_wetlands | FGD_Gypsum_Related_Water | B | 7 | B7-7 |  | Text | Construction wetlands | 1255 | 1255
dest_treat_purge_DWI | FGD_Wastewater_Treatment | B | 7 | B7-5 |  | Text | Deep well injection | 1256 | 1233
dest_treat_purge_NPDES | FGD_Wastewater_Treatment | B | 7 | B7-5 |  | Text | Scrubber purge discharges to NPDES outfall | 1257 | 1230
dest_treat_purge_other | FGD_Wastewater_Treatment | B | 7 | B7-5 |  | Text | Other destination of FGD scrubber purge | 1258 | 1234
dest_treat_purge_other_desc | FGD_Wastewater_Treatment | B | 7 | B7-5 |  | Text | Description of other destination of FGD scrubber purge | 1259 | 1235
dest_treat_purge_POTW | FGD_Wastewater_Treatment | B | 7 | B7-5 |  | Text | Discharged to POTW | 1260 | 1232
dest_treat_purge_recyc | FGD_Wastewater_Treatment | B | 7 | B7-5 |  | Text | Scrubber purge is immediately recycled back to plant processes | 1261 | 1228
dest_treat_purge_recyc_desc | FGD_Wastewater_Treatment | B | 7 | B7-5 |  | Text | Description of recycled scrubber purge | 1262 | 1229
DFGD_cost_haul_2005 | FGD_Dry_Solids_Cost | B | 8 Tables | B8-14 | Table B-12 | Number (Double) | Total cost for hauling FGD solids for dry FGD in 2005 | 1263 | 1440
DFGD_cost_haul_2007 | FGD_Dry_Solids_Cost | B | 8 Tables | B8-14 | Table B-12 | Number (Double) | Total cost for hauling FGD solids for dry FGD in 2007 | 1264 | 1441
DFGD_cost_haul_2009 | FGD_Dry_Solids_Cost | B | 8 Tables | B8-14 | Table B-12 | Number (Double) | Total cost for hauling FGD solids for dry FGD in 2009 | 1265 | 1442
DFGD_cost_offsite_disp_2005 | FGD_Dry_Solids_Cost | B | 8 Tables | B8-14 | Table B-12 | Number (Double) | Total cost for off site disposal for dry FGD in 2005 | 1266 | 1446
DFGD_cost_offsite_disp_2007 | FGD_Dry_Solids_Cost | B | 8 Tables | B8-14 | Table B-12 | Number (Double) | Total cost for off site disposal for dry FGD in 2007 | 1267 | 1447
DFGD_cost_offsite_disp_2009 | FGD_Dry_Solids_Cost | B | 8 Tables | B8-14 | Table B-12 | Number (Double) | Total cost for off site disposal for dry FGD in 2009 | 1268 | 1448
DFGD_cost_onsite_disp_2005 | FGD_Dry_Solids_Cost | B | 8 Tables | B8-14 | Table B-12 | Number (Double) | Total cost for on site disposal for dry FGD in 2005 | 1269 | 1443
DFGD_cost_onsite_disp_2007 | FGD_Dry_Solids_Cost | B | 8 Tables | B8-14 | Table B-12 | Number (Double) | Total cost for on site disposal for dry FGD in 2007 | 1270 | 1444
DFGD_cost_onsite_disp_2009 | FGD_Dry_Solids_Cost | B | 8 Tables | B8-14 | Table B-12 | Number (Double) | Total cost for on site disposal for dry FGD in 2009 | 1271 | 1445
DFGD_cost_other1_2005 | FGD_Dry_Solids_Cost | B | 8 Tables | B8-14 | Table B-12 | Number (Double) | Total cost of Other 1 for dry FGD in 2005 | 1272 | 1450
DFGD_cost_other1_2007 | FGD_Dry_Solids_Cost | B | 8 Tables | B8-14 | Table B-12 | Number (Double) | Total cost of Other 1 for dry FGD in 2007 | 1273 | 1451
DFGD_cost_other1_2009 | FGD_Dry_Solids_Cost | B | 8 Tables | B8-14 | Table B-12 | Number (Double) | Total cost of Other 1 for dry FGD in 2009 | 1274 | 1452
DFGD_cost_other1_desc | FGD_Dry_Solids_Cost | B | 8 Tables | B8-14 | Table B-12 | Text | Description of Other 1 type of cost incurred to remove or dispose of dry FGD solids | 1275 | 1449
DFGD_cost_other2_2005 | FGD_Dry_Solids_Cost | B | 8 Tables | B8-14 | Table B-12 | Number (Double) | Total cost of Other 2 for dry FGD in 2005 | 1276 | 1454
DFGD_cost_other2_2007 | FGD_Dry_Solids_Cost | B | 8 Tables | B8-14 | Table B-12 | Number (Double) | Total cost of Other 2 for dry FGD in 2007 | 1277 | 1455
DFGD_cost_other2_2009 | FGD_Dry_Solids_Cost | B | 8 Tables | B8-14 | Table B-12 | Number (Double) | Total cost of Other 2 for dry FGD in 2009 | 1278 | 1456
DFGD_cost_other2_desc | FGD_Dry_Solids_Cost | B | 8 Tables | B8-14 | Table B-12 | Text | Description of Other 2 type of cost incurred to remove or dispose of dry FGD solids | 1279 | 1453
DFGD_cost_other3_2005 | FGD_Dry_Solids_Cost | B | 8 Tables | B8-14 | Table B-12 | Number (Double) | Total cost of Other 3 for dry FGD in 2005 | 1280 | 1458
DFGD_cost_other3_2007 | FGD_Dry_Solids_Cost | B | 8 Tables | B8-14 | Table B-12 | Number (Double) | Total cost of Other 3 for dry FGD in 2007 | 1281 | 1459
DFGD_cost_other3_2009 | FGD_Dry_Solids_Cost | B | 8 Tables | B8-14 | Table B-12 | Number (Double) | Total cost of Other 3 for dry FGD in 2009 | 1282 | 1460
DFGD_cost_other3_desc | FGD_Dry_Solids_Cost | B | 8 Tables | B8-14 | Table B-12 | Text | Description of Other 3 type of cost incurred to remove or dispose of dry FGD solids | 1283 | 1457
DFGD_cost_solid_dwr_2005 | FGD_Dry_Solids_Cost | B | 8 Tables | B8-14 | Table B-12 | Number (Double) | Total cost for solids dewatering for dry FGD in 2005 | 1284 | 1437
DFGD_cost_solid_dwr_2007 | FGD_Dry_Solids_Cost | B | 8 Tables | B8-14 | Table B-12 | Number (Double) | Total cost for solids dewatering for dry FGD in 2007 | 1285 | 1438
DFGD_cost_solid_dwr_2009 | FGD_Dry_Solids_Cost | B | 8 Tables | B8-14 | Table B-12 | Number (Double) | Total cost for solids dewatering for dry FGD in 2009 | 1286 | 1439
DFGD_cost_solid_sep_2005 | FGD_Dry_Solids_Cost | B | 8 Tables | B8-14 | Table B-12 | Number (Double) | Total cost for solids separation for dry FGD in 2005 | 1287 | 1434
DFGD_cost_solid_sep_2007 | FGD_Dry_Solids_Cost | B | 8 Tables | B8-14 | Table B-12 | Number (Double) | Total cost for solids separation for dry FGD in 2007 | 1288 | 1435
DFGD_cost_solid_sep_2009 | FGD_Dry_Solids_Cost | B | 8 Tables | B8-14 | Table B-12 | Number (Double) | Total cost for solids separation for dry FGD in 2009 | 1289 | 1436
DFGD_cost_total_2005 | FGD_Dry_Solids_Cost | B | 8 Tables | B8-14 | Table B-12 | Number (Double) | Total 2005 costs incurred to remove or dispose of dry FGD solids | 1290 | 1461
DFGD_cost_total_2007 | FGD_Dry_Solids_Cost | B | 8 Tables | B8-14 | Table B-12 | Number (Double) | Total 2007 costs incurred to remove or dispose of dry FGD solids | 1291 | 1462
DFGD_cost_total_2009 | FGD_Dry_Solids_Cost | B | 8 Tables | B8-14 | Table B-12 | Number (Double) | Total 2009 costs incurred to remove or dispose of dry FGD solids | 1292 | 1463
DFGD_gen_ww_clean | FGD_Dry_Wastewater | B | 8 | B8-9 |  | Text | Yes/no response to whether any FGD wastewater is generated from cleaning the dry FGD scrubber. | 1293 | 1326
DFGD_location | FGD_Dry_General | B | 8 | B8-3 |  | Text | Indicates if the FGD system is located upstream or downstream of the fly ash collection system. | 1294 | 1272
DFGD_mkt_dest1_desc | FGD_Dry_Solids_Mkt_Sold | B | 8 Tables | B8-13 | Table B-11 | Text | Destination (1) of dry FGD solids marketed. | 1295 | 1387
DFGD_mkt_dest1_rev_2005 | FGD_Dry_Solids_Mkt_Sold | B | 8 Tables | B8-13 | Table B-11 | Number (Double) | Revenue from dry FGD solids sold to destination (1) in 2005 | 1296 | 1389
DFGD_mkt_dest1_rev_2007 | FGD_Dry_Solids_Mkt_Sold | B | 8 Tables | B8-13 | Table B-11 | Number (Double) | Revenue from dry FGD solids sold to destination (1) in 2007 | 1297 | 1391
DFGD_mkt_dest1_rev_2009 | FGD_Dry_Solids_Mkt_Sold | B | 8 Tables | B8-13 | Table B-11 | Number (Double) | Revenue from dry FGD solids sold to destination (1) in 2009 | 1298 | 1393
DFGD_mkt_dest1_ton_2005 | FGD_Dry_Solids_Mkt_Sold | B | 8 Tables | B8-13 | Table B-11 | Number (Double) | Tons of dry FGD solids sold to destination (1) in 2005 | 1299 | 1388
DFGD_mkt_dest1_ton_2007 | FGD_Dry_Solids_Mkt_Sold | B | 8 Tables | B8-13 | Table B-11 | Number (Double) | Tons of dry FGD solids sold to destination (1) in 2007 | 1300 | 1390
DFGD_mkt_dest1_ton_2009 | FGD_Dry_Solids_Mkt_Sold | B | 8 Tables | B8-13 | Table B-11 | Number (Double) | Tons of dry FGD solids sold to destination (1) in 2009 | 1301 | 1392
DFGD_mkt_dest2_desc | FGD_Dry_Solids_Mkt_Sold | B | 8 Tables | B8-13 | Table B-11 | Text | Destination (2) of dry FGD solids marketed. | 1302 | 1394
DFGD_mkt_dest2_rev_2005 | FGD_Dry_Solids_Mkt_Sold | B | 8 Tables | B8-13 | Table B-11 | Number (Double) | Revenue from dry FGD solids sold to destination (2) in 2005 | 1303 | 1396
DFGD_mkt_dest2_rev_2007 | FGD_Dry_Solids_Mkt_Sold | B | 8 Tables | B8-13 | Table B-11 | Number (Double) | Revenue from dry FGD solids sold to destination (2) in 2007 | 1304 | 1398
DFGD_mkt_dest2_rev_2009 | FGD_Dry_Solids_Mkt_Sold | B | 8 Tables | B8-13 | Table B-11 | Number (Double) | Revenue from dry FGD solids sold to destination (2) in 2009 | 1305 | 1400
DFGD_mkt_dest2_ton_2005 | FGD_Dry_Solids_Mkt_Sold | B | 8 Tables | B8-13 | Table B-11 | Number (Double) | Tons of dry FGD solids sold to destination (2) in 2005 | 1306 | 1395
DFGD_mkt_dest2_ton_2007 | FGD_Dry_Solids_Mkt_Sold | B | 8 Tables | B8-13 | Table B-11 | Number (Double) | Tons of dry FGD solids sold to destination (2) in 2007 | 1307 | 1397
DFGD_mkt_dest2_ton_2009 | FGD_Dry_Solids_Mkt_Sold | B | 8 Tables | B8-13 | Table B-11 | Number (Double) | Tons of dry FGD solids sold to destination (2) in 2009 | 1308 | 1399
DFGD_mkt_dest3_desc | FGD_Dry_Solids_Mkt_Sold | B | 8 Tables | B8-13 | Table B-11 | Text | Destination (3) of dry FGD solids marketed. | 1309 | 1401
DFGD_mkt_dest3_rev_2005 | FGD_Dry_Solids_Mkt_Sold | B | 8 Tables | B8-13 | Table B-11 | Number (Double) | Revenue from dry FGD solids sold to destination (3) in 2005 | 1310 | 1403
DFGD_mkt_dest3_rev_2007 | FGD_Dry_Solids_Mkt_Sold | B | 8 Tables | B8-13 | Table B-11 | Number (Double) | Revenue from dry FGD solids sold to destination (3) in 2007 | 1311 | 1405
DFGD_mkt_dest3_rev_2009 | FGD_Dry_Solids_Mkt_Sold | B | 8 Tables | B8-13 | Table B-11 | Number (Double) | Revenue from dry FGD solids sold to destination (3) in 2009 | 1312 | 1407
DFGD_mkt_dest3_ton_2005 | FGD_Dry_Solids_Mkt_Sold | B | 8 Tables | B8-13 | Table B-11 | Number (Double) | Tons of dry FGD solids sold to destination (3) in 2005 | 1313 | 1402
DFGD_mkt_dest3_ton_2007 | FGD_Dry_Solids_Mkt_Sold | B | 8 Tables | B8-13 | Table B-11 | Number (Double) | Tons of dry FGD solids sold to destination (3) in 2007 | 1314 | 1404
DFGD_mkt_dest3_ton_2009 | FGD_Dry_Solids_Mkt_Sold | B | 8 Tables | B8-13 | Table B-11 | Number (Double) | Tons of dry FGD solids sold to destination (3) in 2009 | 1315 | 1406
DFGD_mkt_dest4_desc | FGD_Dry_Solids_Mkt_Sold | B | 8 Tables | B8-13 | Table B-11 | Text | Destination (4) of dry FGD solids marketed. | 1316 | 1408
DFGD_mkt_dest4_rev_2005 | FGD_Dry_Solids_Mkt_Sold | B | 8 Tables | B8-13 | Table B-11 | Number (Double) | Revenue from dry FGD solids sold to destination (4) in 2005 | 1317 | 1410
DFGD_mkt_dest4_rev_2007 | FGD_Dry_Solids_Mkt_Sold | B | 8 Tables | B8-13 | Table B-11 | Number (Double) | Revenue from dry FGD solids sold to destination (4) in 2007 | 1318 | 1412
DFGD_mkt_dest4_rev_2009 | FGD_Dry_Solids_Mkt_Sold | B | 8 Tables | B8-13 | Table B-11 | Number (Double) | Revenue from dry FGD solids sold to destination (4) in 2009 | 1319 | 1414
DFGD_mkt_dest4_ton_2005 | FGD_Dry_Solids_Mkt_Sold | B | 8 Tables | B8-13 | Table B-11 | Number (Double) | Tons of dry FGD solids sold to destination (4) in 2005 | 1320 | 1409
DFGD_mkt_dest4_ton_2007 | FGD_Dry_Solids_Mkt_Sold | B | 8 Tables | B8-13 | Table B-11 | Number (Double) | Tons of dry FGD solids sold to destination (4) in 2007 | 1321 | 1411
DFGD_mkt_dest4_ton_2009 | FGD_Dry_Solids_Mkt_Sold | B | 8 Tables | B8-13 | Table B-11 | Number (Double) | Tons of dry FGD solids sold to destination (4) in 2009 | 1322 | 1413
DFGD_mkt_dest5_desc | FGD_Dry_Solids_Mkt_Sold | B | 8 Tables | B8-13 | Table B-11 | Text | Destination (5) of dry FGD solids marketed. | 1323 | 1415
DFGD_mkt_dest5_other_desc | FGD_Dry_Solids_Mkt_Sold | B | 8 Tables | B8-13 | Table B-11 | Text | Description of Destination (5) of dry FGD solids marketed if destination not specified in dropdown menu. | 1324 | 1416
DFGD_mkt_dest5_rev_2005 | FGD_Dry_Solids_Mkt_Sold | B | 8 Tables | B8-13 | Table B-11 | Number (Double) | Revenue from dry FGD solids sold to destination (5) in 2005 | 1325 | 1418
DFGD_mkt_dest5_rev_2007 | FGD_Dry_Solids_Mkt_Sold | B | 8 Tables | B8-13 | Table B-11 | Number (Double) | Revenue from dry FGD solids sold to destination (5) in 2007 | 1326 | 1420
DFGD_mkt_dest5_rev_2009 | FGD_Dry_Solids_Mkt_Sold | B | 8 Tables | B8-13 | Table B-11 | Number (Double) | Revenue from dry FGD solids sold to destination (5) in 2009 | 1327 | 1422
DFGD_mkt_dest5_ton_2005 | FGD_Dry_Solids_Mkt_Sold | B | 8 Tables | B8-13 | Table B-11 | Number (Double) | Tons of dry FGD solids sold to destination (5) in 2005 | 1328 | 1417
DFGD_mkt_dest5_ton_2007 | FGD_Dry_Solids_Mkt_Sold | B | 8 Tables | B8-13 | Table B-11 | Number (Double) | Tons of dry FGD solids sold to destination (5) in 2007 | 1329 | 1419
DFGD_mkt_dest5_ton_2009 | FGD_Dry_Solids_Mkt_Sold | B | 8 Tables | B8-13 | Table B-11 | Number (Double) | Tons of dry FGD solids sold to destination (5) in 2009 | 1330 | 1421
DFGD_mkt_dest6_desc | FGD_Dry_Solids_Mkt_Sold | B | 8 Tables | B8-13 | Table B-11 | Text | Destination (6) of dry FGD solids marketed. | 1331 | 1423
DFGD_mkt_dest6_other_desc | FGD_Dry_Solids_Mkt_Sold | B | 8 Tables | B8-13 | Table B-11 | Text | Description of Destination (6) of dry FGD solids marketed if destination not specified in dropdown menu. | 1332 | 1424
DFGD_mkt_dest6_rev_2005 | FGD_Dry_Solids_Mkt_Sold | B | 8 Tables | B8-13 | Table B-11 | Number (Double) | Revenue from dry FGD solids sold to destination (6) in 2005 | 1333 | 1426
DFGD_mkt_dest6_rev_2007 | FGD_Dry_Solids_Mkt_Sold | B | 8 Tables | B8-13 | Table B-11 | Number (Double) | Revenue from dry FGD solids sold to destination (6) in 2007 | 1334 | 1428
DFGD_mkt_dest6_rev_2009 | FGD_Dry_Solids_Mkt_Sold | B | 8 Tables | B8-13 | Table B-11 | Number (Double) | Revenue from dry FGD solids sold to destination (6) in 2009 | 1335 | 1430
DFGD_mkt_dest6_ton_2005 | FGD_Dry_Solids_Mkt_Sold | B | 8 Tables | B8-13 | Table B-11 | Number (Double) | Tons of dry FGD solids sold to destination (6) in 2005 | 1336 | 1425
DFGD_mkt_dest6_ton_2007 | FGD_Dry_Solids_Mkt_Sold | B | 8 Tables | B8-13 | Table B-11 | Number (Double) | Tons of dry FGD solids sold to destination (6) in 2007 | 1337 | 1427
DFGD_mkt_dest6_ton_2009 | FGD_Dry_Solids_Mkt_Sold | B | 8 Tables | B8-13 | Table B-11 | Number (Double) | Tons of dry FGD solids sold to destination (6) in 2009 | 1338 | 1429
DFGD_rpw_flow_dpy | FGD_Dry_General | B | 8 | B8-5 |  | Number (Double) | Flow frequency in dpy of the FGD reagent preparation water for 2009. | 1339 | 1283
DFGD_rpw_flow_gpm | FGD_Dry_General | B | 8 | B8-5 |  | Number (Double) | Flow rate in gpm of the FGD reagent preparation water for 2009. | 1340 | 1281
DFGD_rpw_flow_hpd | FGD_Dry_General | B | 8 | B8-5 |  | Number (Double) | Flow duration in hpd of the FGD reagent preparation water for 2009. | 1341 | 1282
DFGD_solid_removal | FGD_Dry_General | B | 8 | B8-2 |  | Text | Indicates how the FGD solids are removed from the flue gas. | 1342 | 1269
DFGD_solid_removal_other_desc | FGD_Dry_General | B | 8 | B8-2 |  | Text | Description of how the FGD solids are removed from the flue gas if plant does not use an ESP or fabric filter. | 1343 | 1270
DFGD_solids_dest_other1_2005 | FGD_Dry_Solids_Dest | B | 8 Tables | B8-12 | Table B-10 | Number (Double) | Amount of dry FGD solids sent to Other Destination 1 in 2005. | 1344 | 1377
DFGD_solids_dest_other1_2007 | FGD_Dry_Solids_Dest | B | 8 Tables | B8-12 | Table B-10 | Number (Double) | Amount of dry FGD solids sent to Other Destination 1 in 2007. | 1345 | 1378
DFGD_solids_dest_other1_2009 | FGD_Dry_Solids_Dest | B | 8 Tables | B8-12 | Table B-10 | Number (Double) | Amount of dry FGD solids sent to Other Destination 1 in 2009. | 1346 | 1379
DFGD_solids_dest_other1_desc | FGD_Dry_Solids_Dest | B | 8 Tables | B8-12 | Table B-10 | Text | Description of Other Destination 1 for the dry FGD solids. | 1347 | 1376
DFGD_solids_dest_other2_2005 | FGD_Dry_Solids_Dest | B | 8 Tables | B8-12 | Table B-10 | Number (Double) | Amount of dry FGD solids sent to Other Destination 2 in 2005. | 1348 | 1381
DFGD_solids_dest_other2_2007 | FGD_Dry_Solids_Dest | B | 8 Tables | B8-12 | Table B-10 | Number (Double) | Amount of dry FGD solids sent to Other Destination 2 in 2007. | 1349 | 1382
DFGD_solids_dest_other2_2009 | FGD_Dry_Solids_Dest | B | 8 Tables | B8-12 | Table B-10 | Number (Double) | Amount of dry FGD solids sent to Other Destination 2 in 2009. | 1350 | 1383
DFGD_solids_dest_other2_desc | FGD_Dry_Solids_Dest | B | 8 Tables | B8-12 | Table B-10 | Text | Description of Other Destination 2 for the dry FGD solids. | 1351 | 1380
DFGD_solids_gv_awy_2005 | FGD_Dry_Solids_Dest | B | 8 Tables | B8-12 | Table B-10 | Number (Double) | Amount of dry FGD solids given away in 2005. | 1352 | 1373
DFGD_solids_gv_awy_2007 | FGD_Dry_Solids_Dest | B | 8 Tables | B8-12 | Table B-10 | Number (Double) | Amount of dry FGD solids given away in 2007. | 1353 | 1374
DFGD_solids_gv_awy_2009 | FGD_Dry_Solids_Dest | B | 8 Tables | B8-12 | Table B-10 | Number (Double) | Amount of dry FGD solids given away in 2009. | 1354 | 1375
DFGD_solids_landfill_offsite_2005 | FGD_Dry_Solids_Dest | B | 8 Tables | B8-12 | Table B-10 | Number (Double) | Amount of dry FGD solids in tons sent to an offsite landfill (i.e., not reported in Table A-6) in 2005. | 1355 | 1364
DFGD_solids_landfill_offsite_2007 | FGD_Dry_Solids_Dest | B | 8 Tables | B8-12 | Table B-10 | Number (Double) | Amount of dry FGD solids in tons sent to an offsite landfill (i.e., not reported in Table A-6) in 2007. | 1356 | 1365
DFGD_solids_landfill_offsite_2009 | FGD_Dry_Solids_Dest | B | 8 Tables | B8-12 | Table B-10 | Number (Double) | Amount of dry FGD solids in tons sent to an offsite landfill (i.e., not reported in Table A-6) in 2009. | 1357 | 1366
DFGD_solids_landfill_perm_2005 | FGD_Dry_Solids_Dest | B | 8 Tables | B8-12 | Table B-10 | Number (Double) | Amount of dry FGD solids in tons stored permanently in a reported landfill in 2005. | 1358 | 1352
DFGD_solids_landfill_perm_2007 | FGD_Dry_Solids_Dest | B | 8 Tables | B8-12 | Table B-10 | Number (Double) | Amount of dry FGD solids in tons stored permanently in a reported landfill in 2007. | 1359 | 1353
DFGD_solids_landfill_perm_2009 | FGD_Dry_Solids_Dest | B | 8 Tables | B8-12 | Table B-10 | Number (Double) | Amount of dry FGD solids in tons stored permanently in a reported landfill in 2009. | 1360 | 1354
DFGD_solids_landfill_temp_2005 | FGD_Dry_Solids_Dest | B | 8 Tables | B8-12 | Table B-10 | Number (Double) | Amount of dry FGD solids in tons stored temporarily (later hauled offsite/marketed) in a reported landfill in 2005. | 1361 | 1355
DFGD_solids_landfill_temp_2007 | FGD_Dry_Solids_Dest | B | 8 Tables | B8-12 | Table B-10 | Number (Double) | Amount of dry FGD solids in tons stored temporarily (later hauled offsite/marketed) in a reported landfill in 2007. | 1362 | 1356
DFGD_solids_landfill_temp_2009 | FGD_Dry_Solids_Dest | B | 8 Tables | B8-12 | Table B-10 | Number (Double) | Amount of dry FGD solids in tons stored temporarily (later hauled offsite/marketed) in a reported landfill in 2009. | 1363 | 1357
DFGD_solids_mkt_chlor | FGD_Dry_General | B | 8 | B8-11 |  | Text | Chlorides content affects the ability of dry FGD solids to be marketed, sold, or given away | 1364 | 1293
DFGD_solids_mkt_chlor_ppm | FGD_Dry_General | B | 8 | B8-11 |  | Number (Double) | Maximum chlorides concentration limit in ppm for marketing, selling, or giving away dry FGD solids. | 1365 | 1294
DFGD_solids_mkt_H2O | FGD_Dry_General | B | 8 | B8-11 |  | Text | Moisture content affects the ability of dry FGD solids to be marketed, sold, or given away | 1366 | 1295
DFGD_solids_mkt_H2O_ppm | FGD_Dry_General | B | 8 | B8-11 |  | Number (Double) | Maximum moisture content limit in ppm for marketing, selling, or giving away dry FGD solids. | 1367 | 1296
DFGD_solids_mkt_NA | FGD_Dry_General | B | 8 | B8-11 |  | Text | FGD solids are not marketed, sold, or given away. | 1368 | 1301
DFGD_solids_mkt_none | FGD_Dry_General | B | 8 | B8-11 |  | Text | Industries to which the FGD solids are marketed have not specified standards. | 1369 | 1300
DFGD_solids_mkt_other | FGD_Dry_General | B | 8 | B8-11 |  | Text | Another parameter affects the ability of dry FGD solids to be marketed, sold, or given away. | 1370 | 1297
DFGD_solids_mkt_other_desc | FGD_Dry_General | B | 8 | B8-11 |  | Text | Description of the other parameter that affects the ability of dry FGD solids to be marketed, sold, or given away. | 1371 | 1298
DFGD_solids_mkt_other_ppm | FGD_Dry_General | B | 8 | B8-11 |  | Number (Double) | Maximum other parameter concentration limit in ppm for marketing, selling, or giving away dry FGD solids. | 1372 | 1299
DFGD_solids_pond_offsite_2005 | FGD_Dry_Solids_Dest | B | 8 Tables | B8-12 | Table B-10 | Number (Double) | Amount of dry FGD solids in tons sent to an offsite pond (i.e., not reported in Table A-4) in 2005. | 1373 | 1367
DFGD_solids_pond_offsite_2007 | FGD_Dry_Solids_Dest | B | 8 Tables | B8-12 | Table B-10 | Number (Double) | Amount of dry FGD solids in tons sent to an offsite pond (i.e., not reported in Table A-4) in 2007. | 1374 | 1368
DFGD_solids_pond_offsite_2009 | FGD_Dry_Solids_Dest | B | 8 Tables | B8-12 | Table B-10 | Number (Double) | Amount of dry FGD solids in tons sent to an offsite pond (i.e., not reported in Table A-4) in 2009. | 1375 | 1369
DFGD_solids_pond_perm_2005 | FGD_Dry_Solids_Dest | B | 8 Tables | B8-12 | Table B-10 | Number (Double) | Amount of dry FGD solids in tons stored permanently in a reported pond in 2005. | 1376 | 1358
DFGD_solids_pond_perm_2007 | FGD_Dry_Solids_Dest | B | 8 Tables | B8-12 | Table B-10 | Number (Double) | Amount of dry FGD solids in tons stored permanently in a reported pond in 2007. | 1377 | 1359
DFGD_solids_pond_perm_2009 | FGD_Dry_Solids_Dest | B | 8 Tables | B8-12 | Table B-10 | Number (Double) | Amount of dry FGD solids in tons stored permanently in a reported pond in 2009. | 1378 | 1360
DFGD_solids_pond_temp_2005 | FGD_Dry_Solids_Dest | B | 8 Tables | B8-12 | Table B-10 | Number (Double) | Amount of dry FGD solids in tons stored temporarily (later hauled offsite/marketed) in a reported pond in 2005. | 1379 | 1361
DFGD_solids_pond_temp_2007 | FGD_Dry_Solids_Dest | B | 8 Tables | B8-12 | Table B-10 | Number (Double) | Amount of dry FGD solids in tons stored temporarily (later hauled offsite/marketed) in a reported pond in 2007. | 1380 | 1362
DFGD_solids_pond_temp_2009 | FGD_Dry_Solids_Dest | B | 8 Tables | B8-12 | Table B-10 | Number (Double) | Amount of dry FGD solids in tons stored temporarily (later hauled offsite/marketed) in a reported pond in 2009. | 1381 | 1363
DFGD_solids_sold_2005 | FGD_Dry_Solids_Dest | B | 8 Tables | B8-12 | Table B-10 | Number (Double) | Amount of dry FGD solids marketed and sold in 2005. | 1382 | 1370
DFGD_solids_sold_2007 | FGD_Dry_Solids_Dest | B | 8 Tables | B8-12 | Table B-10 | Number (Double) | Amount of dry FGD solids marketed and sold in 2007. | 1383 | 1371
DFGD_solids_sold_2009 | FGD_Dry_Solids_Dest | B | 8 Tables | B8-12 | Table B-10 | Number (Double) | Amount of dry FGD solids marketed and sold in 2009. | 1384 | 1372
DFGD_source_rpw_chlor | FGD_Dry_General | B | 8 | B8-4 |  | Text | There is a maximum chlorides concentration limit that determines whether a water source can be used as FGD reagent preparation water. | 1385 | 1274
DFGD_source_rpw_chlor_ppm | FGD_Dry_General | B | 8 | B8-4 |  | Number (Double) | Maximum chlorides concentration that is acceptable for a water source used as FGD reagent preparation water. | 1386 | 1275
DFGD_source_rpw_other | FGD_Dry_General | B | 8 | B8-6 |  | Text | Checkbox indicating that the source of FGD reagent preparation water is another source. | 1387 | 1290
DFGD_source_rpw_other_desc | FGD_Dry_General | B | 8 | B8-6 |  | Text | Description of the other source used as the FGD reagent preparation water. | 1388 | 1291
DFGD_source_rpw_params_other | FGD_Dry_General | B | 8 | B8-4 |  | Text | There are other criteria that determines whether a water source can be used as FGD reagent preparation water. | 1389 | 1278
DFGD_source_rpw_params_other_desc | FGD_Dry_General | B | 8 | B8-4 |  | Text | Description of other criteria that determines if a water source is acceptable for use as FGD reagent preparation water. | 1390 | 1279
DFGD_source_rpw_procWW | FGD_Dry_General | B | 8 | B8-6 |  | Text | The source of FGD reagent preparation water is a process wastewater. | 1391 | 1287
DFGD_source_rpw_procWW_desc | FGD_Dry_General | B | 8 | B8-6 |  | Text | The process wastewater selected from the dropdown menu that is used as a source of FGD reagent preparation water. | 1392 | 1288
DFGD_source_rpw_procWW_other | FGD_Dry_General | B | 8 | B8-6 |  | Text | Description of the process wastewater that is used as a source of FGD reagent preparation water if the process wastewater is not specified in the dropdown menu. | 1393 | 1289
DFGD_source_rpw_raw | FGD_Dry_General | B | 8 | B8-6 |  | Text | The source of FGD reagent preparation water is raw intake water. | 1394 | 1285
DFGD_source_rpw_solid_per | FGD_Dry_General | B | 8 | B8-4 |  | Number (Double) | Maximum solids percentage that is acceptable for a water source used as FGD reagent preparation water. | 1395 | 1277
DFGD_source_rpw_solids | FGD_Dry_General | B | 8 | B8-4 |  | Text | There is a solids percentage limit that determines whether a water source can be used as FGD reagent preparation water. | 1396 | 1276
DFGD_source_rpw_treat | FGD_Dry_General | B | 8 | B8-6 |  | Text | The source of FGD reagent preparation water is intake water that has been treated on-site. | 1397 | 1286
DFGD_ww_clean_days | FGD_Dry_Wastewater | B | 8 | B8-9 |  | Number (Double) | The number of days FGD wastewater was generated from cleaning the dry FGD scrubber in 2009. | 1398 | 1328
DFGD_ww_clean_gpd | FGD_Dry_Wastewater | B | 8 | B8-9 |  | Number (Double) | The volume in gpd of FGD wastewater generated from cleaning the dry FGD scrubber in 2009. | 1399 | 1327
DFGD_ww_gen | FGD_Dry_Wastewater | B | 8 | B8-7 |  | Text | Yes/no response indicating whether FGD wastewater is generated from the operation of the dry FGD scrubber. | 1400 | 1304
discharge_canal | Plant_Outfalls | A | 2.2 | A2-7 |  | Text | The yes/no answer to whether the plant's outfall releases water to a discharge canal prior to discharging to surface water. | 1401 | 165
drive_limitation_1 | Nuc_WWTS_Technology | H | 3 | H3-4 | Table H-3 | Text | 1 Effluent Limitation Drives/Will Drive the Operation of the Technology - Limitation | 1402 | 3330
drive_limitation_2 | Nuc_WWTS_Technology | H | 3 | H3-4 | Table H-3 | Text | 2 Effluent Limitation Drives/Will Drive the Operation of the Technology - Limitation | 1403 | 3333
drive_limitation_3 | Nuc_WWTS_Technology | H | 3 | H3-4 | Table H-3 | Text | 3 Effluent Limitation Drives/Will Drive the Operation of the Technology - Limitation | 1404 | 3336
drive_pollutant_1 | Nuc_WWTS_Technology | H | 3 | H3-4 | Table H-3 | Text | 1 Effluent Limitation Drives/Will Drive the Operation of the Technology - Pollutant | 1405 | 3329
drive_pollutant_2 | Nuc_WWTS_Technology | H | 3 | H3-4 | Table H-3 | Text | 2 Effluent Limitation Drives/Will Drive the Operation of the Technology - Pollutant | 1406 | 3332
drive_pollutant_3 | Nuc_WWTS_Technology | H | 3 | H3-4 | Table H-3 | Text | 3 Effluent Limitation Drives/Will Drive the Operation of the Technology - Pollutant | 1407 | 3335
drive_unit_1 | Nuc_WWTS_Technology | H | 3 | H3-4 | Table H-3 | Text | 1 Effluent Limitation Drives/Will Drive the Operation of the Technology - Unit | 1408 | 3331
drive_unit_2 | Nuc_WWTS_Technology | H | 3 | H3-4 | Table H-3 | Text | 2 Effluent Limitation Drives/Will Drive the Operation of the Technology - Unit | 1409 | 3334
drive_unit_3 | Nuc_WWTS_Technology | H | 3 | H3-4 | Table H-3 | Text | 3 Effluent Limitation Drives/Will Drive the Operation of the Technology - Unit | 1410 | 3337
ea_cllct_w_aha | Economizer_Ash | C | 4 | C4-1 |  | Text | Is economizer ash form this unit collected with air heater ash | 1411 | 2511
ea_cmbn_other_desc | Economizer_Ash | C | 4 | C4-3 |  | Text | Description of other method of combining economizer with FA and/or BA | 1412 | 2517
ea_dest_gv_awy | Economizer_Ash | C | 4 | C4-6 |  | Text | Economizer ash is hauled of site (to be given away) | 1413 | 2535
ea_dest_gv_awy_per | Economizer_Ash | C | 4 | C4-6 |  | Number (Double) | Percentage of economizer ash hauled off site to be given away | 1414 | 2536
ea_dest_landfill_not_report | Economizer_Ash | C | 4 | C4-6 |  | Text | Economizer ash is stored in a landfill not reported in Table A-6 | 1415 | 2531
ea_dest_landfill_not_report_per | Economizer_Ash | C | 4 | C4-6 |  | Number (Double) | Percentage of economizer ash not stored in a landfill reported in Table A-6 | 1416 | 2532
ea_dest_landfill_report | Economizer_Ash | C | 4 | C4-6 |  | Text | Economizer ash stored in a landfill in Table A-6 | 1417 | 2527
ea_dest_landfill_report_per | Economizer_Ash | C | 4 | C4-6 |  | Number (Double) | Percentage of economizer ash stored in a landfill in Table A-6 | 1418 | 2528
ea_dest_mkt | Economizer_Ash | C | 4 | C4-6 |  | Text | Economizer ash is hauled off site (to be marketed) | 1419 | 2533
ea_dest_mkt_per | Economizer_Ash | C | 4 | C4-6 |  | Number (Double) | Percentage of economizer ash hauled off site to be marketed | 1420 | 2534
ea_dest_other | Economizer_Ash | C | 4 | C4-6 |  | Text | Other destination of economizer ash | 1421 | 2537
ea_dest_other_desc | Economizer_Ash | C | 4 | C4-6 |  | Text | Description of other destination of economizer ash | 1422 | 2538
ea_dest_other_per | Economizer_Ash | C | 4 | C4-6 |  | Number (Double) | Percentage of economizer ash in other destination | 1423 | 2539
ea_dest_pond_report | Economizer_Ash | C | 4 | C4-6 |  | Text | Economizer ash stored in a pond reported in Table A-4 | 1424 | 2529
ea_dest_pond_report_per | Economizer_Ash | C | 4 | C4-6 |  | Number (Double) | Percentage of economizer ash stored in a pond reported in Table A-4 | 1425 | 2530
ea_gen_dpy | Economizer_Ash | C | 4 | C4-4 |  | Number (Double) | Frequency of economizer ash collection (dpy) | 1426 | 2520
ea_gen_tpd | Economizer_Ash | C | 4 | C4-4 |  | Number (Double) | Amount of economizer ash (tpd - dry weight basis) | 1427 | 2519
ea_gen_WW | Economizer_Ash | C | 4 | C4-5 |  | Text | Is process wastewater generated from the handling of economizer ash | 1428 | 2522
ea_handle | Economizer_Ash | C | 4 | C4-2 |  | Text | Method of handling economizer ash | 1429 | 2513
ea_handle_segregated_desc | Economizer_Ash | C | 4 | C4-2 |  | Text | If segregated from FA and BA, how was it handled | 1430 | 2514
ea_how_cmbn | Economizer_Ash | C | 4 | C4-3 |  | Text | Identify how the economizer ash is combined with fly ash and/or bottom ash | 1431 | 2516
ea_WW_days | Economizer_Ash | C | 4 | C4-5 |  | Number (Double) | Frequency of wastewater generated (over _____ days) | 1432 | 2524
ea_WW_dest | Economizer_Ash | C | 4 | C4-5 |  | Text | Destination of the economizer ash wastewater generated | 1433 | 2525
ea_WW_gpd | Economizer_Ash | C | 4 | C4-5 |  | Number (Double) | Volume of wastewater generated (gpd) | 1434 | 2523
EAreport | Plant_General | A | 2.1 | A2-3 |  | Text | The yes/no answer to whether the plant conduct any Environmental Assessment (EA) or Environmental Impact Statement (EIS) studies on receiving waters or pond/impoundments reported in Table A-4. | 1435 | 111
EAreport_attach | Plant_General | A | 2.1 | A2-3 |  | Text | Checkbox indicating that the plant did attach the results from the study(ies). | 1436 | 112
EAreport_notattach | Plant_General | A | 2.1 | A2-3 |  | Text | Checkbox indicating that the plant did not attach the results from the study(ies). | 1437 | 113
EAreport_notattach_desc | Plant_General | A | 2.1 | A2-3 |  | Text | Explanation on why the plant did not attach the results from the study(ies). | 1438 | 114
econ1_city | Plant_Contact_Info | A | 1.1 | A1-4 |  | Text | City the primary contact for economic/financial information is located in. | 1439 | 41
econ1_email | Plant_Contact_Info | A | 1.1 | A1-4 |  | Text | Email address of the primary contact for economic/financial information. | 1440 | 39
econ1_fax | Plant_Contact_Info | A | 1.1 | A1-4 |  | Text | Fax number of the primary contact for economic/financial information. | 1441 | 45
econ1_name | Plant_Contact_Info | A | 1.1 | A1-4 |  | Text | Name of the primary contact for economic/financial information presented in questionnaire. | 1442 | 37
econ1_state | Plant_Contact_Info | A | 1.1 | A1-4 |  | Text | State the primary contact for economic/financial information is located in. | 1443 | 42
econ1_street | Plant_Contact_Info | A | 1.1 | A1-4 |  | Text | Street address for the primary contact for economic/financial information. | 1444 | 40
econ1_telephone | Plant_Contact_Info | A | 1.1 | A1-4 |  | Text | Telephone number of the primary contact for economic/financial information. | 1445 | 44
econ1_time_lower | Plant_Contact_Info | A | 1.1 | A1-4 |  | Date/Time | Earliest time to call the primary contact for economic/financial information (Eastern Time). | 1446 | 46
econ1_time_lower_unit | Plant_Contact_Info | A | 1.1 | A1-4 |  | Text | The AM/PM designation for the earliest time to call. | 1447 | 47
econ1_time_upper | Plant_Contact_Info | A | 1.1 | A1-4 |  | Date/Time | Earliest time to call the primary contact for economic/financial information contact (Eastern Time). | 1448 | 48
econ1_time_upper_unit | Plant_Contact_Info | A | 1.1 | A1-4 |  | Text | The AM/PM designation for the latest time to call. | 1449 | 49
econ1_title | Plant_Contact_Info | A | 1.1 | A1-4 |  | Text | Title of the primary contact for economic/financial information. | 1450 | 38
econ1_zip | Plant_Contact_Info | A | 1.1 | A1-4 |  | Number (Double) | Zip code for the primary contact for economic/financial information. | 1451 | 43
econ2_city | Plant_Contact_Info | A | 1.1 | A1-5 |  | Text | City the secondary contact for economic/financial information is located in. | 1452 | 55
econ2_email | Plant_Contact_Info | A | 1.1 | A1-5 |  | Text | Email address of the secondary contact for economic/financial information. | 1453 | 53
econ2_fax | Plant_Contact_Info | A | 1.1 | A1-5 |  | Text | Fax number of the secondary contact for economic/financial information. | 1454 | 59
econ2_name | Plant_Contact_Info | A | 1.1 | A1-5 |  | Text | Name of the secondary contact for economic/financial information presented in questionnaire. | 1455 | 51
econ2_state | Plant_Contact_Info | A | 1.1 | A1-5 |  | Text | State the secondary contact for economic/financial information is located in. | 1456 | 56
econ2_street | Plant_Contact_Info | A | 1.1 | A1-5 |  | Text | Street address for the secondary contact for economic/financial information. | 1457 | 54
econ2_telephone | Plant_Contact_Info | A | 1.1 | A1-5 |  | Text | Telephone number of the secondary contact for economic/financial information. | 1458 | 58
econ2_time_lower | Plant_Contact_Info | A | 1.1 | A1-5 |  | Date/Time | Earliest time to call the secondary contact for economic/financial information (Eastern Time). | 1459 | 60
econ2_time_lower_unit | Plant_Contact_Info | A | 1.1 | A1-5 |  | Text | The AM/PM designation for the latest time to call. | 1460 | 61
econ2_time_upper | Plant_Contact_Info | A | 1.1 | A1-5 |  | Date/Time | Earliest time to call the secondary contact for economic/financial information contact (Eastern Time). | 1461 | 62
econ2_time_upper_unit | Plant_Contact_Info | A | 1.1 | A1-5 |  | Text | The AM/PM designation for the latest time to call. | 1462 | 63
econ2_title | Plant_Contact_Info | A | 1.1 | A1-5 |  | Text | Title of the secondary contact for economic/financial information. | 1463 | 52
econ2_zip | Plant_Contact_Info | A | 1.1 | A1-5 |  | Number (Double) | Zip code for the secondary contact for economic/financial information. | 1464 | 57
Effluent | Treatment_Effluents | D | 3.2 | D3-3 | Table D-4 | Text | Effluent name selected from dropdown menu. | 1465 | 2670
Effluent_Dest | Treatment_Effluents | D | 3.2 | D3-3 | Table D-4 | Text | Final effluent destination, selected from dropdown menu. | 1466 | 2681
Effluent_Dest_Other | Treatment_Effluents | D | 3.2 | D3-3 | Table D-4 | Text | Final effluent destination, plant entered description for 'other'. | 1467 | 2682
Effluent_dpy | Treatment_Effluents | D | 3.2 | D3-3 | Table D-4 | Text | Avg. annual flow rate frequency, days per year. | 1468 | 2675
Effluent_gpd | Treatment_Effluents | D | 3.2 | D3-3 | Table D-4 | Text | Avg. annual flow rate in gallons per day. | 1469 | 2674
Effluent_gpm | Treatment_Effluents | D | 3.2 | D3-3 | Table D-4 | Text | Avg. annual flow rate in gallons per minute. | 1470 | 2672
Effluent_hpd | Treatment_Effluents | D | 3.2 | D3-3 | Table D-4 | Text | Avg. annual flow rate frequency, hours per day. | 1471 | 2673
Effluent_NPDES | Treatment_Effluents | D | 3.2 | D3-3 | Table D-4 | Text | NPDES permit outfall number for effluents sent to surface water. | 1472 | 2683
Effluent_Other | Treatment_Effluents | D | 3.2 | D3-3 | Table D-4 | Text | Plant entered effluent name, description of 'other'. | 1473 | 2671
Effluent_Slds_amt | Treatment_Effluents | D | 3.2 | D3-3 | Table D-4 | Text | Amount of solids/sludge. | 1474 | 2676
Effluent_Slds_MC | Treatment_Effluents | D | 3.2 | D3-3 | Table D-4 | Text | Percent moisture contained in solids/sludge. | 1475 | 2678
Effluent_Slds_unit | Treatment_Effluents | D | 3.2 | D3-3 | Table D-4 | Text | Units for the provided amount of solids/sludge. | 1476 | 2677
EIA_ID | Plant_IDs_Pend_Permits | A | 2.1 | A2-1 |  | Text | The plant's EIA Plant Identification Code. | 1477 | 130
elec_distributed | Plant_General | A | 1.2 | A1-9 |  | Text | The plant distributes the electricity generated for sale. | 1478 | 79
elec_distributed_per | Plant_General | A | 1.2 | A1-9 |  | Number (Double) | The percent of electricity distributed for sale (by end use). | 1479 | 80
elec_gross_2007 | Plant_General | A | 1.2 | A1-14 | Table A-1 | Number (Double) | The total gross electrical generation for all electric generating units at the plant during calendar year 2007. | 1480 | 107
elec_gross_2008 | Plant_General | A | 1.2 | A1-14 | Table A-1 | Number (Double) | The total gross electrical generation for all electric generating units at the plant during calendar year 2008. | 1481 | 108
elec_gross_2009 | Plant_General | A | 1.2 | A1-14 | Table A-1 | Number (Double) | The total gross electrical generation for all electric generating units at the plant during calendar year 2009. | 1482 | 109
elec_net_2007 | Plant_General | A | 1.2 | A1-14 | Table A-1 | Number (Double) | The total net electrical generation for all electric generating units at the plant during calendar year 2007. | 1483 | 104
elec_net_2008 | Plant_General | A | 1.2 | A1-14 | Table A-1 | Number (Double) | The total net electrical generation for all electric generating units at the plant during calendar year 2008. | 1484 | 105
elec_net_2009 | Plant_General | A | 1.2 | A1-14 | Table A-1 | Number (Double) | The total net electrical generation for all electric generating units at the plant during calendar year 2009. | 1485 | 106
elec_other | Plant_General | A | 1.2 | A1-9 |  | Text | Other use of electricity (not used on site or distributed for sale). | 1486 | 81
elec_other_desc | Plant_General | A | 1.2 | A1-9 |  | Memo | A description of the other electricity end use/handling. | 1487 | 83
elec_other_per | Plant_General | A | 1.2 | A1-9 |  | Number (Double) | The percent of electricity associated with the other use (by end use). | 1488 | 82
elec_used | Plant_General | A | 1.2 | A1-9 |  | Text | The plant uses the electricity generated on site. | 1489 | 77
elec_used_per | Plant_General | A | 1.2 | A1-9 |  | Number (Double) | The percent of electricity used on site (by end use). | 1490 | 78
emrgncy_outfall | Plant_Outfalls_Flow | A | 2.2 | A2-10 | Table A-3 | Text | Checkbox if the outfall is used for emergency discharges only. | 1491 | 185
energy_source | Fuel_Usage | A | 8 | A8-3 |  | Text | The Yes/No response to if the plant report a fossil or nuclear fuel as the predominant or second most predominant energy source for this generating unit on Form EIA-860 for reporting year 2009. | 1492 | 452
FGD | FGD_General | B | 1 | B1-1 |  | Text | Designates if the plant operates, is constructing, or planning to construct a FGD system (QB1-1) | 1493 | 830
FGD_data_analyte | FGD_Monitoring_Data_Results | B | 6 | B6-2 | Table B-9 | Text | Analyte | 1496 | 1160
FGD_data_CASNo | FGD_Monitoring_Data_Results | B | 6 | B6-2 | Table B-9 | Text | CAS Number | 1497 | 1161
FGD_data_date_collect | FGD_Monitoring_Data_Results | B | 6 | B6-2 | Table B-9 | Text | Date sample collected | 1498 | 1170
FGD_data_grab_comp | FGD_Monitoring_Data_Results | B | 6 | B6-2 | Table B-9 | Text | Collected as grab or composite | 1499 | 1172
FGD_data_loc | FGD_Monitoring_Data_Results | B | 6 | B6-2 | Table B-9 | Text | Sample location | 1500 | 1171
FGD_data_MDL_unit | FGD_Monitoring_Data_Results | B | 6 | B6-2 | Table B-9 | Text | Method detection limit - unit | 1501 | 1167
FGD_data_MDL_value | FGD_Monitoring_Data_Results | B | 6 | B6-2 | Table B-9 | Number (Double) | Method detection limit - value | 1502 | 1166
FGD_data_method | FGD_Monitoring_Data_Results | B | 6 | B6-2 | Table B-9 | Text | Analytical Method | 1503 | 1165
FGD_data_msrd_unit | FGD_Monitoring_Data_Results | B | 6 | B6-2 | Table B-9 | Text | Measured Value - units | 1504 | 1164
FGD_data_msrd_value | FGD_Monitoring_Data_Results | B | 6 | B6-2 | Table B-9 | Number (Double) | Measured Value - value | 1505 | 1163
FGD_data_non_detect | FGD_Monitoring_Data_Results | B | 6 | B6-2 | Table B-9 | Text | Measured Value - BDL | 1506 | 1162
FGD_data_purge_flow | FGD_Monitoring_Data_Results | B | 6 | B6-2 | Table B-9 | Number (Double) | Flow rate of FGD scrubber purge (or slurry discharge) at time of sampling (gpm) | 1507 | 1175
FGD_data_qualifier | FGD_Monitoring_Data_Results | B | 6 | B6-2 | Table B-9 | Text | Description of qualifiers | 1508 | 1173
FGD_data_RL_unit | FGD_Monitoring_Data_Results | B | 6 | B6-2 | Table B-9 | Text | Reporting limit - unit | 1509 | 1169
FGD_data_RL_value | FGD_Monitoring_Data_Results | B | 6 | B6-2 | Table B-9 | Number (Double) | Reporting limit -value | 1510 | 1168
FGD_data_tot_diss | FGD_Monitoring_Data_Results | B | 6 | B6-2 | Table B-9 | Text | Analyzed as Total Recoverable or Dissolved (only answer for metals) | 1511 | 1174
FGD_dry | FGD_General | B | 1 | B8-1 |  | Text | Designates if the plant operates a dry FGD system (QB8-1) | 1512 | 834
FGD_gen_purge | FGD_Pl_Systems | B | 2 | B2-1 | Table B-2 | Text | Designates whether system will generate FGD scrubber purge (or slurry discharge)? | 1513 | 870
FGD_id | FGD_Pl_Systems | B | 2 | FGD_ID | Table B-2 | Text | FGD system identification number. | 1514 | 867
FGD_id | FGD_Wet_General | B | 4 | FGD_ID |  | Text | FGD system identification number. | 1515 | 896
FGD_id | FGD_Wet_Solids_Dest | B | 4 Tables | FGD_ID | Table B-4 | Text | FGD system identification number. | 1516 | 1013
FGD_id | FGD_Wet_Solids_Mkt_Sold | B | 4 Tables | FGD_ID | Table B-5 | Text | FGD system identification number. | 1517 | 1048
FGD_id | FGD_Wet_Solids_Cost | B | 4 Tables | FGD_ID | Table B-6 | Text | FGD system identification number. | 1518 | 1095
FGD_id | FGD_Wet_Sources_Flow | B | 5 | FGD_ID | Table B-7 | Text | FGD system identification number | 1519 | 1128
FGD_id | FGD_Wet_Water_Gen | B | 5 | FGD_ID | Table B-8 | Text | FGD system identification number | 1520 | 1143
FGD_id | FGD_Dry_General | B | 8 | FGD_ID |  | Text | Flue gas desulfurization unit identification number. | 1521 | 1267
FGD_id | FGD_Dry_Solids_Dest | B | 8 Tables | FGD_ID | Table B-10 | Text | Flue gas desulfurization unit identification number. | 1522 | 1350
FGD_id | FGD_Dry_Solids_Mkt_Sold | B | 8 Tables | FGD_ID | Table B-11 | Text | Flue gas desulfurization unit identification number. | 1523 | 1385
FGD_id | FGD_Dry_Solids_Cost | B | 8 Tables | FGD_ID | Table B-12 | Text | FGD system identification number. | 1524 | 1432
FGD_id | FGD_Systems | B | 1 | B1-2 | Table B-1 | Text | FGD system identification number. | 1525 | 836
FGD_online_date | FGD_Systems | B | 1 | B1-2 | Table B-1 | Text | Date System Initially Brought On Line, or Planned to be Brought On Line (month/year) | 1526 | 838
FGD_oxidation | FGD_Systems | B | 1 | B1-2 | Table B-1 | Text | Type of Oxidation (Forced, Natural, or Inhibited) | 1527 | 854
FGD_purge_cmngl_after_FGD_pond | FGD_Wastewater_Treatment | B | 7 | B7-3 |  | Text | FGD scrubber purge is treated in a FGD pond and subsequently commingled with ash water in designated ash pond | 1528 | 1211
FGD_purge_cmngl_after_WWTS | FGD_Wastewater_Treatment | B | 7 | B7-3 |  | Text | FGD scrubber purge wastewater is treated using a wastewater treatment system other than a pond and subsequently commingled with ash water in a dedicated ash pond | 1529 | 1213
FGD_purge_cmngl_ba | FGD_Wastewater_Treatment | B | 7 | B7-2 |  | Text | Bottom ash sluice is commingled with FGD scrubber purge in the settling pond | 1530 | 1200
FGD_purge_cmngl_boiler_bd | FGD_Wastewater_Treatment | B | 7 | B7-2 |  | Text | Boiler blowdown is commingled with FGD scrubber purge in the settling pond | 1531 | 1203
FGD_purge_cmngl_fa | FGD_Wastewater_Treatment | B | 7 | B7-2 |  | Text | Fly ash sluice is commingled with FGD scrubber purge in the settling pond | 1532 | 1199
FGD_purge_cmngl_mcw | FGD_Wastewater_Treatment | B | 7 | B7-2 |  | Text | Metal cleaning waste is commingled with FGD scrubber purge in the settling pond | 1533 | 1201
FGD_purge_cmngl_mill | FGD_Wastewater_Treatment | B | 7 | B7-2 |  | Text | Mill reject sluice is commingled with FGD scrubber purge in the settling pond | 1534 | 1202
FGD_purge_cmngl_none | FGD_Wastewater_Treatment | B | 7 | B7-2 |  | Text | FGD scrubber blowdown is not commingled with any process wastewaters in the settling pond | 1535 | 1208
FGD_purge_cmngl_one_pond | FGD_Wastewater_Treatment | B | 7 | B7-3 |  | Text | "True" commingling in the pond | 1536 | 1210
FGD_purge_cmngl_other1 | FGD_Wastewater_Treatment | B | 7 | B7-2 |  | Text | Other process wastewater (1) commingled with FGD scrubber purge in the settling pond | 1537 | 1204
FGD_purge_cmngl_other1_desc | FGD_Wastewater_Treatment | B | 7 | B7-2 |  | Text | Description of other process wastewater (1) commingled with FGD scrubber purge in the settling pond | 1538 | 1205
FGD_purge_cmngl_other2 | FGD_Wastewater_Treatment | B | 7 | B7-2 |  | Text | Other process wastewater (2) commingled with FGD scrubber purge in the settling pond | 1539 | 1206
FGD_purge_cmngl_other2_desc | FGD_Wastewater_Treatment | B | 7 | B7-2 |  | Text | Description of other process wastewater (2) commingled with FGD scrubber purge in the settling pond | 1540 | 1207
FGD_purge_cmngl_pond_other | FGD_Wastewater_Treatment | B | 7 | B7-3 |  | Text | Other method of commingling FGD scrubber purge and BA or FA sluice | 1541 | 1214
FGD_purge_cmngl_pond_other_desc | FGD_Wastewater_Treatment | B | 7 | B7-3 |  | Text | Description of other method of commingling FGD scrubber purge and BA and FA sluice | 1542 | 1215
FGD_purge_not_cmngl | FGD_Wastewater_Treatment | B | 7 | B7-3 |  | Text | FGD scrubber purge is not commingled with other wastewaters | 1543 | 1212
FGD_purge_pond | FGD_Wastewater_Treatment | B | 7 | B7-1 |  | Text | Does the plant transfer the FGD scrubber purge (or slurry discharge) to a settling pond? | 1544 | 1197
FGD_seunit1 | FGD_Systems | B | 1 | B1-2 | Table B-1 | Text | SE unit 1 from Table A-8 serviced by this FGD system | 1545 | 839
FGD_seunit10 | FGD_Systems | B | 1 | B1-2 | Table B-1 | Text | SE unit 10 from Table A-8 serviced by this FGD system | 1546 | 848
FGD_seunit2 | FGD_Systems | B | 1 | B1-2 | Table B-1 | Text | SE unit 2 from Table A-8 serviced by this FGD system | 1547 | 840
FGD_seunit3 | FGD_Systems | B | 1 | B1-2 | Table B-1 | Text | SE unit 3 from Table A-8 serviced by this FGD system | 1548 | 841
FGD_seunit4 | FGD_Systems | B | 1 | B1-2 | Table B-1 | Text | SE unit 4 from Table A-8 serviced by this FGD system | 1549 | 842
FGD_seunit5 | FGD_Systems | B | 1 | B1-2 | Table B-1 | Text | SE unit 5 from Table A-8 serviced by this FGD system | 1550 | 843
FGD_seunit6 | FGD_Systems | B | 1 | B1-2 | Table B-1 | Text | SE unit 6 from Table A-8 serviced by this FGD system | 1551 | 844
FGD_seunit7 | FGD_Systems | B | 1 | B1-2 | Table B-1 | Text | SE unit 7 from Table A-8 serviced by this FGD system | 1552 | 845
FGD_seunit8 | FGD_Systems | B | 1 | B1-2 | Table B-1 | Text | SE unit 8 from Table A-8 serviced by this FGD system | 1553 | 846
FGD_seunit9 | FGD_Systems | B | 1 | B1-2 | Table B-1 | Text | SE unit 9 from Table A-8 serviced by this FGD system | 1554 | 847
FGD_seunitA | FGD_Systems | B | 1 | B1-2 | Table B-1 | Text | SE unit A from Table A-9 serviced by this FGD system | 1555 | 849
FGD_seunitB | FGD_Systems | B | 1 | B1-2 | Table B-1 | Text | SE unit B from Table A-9 serviced by this FGD system | 1556 | 850
FGD_seunitC | FGD_Systems | B | 1 | B1-2 | Table B-1 | Text | SE unit C from Table A-9 serviced by this FGD system | 1557 | 851
FGD_seunitD | FGD_Systems | B | 1 | B1-2 | Table B-1 | Text | SE unit D from Table A-9 serviced by this FGD system | 1558 | 852
FGD_slds_handling | FGD_Pl_Systems | B | 2 | B2-1 | Table B-2 | Text | Planned solids handling for the FGD slurry blowdown | 1559 | 869
FGD_slurry | FGD_Systems | B | 1 | B1-2 | Table B-1 | Text | Designates whether the system generate a FGD Slurry Blowdown (or slurry discharge) stream (i.e., is it a wet system) | 1560 | 853
FGD_SO2 | FGD_Systems | B | 1 | B1-2 | Table B-1 | Text | Sulfur Dioxide Removal Efficiency (%) | 1561 | 865
FGD_type | FGD_Systems | B | 1 | B1-2 | Table B-1 | Text | Type of FGD System | 1562 | 855
FGD_type_other | FGD_Systems | B | 1 | B1-2 | Table B-1 | Text | Description of FGD system if state other in FGD_type | 1563 | 856
FGD_wet | FGD_General | B | 1 | B4-1 |  | Text | Designates if the plant operates a wet FGD system (QB4-1) | 1564 | 832
FGD_WWT_24avg | FGD_Pl_Systems | B | 2 | B2-1 | Table B-2 | Number (Double) | Design flow rate for FGD treatment system - 24 hour daily average gpm | 1565 | 874
FGD_WWT_date_online | FGD_Pl_Systems | B | 2 | B2-1 | Table B-2 | Text | Estimated Date the New FGD Treatment System Will be Brought On Line (or Date FGD Scrubber Purge (or Slurry Discharge) Will be Transferred to Existing System) (month/year) | 1566 | 875
FGD_WWT_max | FGD_Pl_Systems | B | 2 | B2-1 | Table B-2 | Number (Double) | Design flow rate for FGD treatment system - max gpm | 1567 | 873
FGD_WWTS | FGD_Pl_Systems | B | 2 | B2-1 | Table B-2 | Text | Type of wastewater treatment system planned to treat FGD scrubber purge (or slurry discharge) | 1568 | 872
FGD_WWTS_old_new | FGD_Pl_Systems | B | 2 | B2-1 | Table B-2 | Text | Designates whether the FGD scrubber purge (or slurry discharge) will be treated by new or existing treatment system | 1569 | 871
FGD_wwts_tech_bio_aer | FGD_Wastewater_Treatment | B | 7 | B7-4 |  | Text | Biological reactor - aerobic wwt for FGD scrubber purge | 1570 | 1218
FGD_wwts_tech_bio_anaer | FGD_Wastewater_Treatment | B | 7 | B7-4 |  | Text | Biological reactor - anaerobic wwt for FGD scrubber purge | 1571 | 1219
FGD_wwts_tech_chemprecip | FGD_Wastewater_Treatment | B | 7 | B7-4 |  | Text | Chemical precipitation wwt for FGD scrubber purge | 1572 | 1220
FGD_wwts_tech_mvc | FGD_Wastewater_Treatment | B | 7 | B7-4 |  | Text | Mechanical vapor compression (brine concentrator) wwt for FGD scrubber purge | 1573 | 1222
FGD_wwts_tech_mvc_crys | FGD_Wastewater_Treatment | B | 7 | B7-4 |  | Text | Mechanical vapor compression (brine concentrator) with crystallizer for FGD scrubber purge | 1574 | 1224
FGD_wwts_tech_mvc_spray | FGD_Wastewater_Treatment | B | 7 | B7-4 |  | Text | Mechanical vapor compression (brine concentrator) with spray dryer for FGD scrubber purge | 1575 | 1223
FGD_wwts_tech_other | FGD_Wastewater_Treatment | B | 7 | B7-4 |  | Text | Other wwt for FGD scrubber purge | 1576 | 1225
FGD_wwts_tech_other_desc | FGD_Wastewater_Treatment | B | 7 | B7-4 |  | Text | Description of wwt for FGD scrubber purge | 1577 | 1226
FGD_wwts_tech_pond | FGD_Wastewater_Treatment | B | 7 | B7-4 |  | Text | Settling pond wwt for FGD scrubber purge | 1578 | 1217
FGD_wwts_tech_wetlands | FGD_Wastewater_Treatment | B | 7 | B7-4 |  | Text | Constructed wetlands wwt for FGD scrubber purge | 1579 | 1221
FGDWWTS_Retrofit | FGD_WWT_Purchase | D | 6.1 | D6-5 |  | Text | Retrofit/installed with FGD scrubber system/na to indicate when FGD system was installed. | 1580 | 2976
FGDWWTS_Scrubber_Pkg | FGD_WWT_Purchase | D | 6.1 | D6-6 |  | Text | Yes/no/na to indicate whether FGD WWTS was purchased as a part of the FGD scrubber package. | 1581 | 2978
FGMC_ID | Mercury_Controls | A | 10 | A10-1 | Table A-14 | Text | Mercury Control System identification number. | 1582 | 565
FGMC_install_mo | Mercury_Controls | A | 10 | A10-1 | Table A-14 | Text | Month of installation of mercury control system. | 1583 | 580
FGMC_install_yr | Mercury_Controls | A | 10 | A10-1 | Table A-14 | Number (Double) | Year of installation of mercury control system. | 1584 | 581
FGMC_loc | Mercury_Controls | A | 10 | A10-1 | Table A-14 | Text | Location of mercury control system in relation to initial particulate control system. | 1585 | 582
FGMC_other | Mercury_Controls | A | 10 | A10-1 | Table A-14 | Text | Description of other SE Unit(s) that exhaust to the mercury control system. | 1586 | 579
FGMC_per_eff | Mercury_Controls | A | 10 | A10-1 | Table A-14 | Number (Double) | The design or targeted mercury percent removal efficiency. | 1587 | 584
FGMC_pilot | Mercury_Control_Studies | A | 10 | A10-3 |  | Text | Yes/no response to whether the plant has ever operated or plans to operate a pilot scale flue gas mercury control system for pilot study evaluation. | 1588 | 589
FGMC_pilot_tech | Mercury_Control_Studies | A | 10 | A10-3 |  | Text | The type of technology studied by the pilot scale flue gas mercury control system. | 1589 | 590
FGMC_process | Mercury_Control_Studies | A | 10 | A10-2 |  | Memo | Description of all flue gas mercury control processes that the plant is currently operating, constructing/installing, or planning to construct/install by Dec 31, 2010. | 1590 | 587
FGMC_report_attach | Mercury_Control_Studies | A | 10 | A10-5 |  | Text | The plant attached the final technical evaluation report. | 1591 | 597
FGMC_report_company | Mercury_Control_Studies | A | 10 | A10-5 |  | Text | Name of company whose flue gas mercury control system technology was/will be tested. | 1592 | 594
FGMC_report_end | Mercury_Control_Studies | A | 10 | A10-5 |  | Text | End date of the flue gas mercury control system pilot study. | 1593 | 596
FGMC_report_notattach | Mercury_Control_Studies | A | 10 | A10-5 |  | Text | The plant did not attached the final technical evaluation report. | 1594 | 598
FGMC_report_notattach_desc | Mercury_Control_Studies | A | 10 | A10-5 |  | Text | Description why the plant did not attached the final technical evaluation report. | 1595 | 599
FGMC_report_start | Mercury_Control_Studies | A | 10 | A10-5 |  | Text | State date of the flue gas mercury control system pilot study. | 1596 | 595
FGMC_seunit1 | Mercury_Controls | A | 10 | A10-1 | Table A-14 | Text | SE Unit 1 exhausts to the mercury control system. | 1597 | 569
FGMC_seunit10 | Mercury_Controls | A | 10 | A10-1 | Table A-14 | Text | SE Unit 10 exhausts to the mercury control system. | 1598 | 578
FGMC_seunit2 | Mercury_Controls | A | 10 | A10-1 | Table A-14 | Text | SE Unit 2 exhausts to the mercury control system. | 1599 | 570
FGMC_seunit3 | Mercury_Controls | A | 10 | A10-1 | Table A-14 | Text | SE Unit 3 exhausts to the mercury control system. | 1600 | 571
FGMC_seunit4 | Mercury_Controls | A | 10 | A10-1 | Table A-14 | Text | SE Unit 4 exhausts to the mercury control system. | 1601 | 572
FGMC_seunit5 | Mercury_Controls | A | 10 | A10-1 | Table A-14 | Text | SE Unit 5 exhausts to the mercury control system. | 1602 | 573
FGMC_seunit6 | Mercury_Controls | A | 10 | A10-1 | Table A-14 | Text | SE Unit 6 exhausts to the mercury control system. | 1603 | 574
FGMC_seunit7 | Mercury_Controls | A | 10 | A10-1 | Table A-14 | Text | SE Unit 7 exhausts to the mercury control system. | 1604 | 575
FGMC_seunit8 | Mercury_Controls | A | 10 | A10-1 | Table A-14 | Text | SE Unit 8 exhausts to the mercury control system. | 1605 | 576
FGMC_seunit9 | Mercury_Controls | A | 10 | A10-1 | Table A-14 | Text | SE Unit 9 exhausts to the mercury control system. | 1606 | 577
FGMC_status | Mercury_Controls | A | 10 | A10-1 | Table A-14 | Text | Indicates whether the mercury control system was either operating in 2009 or is planned. | 1607 | 567
FGMC_swaste | Mercury_Controls | A | 10 | A10-1 | Table A-14 | Text | Description of how mercury control solid waste is handled. | 1608 | 583
FGMC_type | Mercury_Controls | A | 10 | A10-1 | Table A-14 | Text | Indicates the type of mercury control system. | 1609 | 568
FGMC_WW | Mercury_Control_Studies | A | 10 | A10-4 |  | Text | Yes/no response to whether the study evaluates process wastewaters generated by the technology or identifies what process wastewater will be generated or affected by the technology. | 1610 | 592
fly_ash_sluice | Fly_Ash_Sluicing | C | 2.1 | C2-2 | Table C-3 | Text | Plant's response for sluicing fly ash for the SE Unit | 1612 | 1516
fly_ash_type | Fly_Ash_Storage_Dest | C | 2.1 | C2-9 | Table C-4 | Text | Type of ash handling (dry vs. wet) | 1613 | 1566
fly_backup | Fly_Ash_WetAndDry | C | 2.1 | C2-11 |  | Text | Wet fly ash handling system operated in order to maintain to function as a backup to the dry system | 1614 | 1580
fly_backup_days | Fly_Ash_WetAndDry | C | 2.1 | C2-11 |  | Number (Double) | Number of days wet fly ash handling system operated as a backup | 1615 | 1581
fly_both_other | Fly_Ash_WetAndDry | C | 2.1 | C2-11 |  | Text | Wet fly ash handling system operated because of other reasons | 1616 | 1584
fly_both_other_days | Fly_Ash_WetAndDry | C | 2.1 | C2-11 |  | Number (Double) | Number of days wet fly ash handling system operated because of other reasons | 1617 | 1586
fly_both_other_desc | Fly_Ash_WetAndDry | C | 2.1 | C2-11 |  | Text | Other reason for operating a wet and dry fly ash handling system | 1618 | 1585
fly_btm_share_storage | Fly_Storage_General | C | 2.4 | C2-37 |  | Text | Does this storage component store both fly ash and bottom ash together | 1619 | 1853
fly_btm_share_storage_cmpnts | Fly_Storage_General | C | 2.4 | C2-37 |  | Text | Unit IDs contributing bottom ash to this shared storage component | 1620 | 1854
fly_btm_share_trspt_disp | Fly_Trspt_Disp_General | C | 2.5 | C2-45 |  | Text | Does the plant use the same transport and disposal equipment for both fly ash bottom ash? | 1621 | 1914
fly_btm_share_trspt_disp_cmpnts | Fly_Trspt_Disp_General | C | 2.5 | C2-45 |  | Text | Unit and storage IDs contributing bottom ash to the transport and disposal system | 1622 | 1915
fly_capacity | Fly_Ash_WetAndDry | C | 2.1 | C2-11 |  | Text | Wet fly ash handling system operational because the dry fly ash handling system does not have the capacity to handle all of the fly ash | 1623 | 1582
fly_capacity_days | Fly_Ash_WetAndDry | C | 2.1 | C2-11 |  | Number (Double) | Number of days wet fly ash handling system operated because of capacity | 1624 | 1583
fly_change_desc | Fly_Ash_Handling_Changes | C | 2.1 | C2-13 |  | Text | Description of other change expected for the fly ash handling system | 1625 | 1608
fly_change_other | Fly_Ash_Handling_Changes | C | 2.1 | C2-13 |  | Text | Other change expected for the fly ash handling system | 1626 | 1607
fly_cnvy_all_cmpnts_cap_costs | Fly_Cnvy_General | C | 2.3 | C2-35 |  | Text | Are all major components of the conveyance system included in the table Fly_Cnvy_Capital_Cost | 1627 | 1817
fly_cnvy_cap_mdfy | Fly_Cnvy_Capital_Cost | C | 2.3 | C2-34 | Table C-11 | Number (Double) | Cost for modifications to the system | 1628 | 1824
fly_cnvy_cap_mdfy_yr_based | Fly_Cnvy_Capital_Cost | C | 2.3 | C2-34 | Table C-11 | Number (Double) | Year on which modification cost is based | 1629 | 1826
fly_cnvy_cap_original | Fly_Cnvy_Capital_Cost | C | 2.3 | C2-34 | Table C-11 | Number (Double) | Cost for fly ash system as originally installed | 1630 | 1823
fly_cnvy_cap_original_yr_based | Fly_Cnvy_Capital_Cost | C | 2.3 | C2-34 | Table C-11 | Number (Double) | Year on which original cost is based | 1631 | 1825
fly_cnvy_cap_project | Fly_Cnvy_Capital_Cost | C | 2.3 | C2-34 | Table C-11 | Text | Project description for each subcategory of capital costs in Table C-11 | 1632 | 1822
fly_cnvy_cmpnts | Fly_Cnvy_Cmpnts | C | 2.3 | C2-30 | Table C-10 | Text | Type of fly ash system conveyance components | 1633 | 1797
fly_cnvy_cmpnts_cpcty | Fly_Cnvy_Cmpnts | C | 2.3 | C2-30 | Table C-10 | Number (Double) | Total system capacity of type of conveyance components | 1634 | 1800
fly_cnvy_cmpnts_cpcty_unit | Fly_Cnvy_Cmpnts | C | 2.3 | C2-30 | Table C-10 | Text | Conveyance capacity component units | 1635 | 1801
fly_cnvy_cmpnts_cpcty_unit_other | Fly_Cnvy_Cmpnts | C | 2.3 | C2-30 | Table C-10 | Text | Units of capacity if "other" is selected | 1636 | 1802
fly_cnvy_cmpnts_nmbr | Fly_Cnvy_Cmpnts | C | 2.3 | C2-30 | Table C-10 | Number (Double) | Number of type of conveyance components in the system | 1637 | 1799
fly_cnvy_cmpnts_not_cap_costs | Fly_Cnvy_General | C | 2.3 | C2-35 |  | Memo | Pieces of equipment included in the cost and those that are not included in the total cost | 1638 | 1818
fly_cnvy_cmpnts_other | Fly_Cnvy_Cmpnts | C | 2.3 | C2-30 | Table C-10 | Text | Description of fly ash system conveyance component if "other" is selected | 1639 | 1798
fly_cnvy_cntrctr_instl | Fly_Cnvy_General | C | 2.3 | C2-32 |  | Memo | Major components of this fly ash conveyance system that a contractor(s) constructed/installed (or plans to) at the contractor's expense | 1640 | 1809
fly_cnvy_cntrctr_instl_all | Fly_Cnvy_General | C | 2.3 | C2-32 |  | Text | Contractor installed/will install ALL components IDed in Table C-10 (Fly_Cnvy_Cmpnts) | 1641 | 1810
fly_cnvy_cntrctr_oversee | Fly_Cnvy_General | C | 2.3 | C2-33 |  | Memo | Major O&M activities of this fly ash conveyance system that a contractor(s) oversees/will oversee at the contractor's expense | 1642 | 1812
fly_cnvy_cntrctr_oversee_all | Fly_Cnvy_General | C | 2.3 | C2-33 |  | Text | Contractor oversees/will oversee ALL O&M activities dealing with the conveyance portion of the fly ash handling system at the contractor's expense | 1643 | 1813
fly_cnvy_OM_energy_2009_cost | Fly_Cnvy_OM_Cost | C | 2.3 | C2-36 | Table C-12 | Number (Double) | 2009 annual cost for energy | 1644 | 1841
fly_cnvy_OM_energy_kWh/hr | Fly_Cnvy_OM_Cost | C | 2.3 | C2-36 | Table C-12 | Number (Double) | 2009 consumption kWh/hr for energy | 1645 | 1843
fly_cnvy_OM_energy_rate_per_kWh | Fly_Cnvy_OM_Cost | C | 2.3 | C2-36 | Table C-12 | Number (Double) | 2009 rate per kWh for energy | 1646 | 1842
fly_cnvy_OM_MLbr_2009_cost | Fly_Cnvy_OM_Cost | C | 2.3 | C2-36 | Table C-12 | Number (Double) | 2009 annual cost for maintenance labor | 1647 | 1835
fly_cnvy_OM_MLbr_rate_hourly | Fly_Cnvy_OM_Cost | C | 2.3 | C2-36 | Table C-12 | Number (Double) | 2009 rate per hour (average rate of labor ) for maintenance labor | 1648 | 1836
fly_cnvy_OM_MLbr_staff_dpy | Fly_Cnvy_OM_Cost | C | 2.3 | C2-36 | Table C-12 | Number (Double) | 2009 staffing maintenance labor - days per year | 1649 | 1839
fly_cnvy_OM_MLbr_staff_hpd | Fly_Cnvy_OM_Cost | C | 2.3 | C2-36 | Table C-12 | Number (Double) | 2009 staffing maintenance labor - hours per day | 1650 | 1838
fly_cnvy_OM_MLbr_staff_nmbr | Fly_Cnvy_OM_Cost | C | 2.3 | C2-36 | Table C-12 | Number (Double) | 2009 staffing maintenance labor - number of workers | 1651 | 1837
fly_cnvy_OM_MMtrls_2009_cost | Fly_Cnvy_OM_Cost | C | 2.3 | C2-36 | Table C-12 | Number (Double) | 2009 annual cost for maintenance materials | 1652 | 1840
fly_cnvy_OM_OLbr_2009_cost | Fly_Cnvy_OM_Cost | C | 2.3 | C2-36 | Table C-12 | Number (Double) | 2009 annual cost for operating labor | 1653 | 1830
fly_cnvy_OM_OLbr_rate_hourly | Fly_Cnvy_OM_Cost | C | 2.3 | C2-36 | Table C-12 | Number (Double) | 2009 rate per hour (average rate of labor) for operating labor | 1654 | 1831
fly_cnvy_OM_OLbr_staff_dpy | Fly_Cnvy_OM_Cost | C | 2.3 | C2-36 | Table C-12 | Number (Double) | 2009 staffing operating labor - days per year | 1655 | 1834
fly_cnvy_OM_OLbr_staff_hpd | Fly_Cnvy_OM_Cost | C | 2.3 | C2-36 | Table C-12 | Number (Double) | 2009 staffing operating labor - hours per day | 1656 | 1833
fly_cnvy_OM_OLbr_staff_nmbr | Fly_Cnvy_OM_Cost | C | 2.3 | C2-36 | Table C-12 | Number (Double) | 2009 staffing operating labor - number of workers | 1657 | 1832
fly_cnvy_OM_other1_2009_cost | Fly_Cnvy_OM_Cost | C | 2.3 | C2-36 | Table C-12 | Number (Double) | 2009 annual cost of Other 1 O&M category | 1658 | 1845
fly_cnvy_OM_other1_desc | Fly_Cnvy_OM_Cost | C | 2.3 | C2-36 | Table C-12 | Text | Other O&M cost description (1) | 1659 | 1844
fly_cnvy_OM_other2_2009_cost | Fly_Cnvy_OM_Cost | C | 2.3 | C2-36 | Table C-12 | Number (Double) | 2009 annual cost of Other 2 O&M category | 1660 | 1847
fly_cnvy_OM_other2_desc | Fly_Cnvy_OM_Cost | C | 2.3 | C2-36 | Table C-12 | Text | Other O&M cost description (2)) | 1661 | 1846
fly_cnvy_OM_total_2009_cost | Fly_Cnvy_OM_Cost | C | 2.3 | C2-36 | Table C-12 | Number (Double) | Total O&M cost (2009) | 1662 | 1848
fly_cnvy_outside_firm_oversee | Fly_Cnvy_General | C | 2.3 | C2-34 |  | Text | Capital cost - hired outside engineering firm to oversee design and/or installation of the system | 1663 | 1815
fly_cnvy_planned | Fly_Cnvy_General | C | 2.3 | Status |  | Text | The fly ash handling system for this unit is planned | 1664 | 1805
fly_cnvy_storage_original | Fly_Storage_Capital_Cost | C | 2.4 | C2-42 | Table C-14 | Number (Double) | Cost of intermediate storage system as originally installed | 1665 | 1881
fly_collection | Fly_Ash_System | C | 2.1 | C2-1 | Table C-2 | Text | Type of fly ash collection (ESPs, dry hot, dry cold, wet, baghouse, wet scrubber, or other) | 1666 | 1489
fly_collection_other | Fly_Ash_System | C | 2.1 | C2-1 | Table C-2 | Text | Type of fly ash collection if other is selected for "fly_collection" | 1667 | 1490
fly_combined | Fly_Ash_System | C | 2.1 | C2-1 | Table C-2 | Text | Combined vacuum/pressure fly ash handling system | 1668 | 1495
fly_decrease_days | Fly_Ash_Handling_Changes | C | 2.1 | C2-13 |  | Number (Double) | Expected number of days the wet fly ash handling system is expected to operate per year | 1669 | 1603
fly_decrease_wet | Fly_Ash_Handling_Changes | C | 2.1 | C2-13 |  | Text | Decrease use of wet fly ash handling system by Dec 31, 2020 | 1670 | 1602
fly_design_dry_dpy | Fly_Ash_System | C | 2.1 | C2-1 | Table C-2 | Number (Double) | Design ash handling rate for dry conveyed fly ash (dpy) | 1671 | 1506
fly_design_dry_tpd | Fly_Ash_System | C | 2.1 | C2-1 | Table C-2 | Number (Double) | Design ash handling rate for dry conveyed fly ash (tpd) | 1672 | 1505
fly_design_wet_dpy | Fly_Ash_System | C | 2.1 | C2-1 | Table C-2 | Number (Double) | Design ash handling rate for wet conveyed fly ash (dpy) | 1673 | 1504
fly_design_wet_tpd | Fly_Ash_System | C | 2.1 | C2-1 | Table C-2 | Number (Double) | Design ash handling rate for wet conveyed fly ash (tpd) | 1674 | 1503
fly_destin_type | Fly_Ash_Storage_Dest | C | 2.1 | C2-9 | Table C-4 | Text | Storage destination type (intermediate vs. final) | 1675 | 1570
fly_diagram_attch | Fly_Cnvy_General | C | 2.3 | C2-31 |  | Text | Block diagram of entire fly ash handling system is attached | 1676 | 1807
fly_dry_cost_est_instl | Fly_Ash_Dry_Installation | C | 2.1 | C2-19 |  | Text | Is the plant in the process of, planning to, installing a dry fly ash handling system by 12/31/20, provide the cost estimates developed | 1677 | 1654
fly_dry_cost_est_instl_attch | Fly_Ash_Dry_Installation | C | 2.1 | C2-19 |  | Text | Cost estimates for dry fly ash handling system conversion/installation are attached | 1678 | 1655
fly_dry_cost_est_instl_explain | Fly_Ash_Dry_Installation | C | 2.1 | C2-19 |  | Memo | Explanation if cost estimates are not attached | 1679 | 1656
fly_dry_cost_est_not_instl | Fly_Ash_Dry_Installation | C | 2.1 | C2-22 |  | Text | If the plant is in the process of installing a dry fly ash handling system, have cost estimates been obtained/developed? | 1680 | 1703
fly_dry_cost_est_not_instl_attch | Fly_Ash_Dry_Installation | C | 2.1 | C2-22 |  | Text | Attached dry fly ash handling installation estimates | 1681 | 1704
fly_dry_cost_est_not_instl_explain | Fly_Ash_Dry_Installation | C | 2.1 | C2-22 |  | Memo | Explanation for dry fly ash handling installation estimates not attached | 1682 | 1705
fly_dry_days | Fly_Ash_System | C | 2.1 | C2-1 | Table C-2 | Number (Double) | Number of days fly ash was conveyed dry in 2009 (days) | 1683 | 1508
fly_dry_exp_ landfill_noA-6 | Fly_Ash_Dry_Installation | C | 2.1 | C2-21 |  | Text | Dry fly ash is stored in landfills not reported in Table A-6 | 1684 | 1697
fly_dry_exp_ landfill_noA-6_perc | Fly_Ash_Dry_Installation | C | 2.1 | C2-21 |  | Number (Double) | Percentage of dry fly ash stored in landfills not reported in Table A-6 | 1685 | 1698
fly_dry_exp_landfills_A-6 | Fly_Ash_Dry_Installation | C | 2.1 | C2-21 |  | Text | Dry fly ash is stored in landfills reported in Table A-6 | 1686 | 1695
fly_dry_exp_landfills_A-6_perc | Fly_Ash_Dry_Installation | C | 2.1 | C2-21 |  | Number (Double) | Percentage of dry fly ash stored in landfills reported in Table A-6 | 1687 | 1696
fly_dry_exp_mark_dest_1 | Fly_Ash_Dry_Installation | C | 2.1 | C2-21 |  | Text | Destination 1 of the marketed, sold, and/or given away dry fly ash | 1688 | 1686
fly_dry_exp_mark_dest_2 | Fly_Ash_Dry_Installation | C | 2.1 | C2-21 |  | Text | Destination 2 of the marketed, sold, and/or given away dry fly ash | 1689 | 1689
fly_dry_exp_mark_dest_3 | Fly_Ash_Dry_Installation | C | 2.1 | C2-21 |  | Text | Destination 3 of the marketed, sold, and/or given away dry fly ash | 1690 | 1692
fly_dry_exp_mark_dest_other_1 | Fly_Ash_Dry_Installation | C | 2.1 | C2-21 |  | Text | Other description of marketed, sold, and/or given away destination | 1691 | 1687
fly_dry_exp_mark_dest_other_2 | Fly_Ash_Dry_Installation | C | 2.1 | C2-21 |  | Text | Other description of marketed, sold, and/or given away dry fly ash | 1692 | 1690
fly_dry_exp_mark_dest_other_3 | Fly_Ash_Dry_Installation | C | 2.1 | C2-21 |  | Text | Other description of marketed, sold, and/or given away dry fly ash | 1693 | 1693
fly_dry_exp_mark_perc_1 | Fly_Ash_Dry_Installation | C | 2.1 | C2-21 |  | Number (Double) | Percentage of dry fly ash marketed, sold, and/or given away to Destination 1 | 1694 | 1688
fly_dry_exp_mark_perc_2 | Fly_Ash_Dry_Installation | C | 2.1 | C2-21 |  | Number (Double) | Percentage of dry fly ash marketed, sold, and/or given away to Destination 2 | 1695 | 1691
fly_dry_exp_mark_perc_3 | Fly_Ash_Dry_Installation | C | 2.1 | C2-21 |  | Number (Double) | Percentage of dry fly ash marketed, sold, and/or given away to Destination 3 | 1696 | 1694
fly_dry_exp_marketed | Fly_Ash_Dry_Installation | C | 2.1 | C2-21 |  | Text | Dry fly ash is marketed, sold, and/or given away | 1697 | 1685
fly_dry_exp_other | Fly_Ash_Dry_Installation | C | 2.1 | C2-21 |  | Text | Other destination of dry fly ash | 1698 | 1699
fly_dry_exp_other_desc | Fly_Ash_Dry_Installation | C | 2.1 | C2-21 |  | Text | Description of other destination of dry fly ash | 1699 | 1700
fly_dry_exp_other_perc | Fly_Ash_Dry_Installation | C | 2.1 | C2-21 |  | Number (Double) | Percentage of dry fly ash stored in other destination | 1700 | 1701
fly_dry_install | Fly_Ash_Dry_Installation | C | 2.1 | C2-17 |  | Memo | Is the plant in the process of installing a dry fly ash handling system | 1701 | 1648
fly_dry_install_days | Fly_Ash_Dry_Installation | C | 2.1 | C2-17 |  | Number (Double) | Estimated shutdown time in days required to bring system online | 1702 | 1649
fly_dry_mkt | Fly_Ash_Mgmt | C | 2.2 | C2-28 |  | Text | Does the plant market, sell, and/or give away fly ash from the DRY fly ash handling system | 1703 | 1756
fly_dry_mkt_2005_rev | Fly_Dry_Market | C | 2.2 | C2-28 | Table C-8 | Number (Double) | Gross revenue generated from dry fly ash in 2005 | 1704 | 1779
fly_dry_mkt_2005_tons | Fly_Dry_Market | C | 2.2 | C2-28 | Table C-8 | Number (Double) | Tons of dry fly ash (dry basis) marketed, sold, and/or given away in 2005 | 1705 | 1778
fly_dry_mkt_2007_rev | Fly_Dry_Market | C | 2.2 | C2-28 | Table C-8 | Number (Double) | Gross revenue generated from dry fly ash in 2007 | 1706 | 1781
fly_dry_mkt_2007_tons | Fly_Dry_Market | C | 2.2 | C2-28 | Table C-8 | Number (Double) | Tons of dry fly ash (dry basis) marketed, sold, and/or given away in 2007 | 1707 | 1780
fly_dry_mkt_2009_rev | Fly_Dry_Market | C | 2.2 | C2-28 | Table C-8 | Number (Double) | Gross revenue generated from dry fly ash in 2009 | 1708 | 1783
fly_dry_mkt_2009_tons | Fly_Dry_Market | C | 2.2 | C2-28 | Table C-8 | Number (Double) | Tons of dry fly ash (dry basis) marketed, sold, and/or given away in 2009 | 1709 | 1782
fly_dry_mkt_dest | Fly_Dry_Market | C | 2.2 | C2-28 | Table C-8 | Text | Destination market of fly ash | 1710 | 1776
fly_dry_mkt_per_H2O | Fly_Dry_Market | C | 2.2 | C2-28 | Table C-8 | Number (Double) | Typical percent of moisture of dry fly ash | 1711 | 1777
fly_dry_plan | Fly_Ash_Dry_Installation | C | 2.1 | C2-18 |  | Text | Is the plant planning to install a dry fly ash handling system | 1712 | 1651
fly_dry_plan_days | Fly_Ash_Dry_Installation | C | 2.1 | C2-18 |  | Number (Double) | Estimated shutdown time in days required to bring system online | 1713 | 1652
fly_dry_retrofit | Fly_Ash_Dry_Retrofit | C | 2.1 | C2-14 |  | Text | Was the dry fly ash handling system installed as a retrofit to the steam electric generating unit | 1714 | 1612
fly_dry_retrofit_outages | Fly_Ash_Dry_Retrofit | C | 2.1 | C2-14 |  | Text | Was the time required to install the retrofit outside of the regularly scheduled outage | 1715 | 1615
fly_dry_retrofit_shutdown | Fly_Ash_Dry_Retrofit | C | 2.1 | C2-14 |  | Text | Shutdown time required for installation of dry retrofit (days) | 1716 | 1614
fly_dry_retrofit_type | Fly_Ash_Dry_Retrofit | C | 2.1 | C2-15 |  | Text | Type of dry fly ash retrofit | 1717 | 1617
fly_dry_retrofit_yr | Fly_Ash_Dry_Retrofit | C | 2.1 | C2-14 |  | Number (Double) | Year of retrofit | 1718 | 1613
fly_dry_vacuum | Fly_Ash_System | C | 2.1 | C2-1 | Table C-2 | Text | Dry vacuum fly ash handling system | 1719 | 1493
fly_end_wet | Fly_Ash_Handling_Changes | C | 2.1 | C2-13 |  | Text | End use of wet fly ash handling system | 1720 | 1604
fly_end_wet_date | Fly_Ash_Handling_Changes | C | 2.1 | C2-13 |  | Date/Time | Expected end date of wet fly ash handling system | 1721 | 1605
fly_expand_capacity | Fly_Ash_Handling_Changes | C | 2.1 | C2-13 |  | Text | Expand capacity of handling system by Dec 31, 2020 | 1722 | 1601
fly_H2O_criteria | Fly_Ash_Moisten_Water | C | 2.2 | C2-26 | Table C-7 | Text | Other criteria to determine the source of water used to moisten the fly ash | 1723 | 1773
fly_H2O_max_cl_ppm | Fly_Ash_Moisten_Water | C | 2.2 | C2-26 | Table C-7 | Number (Double) | Maximum chlorides concentration of water used to moisten the ash (ppm) | 1724 | 1771
fly_H2O_max_solids_per | Fly_Ash_Moisten_Water | C | 2.2 | C2-26 | Table C-7 | Number (Double) | Maximum solids percentage of water used to moisten the ash (%) | 1725 | 1772
fly_H2O_raw_intake | Fly_Ash_Moisten_Water | C | 2.2 | C2-26 | Table C-7 | Text | Source of water used - Raw intake water | 1726 | 1763
fly_H2O_trt_intake | Fly_Ash_Moisten_Water | C | 2.2 | C2-26 | Table C-7 | Text | Source of water used - Intake water that have been treated on site prior to use | 1727 | 1764
fly_H2O_unacpt_criteria | Fly_Ash_Mgmt | C | 2.2 | C2-27 |  | Text | Criteria plant used to determine if a water source is unacceptable for use (recycle/reuse) to moisten the ash | 1728 | 1754
fly_H2O_WW1 | Fly_Ash_Moisten_Water | C | 2.2 | C2-26 | Table C-7 | Text | Source of water used - Process wastewater stream (option 1) | 1729 | 1765
fly_H2O_WW1_desc | Fly_Ash_Moisten_Water | C | 2.2 | C2-26 | Table C-7 | Text | Source of water used - Description of process wastewater 1 | 1730 | 1766
fly_H2O_WW1_other | Fly_Ash_Moisten_Water | C | 2.2 | C2-26 | Table C-7 | Text | Source of water used - Description of process wastewater (1) if "other" is selected | 1731 | 1767
fly_H2O_WW2 | Fly_Ash_Moisten_Water | C | 2.2 | C2-26 | Table C-7 | Text | Source of water used - Process wastewater stream (option 2) | 1732 | 1768
fly_H2O_WW2_desc | Fly_Ash_Moisten_Water | C | 2.2 | C2-26 | Table C-7 | Text | Source of water used - Description of process wastewater 2 | 1733 | 1769
fly_H2O_WW2_other | Fly_Ash_Moisten_Water | C | 2.2 | C2-26 | Table C-7 | Text | Source of water used - Description of process wastewater (2) if "other" is selected | 1734 | 1770
fly_increase_dry_convey | Fly_Ash_WetAndDry | C | 2.1 | C2-12 |  | Text | Increase capacity of dry ash conveying equipment to handle all ash dry | 1735 | 1593
fly_increase_landfill | Fly_Ash_WetAndDry | C | 2.1 | C2-12 |  | Text | Install/increase the capacity of the landfills to handle all ash dry | 1736 | 1592
fly_increase_silo_cap | Fly_Ash_WetAndDry | C | 2.1 | C2-12 |  | Text | Increase capacity of the silo(s) to handle all ash dry | 1737 | 1589
fly_increase_silo_nmbr | Fly_Ash_WetAndDry | C | 2.1 | C2-12 |  | Text | Increase the number of silos to handle all ash dry | 1738 | 1590
fly_install_air_permit | Fly_Ash_Dry_Installation | C | 2.1 | C2-20 |  | Text | Changes to the air permit to install dry system | 1739 | 1671
fly_install_ashdisposal | Fly_Ash_Dry_Installation | C | 2.1 | C2-20 |  | Text | Changes in ash disposal practices to install dry system | 1740 | 1676
fly_install_disposal_other | Fly_Ash_Dry_Installation | C | 2.1 | C2-20 |  | Text | Other change to ash disposal practices to install dry system | 1741 | 1682
fly_install_disposal_other_desc | Fly_Ash_Dry_Installation | C | 2.1 | C2-20 |  | Text | Description of other change to ash disposal practices to install dry system | 1742 | 1683
fly_install_dust | Fly_Ash_Dry_Installation | C | 2.1 | C2-20 |  | Text | Dust suppression activities to install dry system | 1743 | 1681
fly_install_expand_pv_system | Fly_Ash_Dry_Installation | C | 2.1 | C2-20 |  | Text | Expansion of vac/pressure system and piping to install dry system | 1744 | 1660
fly_install_haul_off | Fly_Ash_Dry_Installation | C | 2.1 | C2-20 |  | Text | Hauling of ash to off-site storage to install dry system | 1745 | 1680
fly_install_haul_roads | Fly_Ash_Dry_Installation | C | 2.1 | C2-20 |  | Text | Construction of haul roads to install dry system | 1746 | 1665
fly_install_inc_landfill | Fly_Ash_Dry_Installation | C | 2.1 | C2-20 |  | Text | Increase landfill capacity to install dry system | 1747 | 1669
fly_install_inc_landfill_ID | Fly_Ash_Dry_Installation | C | 2.1 | C2-20 |  | Text | Landfill ID that will increase capacity | 1748 | 1670
fly_install_install_pv_system | Fly_Ash_Dry_Installation | C | 2.1 | C2-20 |  | Text | Installation of vac/pressure system and piping to install dry system | 1749 | 1659
fly_install_landfill | Fly_Ash_Dry_Installation | C | 2.1 | C2-20 |  | Text | Construction of landfill to install dry system | 1750 | 1667
fly_install_landfill_ID | Fly_Ash_Dry_Installation | C | 2.1 | C2-20 |  | Text | Construction landfill ID | 1751 | 1668
fly_install_market_ash | Fly_Ash_Dry_Installation | C | 2.1 | C2-20 |  | Text | Marketing of ash to install dry system | 1752 | 1679
fly_install_personnel | Fly_Ash_Dry_Installation | C | 2.1 | C2-20 |  | Text | Changes in personnel/training to install dry system | 1753 | 1674
fly_install_personnel_desc | Fly_Ash_Dry_Installation | C | 2.1 | C2-20 |  | Text | Description of personnel/training changes to install dry system | 1754 | 1675
fly_install_phys_other | Fly_Ash_Dry_Installation | C | 2.1 | C2-20 |  | Text | Other physical change to the facility to install dry system | 1755 | 1672
fly_install_phys_other_desc | Fly_Ash_Dry_Installation | C | 2.1 | C2-20 |  | Text | Description of other physical change to the facility to install dry system | 1756 | 1673
fly_install_physical | Fly_Ash_Dry_Installation | C | 2.1 | C2-20 |  | Text | Physical changes to install dry system | 1757 | 1658
fly_install_rail | Fly_Ash_Dry_Installation | C | 2.1 | C2-20 |  | Text | Construction of rail track to install dry system | 1758 | 1666
fly_install_silo_ashtransfer | Fly_Ash_Dry_Installation | C | 2.1 | C2-20 |  | Text | Modification of the silos for ash transfer to railcars to install dry system | 1759 | 1663
fly_install_silo_market | Fly_Ash_Dry_Installation | C | 2.1 | C2-20 |  | Text | Modification of the silos for marketable ash to install dry system | 1760 | 1664
fly_install_silo_mc | Fly_Ash_Dry_Installation | C | 2.1 | C2-20 |  | Text | Modification of the silos to moisture-condition ash to install dry system | 1761 | 1662
fly_install_silos | Fly_Ash_Dry_Installation | C | 2.1 | C2-20 |  | Text | Installation of storage silos to install dry system | 1762 | 1661
fly_install_storage_landfills | Fly_Ash_Dry_Installation | C | 2.1 | C2-20 |  | Text | Storage of ash in landfills to install dry system | 1763 | 1677
fly_install_storage_landfills_ID | Fly_Ash_Dry_Installation | C | 2.1 | C2-20 |  | Text | Landfill IDs that will store fly ash | 1764 | 1678
fly_LOI_dry_max | Fly_Ash_System | C | 2.1 | C2-1 | Table C-2 | Number (Double) | LOI of dry conveyed fly ash (typical range for 2009) - maximum percentage | 1765 | 1512
fly_LOI_dry_min | Fly_Ash_System | C | 2.1 | C2-1 | Table C-2 | Number (Double) | LOI of dry conveyed fly ash (typical range for 2009) - minimum percentage | 1766 | 1511
fly_LOI_wet_max | Fly_Ash_System | C | 2.1 | C2-1 | Table C-2 | Number (Double) | LOI of wet conveyed fly ash (typical range for 2009) - maximum percentage | 1767 | 1510
fly_LOI_wet_min | Fly_Ash_System | C | 2.1 | C2-1 | Table C-2 | Number (Double) | LOI of wet conveyed fly ash (typical range for 2009) - minimum percentage | 1768 | 1509
fly_maintenance | Fly_Ash_WetAndDry | C | 2.1 | C2-11 |  | Text | Wet fly ash handling system operated when the dry fly ash collection system was not operational due to maintenance issues | 1769 | 1578
fly_maintenance_days | Fly_Ash_WetAndDry | C | 2.1 | C2-11 |  | Number (Double) | Number of days wet fly ash handling system operated when dry down due to maintenance | 1770 | 1579
fly_mechanical | Fly_Ash_System | C | 2.1 | C2-1 | Table C-2 | Text | Mechanical fly ash handling system | 1771 | 1496
fly_mod_desc | Fly_Ash_WetAndDry | C | 2.1 | C2-12 |  | Text | Other description needed to handle all ash dry | 1772 | 1597
fly_mod_other | Fly_Ash_WetAndDry | C | 2.1 | C2-12 |  | Text | Other requirement needed to handle all ash dry | 1773 | 1596
fly_moisten_H2O | Fly_Ash_Mgmt | C | 2.2 | C2-26 |  | Text | Is water used to moisten the fly ash | 1774 | 1752
fly_moisture_condition | Fly_Ash_WetAndDry | C | 2.1 | C2-12 |  | Text | Modify the loading silos to have the ability to moisten condition the ash to handle all ash dry | 1775 | 1591
fly_new_infra_desc | Fly_Ash_WetAndDry | C | 2.1 | C2-12 |  | Text | Description of new infrastructure needed | 1776 | 1595
fly_new_infrastructure | Fly_Ash_WetAndDry | C | 2.1 | C2-12 |  | Text | Design/develop new infrastructure to dispose of dry ash to handle all ash dry | 1777 | 1594
fly_no_change | Fly_Ash_Handling_Changes | C | 2.1 | C2-13 |  | Text | No change is expected for the fly ash handling system operation | 1778 | 1606
fly_no_mods | Fly_Ash_WetAndDry | C | 2.1 | C2-12 |  | Text | No system modifications are necessary to operate the dry fly ash handling system all the time | 1779 | 1588
fly_not_marketable | Fly_Ash_WetAndDry | C | 2.1 | C2-11 |  | Text | Wet fly ash handling system operated during times when dry fly ash is not marketable | 1780 | 1576
fly_not_marketable_days | Fly_Ash_WetAndDry | C | 2.1 | C2-11 |  | Number (Double) | Number of days wet fly ash handling system operated when fly ash not marketable | 1781 | 1577
fly_other | Fly_Ash_System | C | 2.1 | C2-1 | Table C-2 | Text | Other type of fly ash handling system | 1782 | 1497
fly_other_desc | Fly_Ash_System | C | 2.1 | C2-1 | Table C-2 | Text | Plant's description of the other type of fly ash handling system | 1783 | 1498
fly_out_2005_dry_days | Fly_Ash_Outages | C | 2.1 | C2-24 | Table C-5 | Number (Double) | Total days in 2005 the dry fly ash handling system caused outage | 1784 | 1714
fly_out_2005_dry_reslvd | Fly_Ash_Outages | C | 2.1 | C2-24 | Table C-5 | Text | Methods used to resolved 2005 dry fly ash handling system caused outage | 1785 | 1716
fly_out_2005_dry_resn | Fly_Ash_Outages | C | 2.1 | C2-24 | Table C-5 | Text | Reason for 2005 dry fly ash handling system caused outage | 1786 | 1715
fly_out_2005_wet_days | Fly_Ash_Outages | C | 2.1 | C2-24 | Table C-5 | Number (Double) | Total days in 2005 the wet fly ash handling system caused outage | 1787 | 1711
fly_out_2005_wet_reslvd | Fly_Ash_Outages | C | 2.1 | C2-24 | Table C-5 | Text | Methods used to resolved 2005 wet fly ash handling system caused outage | 1788 | 1713
fly_out_2005_wet_resn | Fly_Ash_Outages | C | 2.1 | C2-24 | Table C-5 | Text | Reason for 2005 wet fly ash handling system caused outage | 1789 | 1712
fly_out_2006_dry_days | Fly_Ash_Outages | C | 2.1 | C2-24 | Table C-5 | Number (Double) | Total days in 2006 the dry fly ash handling system caused outage | 1790 | 1720
fly_out_2006_dry_reslvd | Fly_Ash_Outages | C | 2.1 | C2-24 | Table C-5 | Text | Methods used to resolved 2006 dry fly ash handling system caused outage | 1791 | 1722
fly_out_2006_dry_resn | Fly_Ash_Outages | C | 2.1 | C2-24 | Table C-5 | Text | Reason for 2006 dry fly ash handling system caused outage | 1792 | 1721
fly_out_2006_wet_days | Fly_Ash_Outages | C | 2.1 | C2-24 | Table C-5 | Number (Double) | Total days in 2006 the wet fly ash handling system caused outage | 1793 | 1717
fly_out_2006_wet_reslvd | Fly_Ash_Outages | C | 2.1 | C2-24 | Table C-5 | Text | Methods used to resolved 2006 wet fly ash handling system caused outage | 1794 | 1719
fly_out_2006_wet_resn | Fly_Ash_Outages | C | 2.1 | C2-24 | Table C-5 | Text | Reason for 2006 wet fly ash handling system caused outage | 1795 | 1718
fly_out_2007_dry_days | Fly_Ash_Outages | C | 2.1 | C2-24 | Table C-5 | Number (Double) | Total days in 2007 the dry fly ash handling system caused outage | 1796 | 1726
fly_out_2007_dry_reslvd | Fly_Ash_Outages | C | 2.1 | C2-24 | Table C-5 | Text | Methods used to resolved 2007 dry fly ash handling system caused outage | 1797 | 1728
fly_out_2007_dry_resn | Fly_Ash_Outages | C | 2.1 | C2-24 | Table C-5 | Text | Reason for 2007 dry fly ash handling system caused outage | 1798 | 1727
fly_out_2007_wet_days | Fly_Ash_Outages | C | 2.1 | C2-24 | Table C-5 | Number (Double) | Total days in 2007 the wet fly ash handling system caused outage | 1799 | 1723
fly_out_2007_wet_reslvd | Fly_Ash_Outages | C | 2.1 | C2-24 | Table C-5 | Text | Methods used to resolved 2007 wet fly ash handling system caused outage | 1800 | 1725
fly_out_2007_wet_resn | Fly_Ash_Outages | C | 2.1 | C2-24 | Table C-5 | Text | Reason for 2007 wet fly ash handling system caused outage | 1801 | 1724
fly_out_2008_dry_days | Fly_Ash_Outages | C | 2.1 | C2-24 | Table C-5 | Number (Double) | Total days in 2008 the dry fly ash handling system caused outage | 1802 | 1732
fly_out_2008_dry_reslvd | Fly_Ash_Outages | C | 2.1 | C2-24 | Table C-5 | Text | Methods used to resolved 2008 dry fly ash handling system caused outage | 1803 | 1734
fly_out_2008_dry_resn | Fly_Ash_Outages | C | 2.1 | C2-24 | Table C-5 | Text | Reason for 2008 dry fly ash handling system caused outage | 1804 | 1733
fly_out_2008_wet_days | Fly_Ash_Outages | C | 2.1 | C2-24 | Table C-5 | Number (Double) | Total days in 2008 the wet fly ash handling system caused outage | 1805 | 1729
fly_out_2008_wet_reslvd | Fly_Ash_Outages | C | 2.1 | C2-24 | Table C-5 | Text | Methods used to resolved 2008 wet fly ash handling system caused outage | 1806 | 1731
fly_out_2008_wet_resn | Fly_Ash_Outages | C | 2.1 | C2-24 | Table C-5 | Text | Reason for 2008 wet fly ash handling system caused outage | 1807 | 1730
fly_out_2009_dry_days | Fly_Ash_Outages | C | 2.1 | C2-24 | Table C-5 | Number (Double) | Total days in 2009 the dry fly ash handling system caused outage | 1808 | 1738
fly_out_2009_dry_reslvd | Fly_Ash_Outages | C | 2.1 | C2-24 | Table C-5 | Text | Methods used to resolved 2009 dry fly ash handling system caused outage | 1809 | 1740
fly_out_2009_dry_resn | Fly_Ash_Outages | C | 2.1 | C2-24 | Table C-5 | Text | Reason for 2009 dry fly ash handling system caused outage | 1810 | 1739
fly_out_2009_wet_days | Fly_Ash_Outages | C | 2.1 | C2-24 | Table C-5 | Number (Double) | Total days in 2009 the wet fly ash handling system caused outage | 1811 | 1735
fly_out_2009_wet_reslvd | Fly_Ash_Outages | C | 2.1 | C2-24 | Table C-5 | Text | Methods used to resolved 2009 wet fly ash handling system caused outage | 1812 | 1737
fly_out_2009_wet_resn | Fly_Ash_Outages | C | 2.1 | C2-24 | Table C-5 | Text | Reason for 2009 wet fly ash handling system caused outage | 1813 | 1736
fly_percent | Fly_Ash_Storage_Dest | C | 2.1 | C2-9 | Table C-4 | Number (Double) | Percent of fly ash conveyed to each storage destination | 1814 | 1569
fly_pressure | Fly_Ash_System | C | 2.1 | C2-1 | Table C-2 | Text | Pressure fly ash handling system | 1815 | 1494
fly_produced_dry_dpy | Fly_Ash_System | C | 2.1 | C2-1 | Table C-2 | Number (Double) | Amount of fly ash produced in 2009 conveyed dry (dpy) | 1816 | 1502
fly_produced_dry_tpd | Fly_Ash_System | C | 2.1 | C2-1 | Table C-2 | Number (Double) | Amount of fly ash produced in 2009 conveyed dry (tpd) | 1817 | 1501
fly_produced_wet_dpy | Fly_Ash_System | C | 2.1 | C2-1 | Table C-2 | Number (Double) | Amount of fly ash produced in 2009 conveyed wet (dpy) | 1818 | 1500
fly_produced_wet_tpd | Fly_Ash_System | C | 2.1 | C2-1 | Table C-2 | Number (Double) | Amount of fly ash produced in 2009 conveyed wet (tpd) | 1819 | 1499
fly_retrofit_air_permit | Fly_Ash_Dry_Retrofit | C | 2.1 | C2-16 |  | Text | Change to air permit for retrofit | 1820 | 1632
fly_retrofit_ashdisposal | Fly_Ash_Dry_Retrofit | C | 2.1 | C2-16 |  | Text | Changes in ash disposal practices for retrofit | 1821 | 1637
fly_retrofit_disposal_other | Fly_Ash_Dry_Retrofit | C | 2.1 | C2-16 |  | Text | Other reason for retrofit (ash disposal practices) | 1822 | 1643
fly_retrofit_disposal_other_desc | Fly_Ash_Dry_Retrofit | C | 2.1 | C2-16 |  | Text | Other ash disposal practice description for retrofit | 1823 | 1644
fly_retrofit_dust | Fly_Ash_Dry_Retrofit | C | 2.1 | C2-16 |  | Text | Dust suppression activities for retrofit | 1824 | 1642
fly_retrofit_expand_pv_system | Fly_Ash_Dry_Retrofit | C | 2.1 | C2-16 |  | Text | Expansion of pressure/vacuum system and piping for retrofit | 1825 | 1621
fly_retrofit_haul_off | Fly_Ash_Dry_Retrofit | C | 2.1 | C2-16 |  | Text | Hauling ash to off-site storage for retrofit | 1826 | 1641
fly_retrofit_haul_roads | Fly_Ash_Dry_Retrofit | C | 2.1 | C2-16 |  | Text | Construction of haul roads for retrofit | 1827 | 1626
fly_retrofit_inc_landfill | Fly_Ash_Dry_Retrofit | C | 2.1 | C2-16 |  | Text | Increase landfill capacity for retrofit | 1828 | 1630
fly_retrofit_inc_landfill_ID | Fly_Ash_Dry_Retrofit | C | 2.1 | C2-16 |  | Text | Landfill ID that will be increased for retrofit | 1829 | 1631
fly_retrofit_install_pv_system | Fly_Ash_Dry_Retrofit | C | 2.1 | C2-16 |  | Text | Installation of pressure/vacuum system and piping for retrofit | 1830 | 1620
fly_retrofit_landfill | Fly_Ash_Dry_Retrofit | C | 2.1 | C2-16 |  | Text | Construction of landfill for retrofit | 1831 | 1628
fly_retrofit_landfill_ID | Fly_Ash_Dry_Retrofit | C | 2.1 | C2-16 |  | Text | Landfill ID for construction of landfill for retrofit | 1832 | 1629
fly_retrofit_market_ash | Fly_Ash_Dry_Retrofit | C | 2.1 | C2-16 |  | Text | Marketing of ash for retrofit | 1833 | 1640
fly_retrofit_personnel | Fly_Ash_Dry_Retrofit | C | 2.1 | C2-16 |  | Text | Changes in personnel/training for retrofit | 1834 | 1635
fly_retrofit_personnel_desc | Fly_Ash_Dry_Retrofit | C | 2.1 | C2-16 |  | Text | Description of changes in personnel/training for retrofit | 1835 | 1636
fly_retrofit_phys_other | Fly_Ash_Dry_Retrofit | C | 2.1 | C2-16 |  | Text | Other reason for retrofit | 1836 | 1633
fly_retrofit_phys_other_desc | Fly_Ash_Dry_Retrofit | C | 2.1 | C2-16 |  | Text | Other description for retrofit | 1837 | 1634
fly_retrofit_physical | Fly_Ash_Dry_Retrofit | C | 2.1 | C2-16 |  | Text | Physical changes to the facility needed for the retrofit | 1838 | 1619
fly_retrofit_rail | Fly_Ash_Dry_Retrofit | C | 2.1 | C2-16 |  | Text | Construction of rail track for retrofit | 1839 | 1627
fly_retrofit_silo_ashtransfer | Fly_Ash_Dry_Retrofit | C | 2.1 | C2-16 |  | Text | Modification of the silos for ash transfer to rail cars for retrofit | 1840 | 1624
fly_retrofit_silo_market | Fly_Ash_Dry_Retrofit | C | 2.1 | C2-16 |  | Text | Modification of the silos for marketable ash for retrofit | 1841 | 1625
fly_retrofit_silo_mc | Fly_Ash_Dry_Retrofit | C | 2.1 | C2-16 |  | Text | Modification of the silos the moisture-condition ash for retrofit | 1842 | 1623
fly_retrofit_silos | Fly_Ash_Dry_Retrofit | C | 2.1 | C2-16 |  | Text | Installation of storage silos for retrofit | 1843 | 1622
fly_retrofit_storage_landfills | Fly_Ash_Dry_Retrofit | C | 2.1 | C2-16 |  | Text | Storage of ash in landfills for retrofit | 1844 | 1638
fly_retrofit_storage_landfills_ID | Fly_Ash_Dry_Retrofit | C | 2.1 | C2-16 |  | Text | Landfill ID of storage of ash in landfills for retrofit | 1845 | 1639
fly_sluice_avg_flow | Fly_Ash_Sluicing | C | 2.1 | C2-2 | Table C-3 | Number (Double) | Average flow rate of the sluice water | 1846 | 1517
fly_sluice_chlorides | Fly_Ash_Sluicing | C | 2.1 | C2-3 |  | Text | Chlorides concentration requirement for fly ash sluice water | 1847 | 1529
fly_sluice_chlorides_ppm | Fly_Ash_Sluicing | C | 2.1 | C2-3 |  | Number (Double) | Chlorides concentration value for fly ash sluice water (ppm) | 1848 | 1530
fly_sluice_duration | Fly_Ash_Sluicing | C | 2.1 | C2-2 | Table C-3 | Number (Double) | Typical duration of sluicing (hpd) | 1849 | 1518
fly_sluice_freq | Fly_Ash_Sluicing | C | 2.1 | C2-2 | Table C-3 | Number (Double) | Typical frequency of sluicing (dpy) | 1850 | 1519
fly_sluice_other | Fly_Ash_Sluicing | C | 2.1 | C2-3 |  | Text | Other requirement for fly ash sluice water | 1851 | 1533
fly_sluice_other_desc | Fly_Ash_Sluicing | C | 2.1 | C2-3 |  | Text | Description of other requirement for fly ash sluice water | 1852 | 1534
fly_sluice_other_ppm | Fly_Ash_Sluicing | C | 2.1 | C2-3 |  | Number (Double) | Other value for fly ash sluice water (ppm) | 1853 | 1535
fly_sluice_percent_1 | Fly_Ash_Sluicing | C | 2.1 | C2-2 | Table C-3 | Number (Double) | Percent contribution of sluice water option 1 | 1854 | 1524
fly_sluice_percent_2 | Fly_Ash_Sluicing | C | 2.1 | C2-2 | Table C-3 | Number (Double) | Percent contribution of sluice water option 2 | 1855 | 1525
fly_sluice_percent_3 | Fly_Ash_Sluicing | C | 2.1 | C2-2 | Table C-3 | Number (Double) | Percent contribution of sluice water option 3 | 1856 | 1526
fly_sluice_percent_other | Fly_Ash_Sluicing | C | 2.1 | C2-2 | Table C-3 | Number (Double) | Percent contribution of sluice water for other field | 1857 | 1527
fly_sluice_POTW | Fly_Ash_Sluicing | C | 2.1 | C2-5 |  | Text | Plant's response for discharging the fly ash sluice water to a POTW | 1858 | 1540
fly_sluice_recyc | Fly_Ash_Sluicing | C | 2.1 | C2-4 |  | Text | Plant's response for recycling fly ash sluice water immediately back to the plants process | 1859 | 1537
fly_sluice_recyc_desc | Fly_Ash_Sluicing | C | 2.1 | C2-4 |  | Text | Description of how the plant used the recycled sluice water | 1860 | 1538
fly_sluice_solids | Fly_Ash_Sluicing | C | 2.1 | C2-3 |  | Text | Solids percentage requirement for fly ash sluice water | 1861 | 1531
fly_sluice_solids_percent | Fly_Ash_Sluicing | C | 2.1 | C2-3 |  | Number (Double) | Solids percentage value for fly ash sluice water (%) | 1862 | 1532
fly_sluice_source_1 | Fly_Ash_Sluicing | C | 2.1 | C2-2 | Table C-3 | Text | Source of sluice water (option 1) | 1863 | 1520
fly_sluice_source_2 | Fly_Ash_Sluicing | C | 2.1 | C2-2 | Table C-3 | Text | Source of sluice water (option 2) | 1864 | 1521
fly_sluice_source_3 | Fly_Ash_Sluicing | C | 2.1 | C2-2 | Table C-3 | Text | Source of sluice water (option 3) | 1865 | 1522
fly_sluice_source_other_desc | Fly_Ash_Sluicing | C | 2.1 | C2-2 | Table C-3 | Text | Source of sluice water description if "other" is selected in drop down menus | 1866 | 1523
fly_storage_all_cmpnts_cap_costs | Fly_Storage_General | C | 2.4 | C2-43 |  | Text | Are all mjr components of the intermediate storage included in the capital costs in Fly_Storage_Capital_Cost | 1867 | 1866
fly_storage_cap_mdfy | Fly_Storage_Capital_Cost | C | 2.4 | C2-42 | Table C-14 | Number (Double) | Cost of modification of intermediate storage system | 1868 | 1882
fly_storage_cap_mdfy_yr_based | Fly_Storage_Capital_Cost | C | 2.4 | C2-42 | Table C-14 | Number (Double) | Year on which modification cost is based | 1869 | 1884
fly_storage_cap_original_yr_based | Fly_Storage_Capital_Cost | C | 2.4 | C2-42 | Table C-14 | Number (Double) | Year on which original cost is based | 1870 | 1883
fly_storage_cap_project | Fly_Storage_Capital_Cost | C | 2.4 | C2-42 | Table C-14 | Text | Project description for each subcategory of capital costs in Table C-14 | 1871 | 1880
fly_storage_cmpnts | Fly_Storage_Cmpnts | C | 2.4 | C2-39 | Table C-13 | Text | Type of component (intermediate storage) | 1872 | 1871
fly_storage_cmpnts_cpcty | Fly_Storage_Cmpnts | C | 2.4 | C2-39 | Table C-13 | Number (Double) | Capacity of type of intermediate storage components in the system | 1873 | 1874
fly_storage_cmpnts_cpcty_unit | Fly_Storage_Cmpnts | C | 2.4 | C2-39 | Table C-13 | Text | Capacity units of intermediate storage component | 1874 | 1875
fly_storage_cmpnts_cpcty_unit_other | Fly_Storage_Cmpnts | C | 2.4 | C2-39 | Table C-13 | Text | Other capacity units of intermediate storage component | 1875 | 1876
fly_storage_cmpnts_nmbr | Fly_Storage_Cmpnts | C | 2.4 | C2-39 | Table C-13 | Number (Double) | Number of type of intermediate storage components in the system | 1876 | 1873
fly_storage_cmpnts_not_cap_costs | Fly_Storage_General | C | 2.4 | C2-43 |  | Memo | If not all included, explain what costs are included and which aren't in the total capital cost | 1877 | 1867
fly_storage_cmpnts_other | Fly_Storage_Cmpnts | C | 2.4 | C2-39 | Table C-13 | Text | Description of component if "other" is selected | 1878 | 1872
fly_storage_cntrctr_instl | Fly_Storage_General | C | 2.4 | C2-40 |  | Memo | Major components of this intermediate storage destination that contractor(s) installed/will install at their expense | 1879 | 1858
fly_storage_cntrctr_oversee | Fly_Storage_General | C | 2.4 | C2-41 |  | Memo | All O&M activities associated with this intermediate storage destination that a contractor(s) oversees/will oversee at their expense | 1880 | 1861
fly_storage_cntrctr_oversee_all | Fly_Storage_General | C | 2.4 | C2-41 |  | Text | Contractor oversees/will oversee all O&M activities dealing with the intermediate storage portion of system at their expense | 1881 | 1862
fly_storage_ctrctr_instl_all | Fly_Storage_General | C | 2.4 | C2-40 |  | Text | Contractor installed/will install all components IDed in Fly_Storage_Cmpnts table | 1882 | 1859
fly_storage_miles | Fly_Ash_Storage | C | 2.2 | C2-25 | Table C-6 | Number (Double) | Distance from the SE Unit to the Intermediate Storage or from the Intermediate Storage to the Final Disposal/Destination (miles) | 1883 | 1745
fly_storage_OM_energy_2009_cost | Fly_Storage_OM_Cost | C | 2.4 | C2-44 | Table C-15 | Number (Double) | 2009 Annual cost for energy | 1884 | 1904
fly_storage_OM_energy_kWh/hr | Fly_Storage_OM_Cost | C | 2.4 | C2-44 | Table C-15 | Number (Double) | 2009 consumption kWh/hr for energy | 1885 | 1906
fly_storage_OM_energy_rate_per_kWh | Fly_Storage_OM_Cost | C | 2.4 | C2-44 | Table C-15 | Number (Double) | 2009 rate per kWh for energy | 1886 | 1905
fly_storage_OM_MLbr_2009_cost | Fly_Storage_OM_Cost | C | 2.4 | C2-44 | Table C-15 | Number (Double) | 2009 Annual cost for maintenance labor | 1887 | 1898
fly_storage_OM_MLbr_rate_hourly | Fly_Storage_OM_Cost | C | 2.4 | C2-44 | Table C-15 | Number (Double) | 2009 Rate per hour (average rate of labor) for maintenance labor | 1888 | 1899
fly_storage_OM_MLbr_staff_dpy | Fly_Storage_OM_Cost | C | 2.4 | C2-44 | Table C-15 | Number (Double) | 2009 Staffing (days per year ) for maintenance labor | 1889 | 1902
fly_storage_OM_MLbr_staff_hpd | Fly_Storage_OM_Cost | C | 2.4 | C2-44 | Table C-15 | Number (Double) | 2009 Staffing (hours per day) for maintenance labor | 1890 | 1901
fly_storage_OM_MLbr_staff_nmbr | Fly_Storage_OM_Cost | C | 2.4 | C2-44 | Table C-15 | Number (Double) | 2009 Staffing (No. of workers) for maintenance labor | 1891 | 1900
fly_storage_OM_MMtrls_2009_cost | Fly_Storage_OM_Cost | C | 2.4 | C2-44 | Table C-15 | Number (Double) | 2009 Annual cost for maintenance materials | 1892 | 1903
fly_storage_OM_OLbr_othr_2009_cost | Fly_Storage_OM_Cost | C | 2.4 | C2-44 | Table C-15 | Number (Double) | 2009 Annual cost for operating labor (all other) | 1893 | 1893
fly_storage_OM_OLbr_othr_rate_hourly | Fly_Storage_OM_Cost | C | 2.4 | C2-44 | Table C-15 | Number (Double) | 2009 Rate per hour (average rate of labor) for operating labor (all other) | 1894 | 1894
fly_storage_OM_OLbr_othr_staff_dpy | Fly_Storage_OM_Cost | C | 2.4 | C2-44 | Table C-15 | Number (Double) | 2009 Staffing (days per year ) for operating labor (all other) | 1895 | 1897
fly_storage_OM_OLbr_othr_staff_hpd | Fly_Storage_OM_Cost | C | 2.4 | C2-44 | Table C-15 | Number (Double) | 2009 Staffing (hours per day) for operating labor (all other) | 1896 | 1896
fly_storage_OM_OLbr_othr_staff_nmbr | Fly_Storage_OM_Cost | C | 2.4 | C2-44 | Table C-15 | Number (Double) | 2009 Staffing (No. of workers) for operating labor (all other) | 1897 | 1895
fly_storage_OM_OLbr_trks_2009_cost | Fly_Storage_OM_Cost | C | 2.4 | C2-44 | Table C-15 | Number (Double) | 2009 Annual cost for operating labor - water trucks only | 1898 | 1888
fly_storage_OM_OLbr_trks_rate_hourly | Fly_Storage_OM_Cost | C | 2.4 | C2-44 | Table C-15 | Number (Double) | 2009 Rate per hour (average rate of labor) for operating labor - water trucks only | 1899 | 1889
fly_storage_OM_OLbr_trks_staff_dpy | Fly_Storage_OM_Cost | C | 2.4 | C2-44 | Table C-15 | Number (Double) | 2009 Staffing (days per year ) for operating labor - water trucks only | 1900 | 1892
fly_storage_OM_OLbr_trks_staff_hpd | Fly_Storage_OM_Cost | C | 2.4 | C2-44 | Table C-15 | Number (Double) | 2009 Staffing (hours per day) for operating labor - water trucks only | 1901 | 1891
fly_storage_OM_OLbr_trks_staff_nmbr | Fly_Storage_OM_Cost | C | 2.4 | C2-44 | Table C-15 | Number (Double) | 2009 Staffing (No. of workers) for operating labor - water trucks only | 1902 | 1890
fly_storage_OM_other1_2009_cost | Fly_Storage_OM_Cost | C | 2.4 | C2-44 | Table C-15 | Number (Double) | 2009 Annual Other (1) cost | 1903 | 1908
fly_storage_OM_other1_desc | Fly_Storage_OM_Cost | C | 2.4 | C2-44 | Table C-15 | Text | Other (1) description of 2009 annual cost | 1904 | 1907
fly_storage_OM_other2_2009_cost | Fly_Storage_OM_Cost | C | 2.4 | C2-44 | Table C-15 | Number (Double) | 2009 Annual Other (2) cost | 1905 | 1910
fly_storage_OM_other2_desc | Fly_Storage_OM_Cost | C | 2.4 | C2-44 | Table C-15 | Text | Other (2) description of 2009 annual cost | 1906 | 1909
fly_storage_OM_total_2009_cost | Fly_Storage_OM_Cost | C | 2.4 | C2-44 | Table C-15 | Number (Double) | Total 2009 Annual Cost - Intermediate Storage | 1907 | 1911
fly_storage_outside_firm_oversee | Fly_Storage_General | C | 2.4 | C2-42 |  | Text | Capital cost - hired outside engineering firm to oversee design and/or installation of the system | 1908 | 1864
fly_storage_per_H2O | Fly_Ash_Storage | C | 2.2 | C2-25 | Table C-6 | Text | Percent moisture of the fly ash entering destination (if transported dry) | 1909 | 1749
fly_storage_planned | Fly_Storage_General | C | 2.4 | Status |  | Text | Storage destination is planned | 1910 | 1851
fly_storage_pond | Fly_Storage_General | C | 2.4 | C2-38 |  | Text | Storage destination is a pond/impoundment | 1911 | 1856
fly_storage_tons | Fly_Ash_Storage | C | 2.2 | C2-25 | Table C-6 | Number (Double) | Tons of fly ash transported to destination in 2009 (dry weight basis) | 1912 | 1746
fly_storage_trnspt | Fly_Ash_Storage | C | 2.2 | C2-25 | Table C-6 | Text | How the fly ash is transported to the storage destination | 1913 | 1747
fly_storage_trnspt_other | Fly_Ash_Storage | C | 2.2 | C2-25 | Table C-6 | Text | Description of transportation if "other" is selected | 1914 | 1748
fly_trspt_disp_all_cmpnts_cap_costs | Fly_Trspt_Disp_General | C | 2.5 | C2-51 |  | Text | Are all major components of the system included in the capital costs in Fly_Trspt_Disp_Capital_Cost | 1915 | 1940
fly_trspt_disp_cap_mdfy | Fly_Trspt_Disp_Capital_Cost | C | 2.5 | C2-50 | Table C-16 | Number (Double) | Cost for modifications to the system | 1916 | 1946
fly_trspt_disp_cap_mdfy_yr_based | Fly_Trspt_Disp_Capital_Cost | C | 2.5 | C2-50 | Table C-16 | Number (Double) | Year on which modifications cost is based | 1917 | 1948
fly_trspt_disp_cap_original_yr_based | Fly_Trspt_Disp_Capital_Cost | C | 2.5 | C2-50 | Table C-16 | Number (Double) | Year on which original cost is based | 1918 | 1947
fly_trspt_disp_cap_project | Fly_Trspt_Disp_Capital_Cost | C | 2.5 | C2-50 | Table C-16 | Text | Project description for each subcategory of capital costs in Table C-16 | 1919 | 1944
fly_trspt_disp_cmpnts_not_cap_costs | Fly_Trspt_Disp_General | C | 2.5 | C2-51 |  | Memo | Explanation of items included in the capital cost and those not included | 1920 | 1941
fly_trspt_disp_cntrctr_pay_instl | Fly_Trspt_Disp_General | C | 2.5 | C2-48 |  | Memo | List of all major components for transport/disposal of dry fly ash that a contractor(s) constructed/installed (or plans to) at the contractor's expense | 1921 | 1932
fly_trspt_disp_cntrctr_pay_oversee | Fly_Trspt_Disp_General | C | 2.5 | C2-49 |  | Memo | List of all O&M activities for transport and disposal that the contractor oversees/will oversee at the contractor's expense | 1922 | 1935
fly_trspt_disp_cntrctr_pay_oversee_all | Fly_Trspt_Disp_General | C | 2.5 | C2-49 |  | Text | Contractor oversees/will oversee all transport/disposal activities at the contractor's expense | 1923 | 1936
fly_trspt_disp_ctrctr_pay_instl_all | Fly_Trspt_Disp_General | C | 2.5 | C2-48 |  | Text | Contract installed/will install all ash transport equipment at the contractor's expense | 1924 | 1933
fly_trspt_disp_OM_ash_rmvl_2009_cost | Fly_Trspt_Disp_OM_Cost | C | 2.5 | C2-52 | Table C-17 | Number (Double) | 2009 annual cost for ash removal/disposal fees | 1925 | 1972
fly_trspt_disp_OM_energy_2009_cost | Fly_Trspt_Disp_OM_Cost | C | 2.5 | C2-52 | Table C-17 | Number (Double) | 2009 annual costs for energy | 1926 | 1969
fly_trspt_disp_OM_energy_rate_per_kWh | Fly_Trspt_Disp_OM_Cost | C | 2.5 | C2-52 | Table C-17 | Number (Double) | 2009 rate per kWh for energy | 1927 | 1970
fly_trspt_disp_OM_energy_staff_kWh/hr | Fly_Trspt_Disp_OM_Cost | C | 2.5 | C2-52 | Table C-17 | Number (Double) | 2009 consumption - kWh/hr for energy | 1928 | 1971
fly_trspt_disp_OM_MLbr_2009_cost | Fly_Trspt_Disp_OM_Cost | C | 2.5 | C2-52 | Table C-17 | Number (Double) | 2009 annual cost for maintenance labor | 1929 | 1963
fly_trspt_disp_OM_MLbr_rate_hourly | Fly_Trspt_Disp_OM_Cost | C | 2.5 | C2-52 | Table C-17 | Number (Double) | 2009 rate per hour (average rate of labor) for maintenance cost | 1930 | 1964
fly_trspt_disp_OM_MLbr_staff_dpy | Fly_Trspt_Disp_OM_Cost | C | 2.5 | C2-52 | Table C-17 | Number (Double) | 2009 staffing - days per year for maintenance labor | 1931 | 1967
fly_trspt_disp_OM_MLbr_staff_hpd | Fly_Trspt_Disp_OM_Cost | C | 2.5 | C2-52 | Table C-17 | Number (Double) | 2009 staffing - hours per day for maintenance labor | 1932 | 1966
fly_trspt_disp_OM_MLbr_staff_nmbr | Fly_Trspt_Disp_OM_Cost | C | 2.5 | C2-52 | Table C-17 | Number (Double) | 2009 staffing - number of workers for maintenance labor | 1933 | 1965
fly_trspt_disp_OM_MMtrls_2009_cost | Fly_Trspt_Disp_OM_Cost | C | 2.5 | C2-52 | Table C-17 | Number (Double) | 2009 annual cost for maintenance materials | 1934 | 1968
fly_trspt_disp_OM_OLbr_othr_2009_cost | Fly_Trspt_Disp_OM_Cost | C | 2.5 | C2-52 | Table C-17 | Number (Double) | 2009 annual cost for operating labor (all other operating costs) | 1935 | 1958
fly_trspt_disp_OM_OLbr_othr_rate_hourly | Fly_Trspt_Disp_OM_Cost | C | 2.5 | C2-52 | Table C-17 | Number (Double) | 2009 rate per hour (average rate of labor) for operating labor | 1936 | 1959
fly_trspt_disp_OM_OLbr_othr_staff_dpy | Fly_Trspt_Disp_OM_Cost | C | 2.5 | C2-52 | Table C-17 | Number (Double) | 2009 staffing - days per year for operating labor | 1937 | 1962
fly_trspt_disp_OM_OLbr_othr_staff_hpd | Fly_Trspt_Disp_OM_Cost | C | 2.5 | C2-52 | Table C-17 | Number (Double) | 2009 staffing - hours per day for operating labor | 1938 | 1961
fly_trspt_disp_OM_OLbr_othr_staff_nmbr | Fly_Trspt_Disp_OM_Cost | C | 2.5 | C2-52 | Table C-17 | Number (Double) | 2009 staffing - number of workers for operating labor | 1939 | 1960
fly_trspt_disp_OM_OLbr_tspt_2009_cost | Fly_Trspt_Disp_OM_Cost | C | 2.5 | C2-52 | Table C-17 | Number (Double) | 2009 annual cost for operating labor (trucks, rail cars, other transport) | 1940 | 1951
fly_trspt_disp_OM_OLbr_tspt_rate_dpy | Fly_Trspt_Disp_OM_Cost | C | 2.5 | C2-52 | Table C-17 | Number (Double) | 2009 transport rate days per year (operating labor) | 1941 | 1957
fly_trspt_disp_OM_OLbr_tspt_rate_hourly | Fly_Trspt_Disp_OM_Cost | C | 2.5 | C2-52 | Table C-17 | Number (Double) | 2009 rate per hour (average rate of labor) for operating labor | 1942 | 1952
fly_trspt_disp_OM_OLbr_tspt_rate_lds/day | Fly_Trspt_Disp_OM_Cost | C | 2.5 | C2-52 | Table C-17 | Number (Double) | 2009 transport rate loads per day (operating labor) | 1943 | 1956
fly_trspt_disp_OM_OLbr_tspt_staff_dpy | Fly_Trspt_Disp_OM_Cost | C | 2.5 | C2-52 | Table C-17 | Number (Double) | 2009 staffing - days per year for operating labor | 1944 | 1955
fly_trspt_disp_OM_OLbr_tspt_staff_hpd | Fly_Trspt_Disp_OM_Cost | C | 2.5 | C2-52 | Table C-17 | Number (Double) | 2009 staffing - hours per day for operating labor | 1945 | 1954
fly_trspt_disp_OM_OLbr_tspt_staff_nmbr | Fly_Trspt_Disp_OM_Cost | C | 2.5 | C2-52 | Table C-17 | Number (Double) | 2009 staffing - number of workers for operating labor | 1946 | 1953
fly_trspt_disp_OM_other1_2009_cost | Fly_Trspt_Disp_OM_Cost | C | 2.5 | C2-52 | Table C-17 | Number (Double) | 2009 annual rate for other(1) O&M cost category | 1947 | 1974
fly_trspt_disp_OM_other1_desc | Fly_Trspt_Disp_OM_Cost | C | 2.5 | C2-52 | Table C-17 | Text | Description of other (1) O&M cost category | 1948 | 1973
fly_trspt_disp_OM_other2_2009_cost | Fly_Trspt_Disp_OM_Cost | C | 2.5 | C2-52 | Table C-17 | Number (Double) | 2009 annual rate for other (2) O&M cost category | 1949 | 1976
fly_trspt_disp_OM_other2_desc | Fly_Trspt_Disp_OM_Cost | C | 2.5 | C2-52 | Table C-17 | Text | Description of other (2) O&M cost category | 1950 | 1975
fly_trspt_disp_OM_total_2009_cost | Fly_Trspt_Disp_OM_Cost | C | 2.5 | C2-52 | Table C-17 | Number (Double) | Total 2009 O&M Cost | 1951 | 1977
fly_trspt_disp_original | Fly_Trspt_Disp_Capital_Cost | C | 2.5 | C2-50 | Table C-16 | Number (Double) | Cost for system as originally installed | 1952 | 1945
fly_trspt_disp_other | Fly_Trspt_Disp_General | C | 2.5 | C2-47 |  | Text | Other method for the transport and disposal of ash | 1953 | 1929
fly_trspt_disp_other_desc | Fly_Trspt_Disp_General | C | 2.5 | C2-47 |  | Text | Description of other method used (i.e., barge) | 1954 | 1930
fly_trspt_disp_outside_firm_oversee | Fly_Trspt_Disp_General | C | 2.5 | C2-50 |  | Text | Capital Cost - Hired outside engineering firm to oversee design and/or installation of the system | 1955 | 1938
fly_trspt_disp_pond | Fly_Trspt_Disp_General | C | 2.5 | C2-46 |  | Text | Is a pond/impoundment the final destination of all the fly ash collected by the plant | 1956 | 1917
fly_trspt_disp_rail | Fly_Trspt_Disp_General | C | 2.5 | C2-47 |  | Text | Rail car is the method uses to transport ash | 1957 | 1924
fly_trspt_disp_rail_bought | Fly_Trspt_Disp_General | C | 2.5 | C2-47 |  | Text | Rail cars were bought | 1958 | 1926
fly_trspt_disp_rail_contract | Fly_Trspt_Disp_General | C | 2.5 | C2-47 |  | Text | Rail cars are contracted out | 1959 | 1928
fly_trspt_disp_rail_lease | Fly_Trspt_Disp_General | C | 2.5 | C2-47 |  | Text | Rail cars are leased | 1960 | 1927
fly_trspt_disp_rail_nmbr | Fly_Trspt_Disp_General | C | 2.5 | C2-47 |  | Number (Double) | Number of rail cars plant uses for the transportation/disposal of fly ash | 1961 | 1925
fly_trspt_disp_truck | Fly_Trspt_Disp_General | C | 2.5 | C2-47 |  | Text | Truck is a method used to transport ash | 1962 | 1919
fly_trspt_disp_truck_bought | Fly_Trspt_Disp_General | C | 2.5 | C2-47 |  | Text | Trucks used were bought | 1963 | 1921
fly_trspt_disp_truck_contract | Fly_Trspt_Disp_General | C | 2.5 | C2-47 |  | Text | Trucks used are contracted out | 1964 | 1923
fly_trspt_disp_truck_lease | Fly_Trspt_Disp_General | C | 2.5 | C2-47 |  | Text | Trucks used are leased | 1965 | 1922
fly_trspt_disp_truck_nmbr | Fly_Trspt_Disp_General | C | 2.5 | C2-47 |  | Number (Double) | Number of trucks plant uses for the transportation/disposal of fly ash | 1966 | 1920
fly_unscdld_outages | Fly_Ash_Outages | C | 2.1 | C2-23 |  | Text | Has the plant encountered and unscheduled outages on this SE Unit caused by the fly ash handling system in the last 5 years | 1967 | 1709
fly_wet_days | Fly_Ash_System | C | 2.1 | C2-1 | Table C-2 | Number (Double) | Number of days fly ash was conveyed wet in 2009 (days) | 1968 | 1507
fly_wet_mkt | Fly_Ash_Mgmt | C | 2.2 | C2-29 |  | Text | Does the plant market, sell, and/or give away fly ash from the WET fly ash handling system | 1969 | 1758
fly_wet_mkt_2005_rev | Fly_Wet_Market | C | 2.2 | C2-29 | Table C-9 | Number (Double) | Gross revenue generated from wet fly ash in 2005 | 1970 | 1789
fly_wet_mkt_2005_tons | Fly_Wet_Market | C | 2.2 | C2-29 | Table C-9 | Number (Double) | Tons of wet fly ash (dry basis) marketed, sold, and/or given away in 2005 | 1971 | 1788
fly_wet_mkt_2007_rev | Fly_Wet_Market | C | 2.2 | C2-29 | Table C-9 | Number (Double) | Gross revenue generated from wet fly ash in 2007 | 1972 | 1791
fly_wet_mkt_2007_tons | Fly_Wet_Market | C | 2.2 | C2-29 | Table C-9 | Number (Double) | Tons of wet fly ash (dry basis) marketed, sold, and/or given away in 2007 | 1973 | 1790
fly_wet_mkt_2009_rev | Fly_Wet_Market | C | 2.2 | C2-29 | Table C-9 | Number (Double) | Gross revenue generated from wet fly ash in 2009 | 1974 | 1793
fly_wet_mkt_2009_tons | Fly_Wet_Market | C | 2.2 | C2-29 | Table C-9 | Number (Double) | Tons of wet fly ash (dry basis) marketed, sold, and/or given away in 2009 | 1975 | 1792
fly_wet_mkt_dest | Fly_Wet_Market | C | 2.2 | C2-29 | Table C-9 | Text | Market destination of wet fly ash | 1976 | 1786
fly_wet_mkt_per_H2O | Fly_Wet_Market | C | 2.2 | C2-29 | Table C-9 | Number (Double) | Typical percent moisture of wet fly ash | 1977 | 1787
fly_wet_sluicing | Fly_Ash_System | C | 2.1 | C2-1 | Table C-2 | Text | Wet sluice fly ash handling system | 1978 | 1491
fly_wet_vac | Fly_Ash_Wet_Vacuum | C | 2.1 | C2-6 |  | Text | Plant response for operating a wet vacuum (pneumatic) fly ash handling system | 1979 | 1544
fly_wet_vac_chem_precip | Fly_Ash_Wet_Vacuum | C | 2.1 | C2-8 |  | Text | Chemical precipitation for wet vacuum water | 1980 | 1554
fly_wet_vac_desc | Fly_Ash_Wet_Vacuum | C | 2.1 | C2-8 |  | Text | Wet vacuum water "other" destination description | 1981 | 1562
fly_wet_vac_dpy | Fly_Ash_Wet_Vacuum | C | 2.1 | C2-7 |  | Number (Double) | Typical volume of the vacuum water form the wet vacuum system number of days (dpy) | 1982 | 1547
fly_wet_vac_gpy | Fly_Ash_Wet_Vacuum | C | 2.1 | C2-7 |  | Number (Double) | Typical volume of the vacuum water from the wet vacuum system generated annually (gpy) | 1983 | 1546
fly_wet_vac_other | Fly_Ash_Wet_Vacuum | C | 2.1 | C2-8 |  | Text | Wet vacuum water "other" destination | 1984 | 1561
fly_wet_vac_pH | Fly_Ash_Wet_Vacuum | C | 2.1 | C2-8 |  | Text | pH adjustment for wet vacuum water | 1985 | 1553
fly_wet_vac_pond | Fly_Ash_Wet_Vacuum | C | 2.1 | C2-8 |  | Text | Wet vacuum water transferred to a settling pond | 1986 | 1552
fly_wet_vac_POTW | Fly_Ash_Wet_Vacuum | C | 2.1 | C2-8 |  | Text | Wet vacuum water discharge to POTW or PrOTW | 1987 | 1560
fly_wet_vac_recyc | Fly_Ash_Wet_Vacuum | C | 2.1 | C2-8 |  | Text | Wet vacuum water immediately recycled back to plant process | 1988 | 1549
fly_wet_vac_recyc_desc | Fly_Ash_Wet_Vacuum | C | 2.1 | C2-8 |  | Text | Description of how wet vacuum water is immediately recycled back to plant process | 1989 | 1550
fly_wet_vac_SW | Fly_Ash_Wet_Vacuum | C | 2.1 | C2-8 |  | Text | Wet vacuum water discharged to surface water | 1990 | 1558
fly_wet_vac_transferred | Fly_Ash_Wet_Vacuum | C | 2.1 | C2-8 |  | Text | Wet vacuum water transferred to an on-site treatment system | 1991 | 1551
fly_wet_vac_wetland | Fly_Ash_Wet_Vacuum | C | 2.1 | C2-8 |  | Text | Wet vacuum water transferred to constructed wetlands | 1992 | 1555
fly_wet_vac_wwt_other | Fly_Ash_Wet_Vacuum | C | 2.1 | C2-8 |  | Text | Wet vacuum water transferred to other type of on-site treatment | 1993 | 1556
fly_wet_vac_wwt_other_desc | Fly_Ash_Wet_Vacuum | C | 2.1 | C2-8 |  | Text | Description of "other" type of on-site treatment | 1994 | 1557
fly_wet_vacuum | Fly_Ash_System | C | 2.1 | C2-1 | Table C-2 | Text | Wet vacuum system (pneumatic) fly ash handling system | 1995 | 1492
fly_wetanddry | Fly_Ash_WetAndDry | C | 2.1 | C2-10 |  | Text | Was the fly ash from this SE Unit conveyed both wet and dry? | 1996 | 1574
Footprint_ft2 | WWT_Systems | D | 2 | D2-7 | Table D-2 | Number (Double) | Area of treatment system footprint in ft2. | 1997 | 2648
fuel_coal_anthr | Fuel_Usage | A | 8 | A8-1 | Table A-11 | Text | The plant used anthracite coal for fuel for steam electric power generation in 2009. | 1998 | 378
fuel_coal_anthr_amt | Fuel_Usage | A | 8 | A8-1 | Table A-11 | Number (Double) | The amount of anthracite coal used for fuel for steam electric power generation in 2009 (tons). | 1999 | 379
fuel_coal_bit | Fuel_Usage | A | 8 | A8-1 | Table A-11 | Text | The plant used bituminous coal for fuel for steam electric power generation in 2009. | 2000 | 380
fuel_coal_bit_amt | Fuel_Usage | A | 8 | A8-1 | Table A-11 | Number (Double) | The amount of bituminous coal used for fuel for steam electric power generation in 2009 (tons). | 2001 | 381
fuel_coal_btu | Fuel_Usage | A | 8 | A8-1 | Table A-11 | Number (Double) | BTU Generated by Coal and/or Petroleum Coke | 2002 | 371
fuel_coal_lig | Fuel_Usage | A | 8 | A8-1 | Table A-11 | Text | The plant used lignite coal for fuel for steam electric power generation in 2009. | 2003 | 382
fuel_coal_lig_amt | Fuel_Usage | A | 8 | A8-1 | Table A-11 | Number (Double) | The amount of lignite coal for fuel for steam electric power generation in 2009 (tons). | 2004 | 383
fuel_coal_none | Fuel_Usage | A | 8 | A8-1 | Table A-11 | Text | The plant did not use any coal or petroleum coke for fuel for steam electric power generation in 2009. | 2005 | 395
fuel_coal_other | Fuel_Usage | A | 8 | A8-1 | Table A-11 | Text | The plant used another type of coal/petroleum coke fuel for steam electric power generation in 2009. | 2006 | 390
fuel_coal_other_amt | Fuel_Usage | A | 8 | A8-1 | Table A-11 | Number (Double) | The amount of the other type of coal/petroleum coke fuel used for steam electric power generation in 2009 (tons). | 2007 | 392
fuel_coal_other_desc | Fuel_Usage | A | 8 | A8-1 | Table A-11 | Text | A description of the other type of coal/petroleum coke fuel used for steam electric power generation in 2009. | 2008 | 391
fuel_coal_petcoke | Fuel_Usage | A | 8 | A8-1 | Table A-11 | Text | The plant used petroleum coke for fuel for steam electric power generation in 2009. | 2009 | 393
fuel_coal_petcoke_amt | Fuel_Usage | A | 8 | A8-1 | Table A-11 | Number (Double) | The amount of petroleum coke used for fuel for steam electric power generation in 2009 (tons). | 2010 | 394
fuel_coal_sub | Fuel_Usage | A | 8 | A8-1 | Table A-11 | Text | The plant used subbituminous coal for fuel for steam electric power generation in 2009. | 2011 | 384
fuel_coal_sub_amt | Fuel_Usage | A | 8 | A8-1 | Table A-11 | Number (Double) | The amount of subbituminous coal used for fuel for steam electric power generation in 2009 (tons). | 2012 | 385
fuel_coal_syn | Fuel_Usage | A | 8 | A8-1 | Table A-11 | Text | The plant used coal synfuel for fuel for steam electric power generation in 2009. | 2013 | 388
fuel_coal_syn_amt | Fuel_Usage | A | 8 | A8-1 | Table A-11 | Number (Double) | The amount of coal synfuel used for fuel for steam electric power generation in 2009 (tons). | 2014 | 389
fuel_coal_waste | Fuel_Usage | A | 8 | A8-1 | Table A-11 | Text | The plant used waste coal for fuel for steam electric power generation in 2009. | 2015 | 386
fuel_coal_waste_amt | Fuel_Usage | A | 8 | A8-1 | Table A-11 | Number (Double) | The amount of waste coal used for fuel for steam electric power generation in 2009 (tons). | 2016 | 387
fuel_fos/nuc_btu | Fuel_Usage | A | 8 | A8-1 | Table A-11 | Number (Double) | Total BTU Generated by Fossil/Nuclear Fuels | 2017 | 375
fuel_gas_btu | Fuel_Usage | A | 8 | A8-1 | Table A-11 | Number (Double) | BTU Generated by Gas | 2018 | 372
fuel_gas_furn | Fuel_Usage | A | 8 | A8-1 | Table A-11 | Text | The plant used Blast Furnace Gas for fuel for steam electric power generation in 2009. | 2019 | 398
fuel_gas_furn_amt | Fuel_Usage | A | 8 | A8-1 | Table A-11 | Number (Double) | The amount of Blast Furnace Gas used for fuel for steam electric power generation in 2009 (Million ft3). | 2020 | 399
fuel_gas_nat | Fuel_Usage | A | 8 | A8-1 | Table A-11 | Text | The plant used natural gas for fuel for steam electric power generation in 2009. | 2021 | 396
fuel_gas_nat_amt | Fuel_Usage | A | 8 | A8-1 | Table A-11 | Number (Double) | The amount of natural gas used for fuel for steam electric power generation in 2009 (Million ft3). | 2022 | 397
fuel_gas_none | Fuel_Usage | A | 8 | A8-1 | Table A-11 | Text | The plant did not use gas as fuel for steam electric power generation in 2009. | 2023 | 405
fuel_gas_other | Fuel_Usage | A | 8 | A8-1 | Table A-11 | Text | The plant used another type of gas for fuel for steam electric power generation in 2009. | 2024 | 402
fuel_gas_other_amt | Fuel_Usage | A | 8 | A8-1 | Table A-11 | Number (Double) | The amount of the other type of gas used for fuel for steam electric power generation in 2009 (Million ft3). | 2025 | 404
fuel_gas_other_desc | Fuel_Usage | A | 8 | A8-1 | Table A-11 | Text | A description of the other type of gas used for fuel for steam electric power generation in 2009. | 2026 | 403
fuel_gas_prop | Fuel_Usage | A | 8 | A8-1 | Table A-11 | Text | The plant used Gaseous Propane for fuel for steam electric power generation in 2009. | 2027 | 400
fuel_gas_prop_amt | Fuel_Usage | A | 8 | A8-1 | Table A-11 | Number (Double) | The amount of Gaseous Propane used for fuel for steam electric power generation in 2009 (Million ft3). | 2028 | 401
fuel_nuclear | Fuel_Usage | A | 8 | A8-1 | Table A-11 | Text | The plant used nuclear fuel for steam electric power generation in 2009. | 2029 | 428
fuel_nuclear_amt | Fuel_Usage | A | 8 | A8-1 | Table A-11 | Number (Double) | The amount of nuclear fuel used as fuel for steam electric power generation in 2009. | 2030 | 429
fuel_nuclear_btu | Fuel_Usage | A | 8 | A8-1 | Table A-11 | Number (Double) | BTU Generated by Nuclear Fuels | 2031 | 374
fuel_nuclear_none | Fuel_Usage | A | 8 | A8-1 | Table A-11 | Text | The plant did not use nuclear fuel for steam electric power generation in 2009. | 2032 | 431
fuel_nuclear_unit | Fuel_Usage | A | 8 | A8-1 | Table A-11 | Text | The units for the amount of nuclear fuel used as fuel for steam electric power generation in 2009. | 2033 | 430
fuel_oil_1 | Fuel_Usage | A | 8 | A8-1 | Table A-11 | Text | The plant used No. 1 Fuel Oil as fuel for steam electric power generation in 2009. | 2034 | 406
fuel_oil_1_amt | Fuel_Usage | A | 8 | A8-1 | Table A-11 | Number (Double) | The amount of No. 1 Fuel Oil used as fuel for steam electric power generation in 2009 (barrels). | 2035 | 407
fuel_oil_2 | Fuel_Usage | A | 8 | A8-1 | Table A-11 | Text | The plant used No. 2 Fuel Oil as fuel for steam electric power generation in 2009. | 2036 | 408
fuel_oil_2_amt | Fuel_Usage | A | 8 | A8-1 | Table A-11 | Number (Double) | The amount of No. 2 Fuel Oil used as fuel for steam electric power generation in 2009 (barrels). | 2037 | 409
fuel_oil_4 | Fuel_Usage | A | 8 | A8-1 | Table A-11 | Text | The plant used No. 4 Fuel Oil as fuel for steam electric power generation in 2009. | 2038 | 410
fuel_oil_4_amt | Fuel_Usage | A | 8 | A8-1 | Table A-11 | Number (Double) | The amount of No. 4 Fuel Oil used as fuel for steam electric power generation in 2009 (barrels). | 2039 | 411
fuel_oil_5 | Fuel_Usage | A | 8 | A8-1 | Table A-11 | Text | The plant used No. 5 Fuel Oil as fuel for steam electric power generation in 2009. | 2040 | 412
fuel_oil_5_amt | Fuel_Usage | A | 8 | A8-1 | Table A-11 | Number (Double) | The amount of No. 5 Fuel Oil used as fuel for steam electric power generation in 2009 (barrels). | 2041 | 413
fuel_oil_6 | Fuel_Usage | A | 8 | A8-1 | Table A-11 | Text | The plant used No. 6 Fuel Oil as fuel for steam electric power generation in 2009. | 2042 | 414
fuel_oil_6_amt | Fuel_Usage | A | 8 | A8-1 | Table A-11 | Number (Double) | The amount of No. 6 Fuel Oil used as fuel for steam electric power generation in 2009 (barrels). | 2043 | 415
fuel_oil_btu | Fuel_Usage | A | 8 | A8-1 | Table A-11 | Number (Double) | BTU Generated by Oil | 2044 | 373
fuel_oil_diesel | Fuel_Usage | A | 8 | A8-1 | Table A-11 | Text | The plant used Diesel Fuel for steam electric power generation in 2009. | 2045 | 416
fuel_oil_diesel_amt | Fuel_Usage | A | 8 | A8-1 | Table A-11 | Number (Double) | The amount of Diesel Fuel used for steam electric power generation in 2009 (barrels). | 2046 | 417
fuel_oil_jet | Fuel_Usage | A | 8 | A8-1 | Table A-11 | Text | The plant used Jet Fuel for steam electric power generation in 2009. | 2047 | 418
fuel_oil_jet_amt | Fuel_Usage | A | 8 | A8-1 | Table A-11 | Number (Double) | The amount of Jet Fuel for steam electric power generation in 2009 (barrels). | 2048 | 419
fuel_oil_ker | Fuel_Usage | A | 8 | A8-1 | Table A-11 | Text | The plant used Kerosene as fuel for steam electric power generation in 2009. | 2049 | 420
fuel_oil_ker_amt | Fuel_Usage | A | 8 | A8-1 | Table A-11 | Number (Double) | The amount of Kerosene used as fuel for steam electric power generation in 2009 (barrels). | 2050 | 421
fuel_oil_none | Fuel_Usage | A | 8 | A8-1 | Table A-11 | Text | The plant did not use oil as fuel for steam electric power generation in 2009. | 2051 | 427
fuel_oil_other | Fuel_Usage | A | 8 | A8-1 | Table A-11 | Text | The plant used another type of oil as fuel for steam electric power generation in 2009. | 2052 | 424
fuel_oil_other_amt | Fuel_Usage | A | 8 | A8-1 | Table A-11 | Number (Double) | The amount of the other type of oil used as fuel for steam electric power generation in 2009. | 2053 | 426
fuel_oil_other_desc | Fuel_Usage | A | 8 | A8-1 | Table A-11 | Text | A description of the other type of oil used as fuel for steam electric power generation in 2009. | 2054 | 425
fuel_oil_waste | Fuel_Usage | A | 8 | A8-1 | Table A-11 | Text | The plant used Waste Oil as fuel for steam electric power generation in 2009. | 2055 | 422
fuel_oil_waste_amt | Fuel_Usage | A | 8 | A8-1 | Table A-11 | Number (Double) | The amount of Waste Oil used as fuel for steam electric power generation in 2009 (barrels). | 2056 | 423
fuel_other_biomass | Fuel_Usage | A | 8 | A8-1 | Table A-11 | Text | The plant used biomass as fuel for steam electric power generation in 2009. | 2057 | 441
fuel_other_biomass_amt | Fuel_Usage | A | 8 | A8-1 | Table A-11 | Number (Double) | The amount of biomass used as fuel for steam electric power generation in 2009. | 2058 | 442
fuel_other_biomass_unit | Fuel_Usage | A | 8 | A8-1 | Table A-11 | Text | The units for the amount of biomass used as fuel for steam electric power generation in 2009. | 2059 | 443
fuel_other_btu | Fuel_Usage | A | 8 | A8-1 | Table A-11 | Number (Double) | Total BTU Generated by Other Fuels | 2060 | 376
fuel_other_lgas | Fuel_Usage | A | 8 | A8-1 | Table A-11 | Text | The plant used landfill gas as fuel for steam electric power generation in 2009. | 2061 | 438
fuel_other_lgas_amt | Fuel_Usage | A | 8 | A8-1 | Table A-11 | Number (Double) | The amount of landfill gas used as fuel for steam electric power generation in 2009. | 2062 | 439
fuel_other_lgas_unit | Fuel_Usage | A | 8 | A8-1 | Table A-11 | Text | The units for the amount of landfill gas used as fuel for steam electric power generation in 2009. | 2063 | 440
fuel_other_MSW | Fuel_Usage | A | 8 | A8-1 | Table A-11 | Text | The plant used Municipal Solid Waste as fuel for steam electric power generation in 2009. | 2064 | 432
fuel_other_MSW_amt | Fuel_Usage | A | 8 | A8-1 | Table A-11 | Number (Double) | The amount of Municipal Solid Waste used as fuel for steam electric power generation in 2009. | 2065 | 433
fuel_other_MSW_unit | Fuel_Usage | A | 8 | A8-1 | Table A-11 | Text | The units for the amount of Municipal Solid Waste used as fuel for steam electric power generation in 2009. | 2066 | 434
fuel_other_none | Fuel_Usage | A | 8 | A8-1 | Table A-11 | Text | The plant did not use fuel for steam electric power generation in 2009. | 2067 | 448
fuel_other_other | Fuel_Usage | A | 8 | A8-1 | Table A-11 | Text | The plant used another type of fuel for steam electric power generation in 2009. | 2068 | 444
fuel_other_other_amt | Fuel_Usage | A | 8 | A8-1 | Table A-11 | Number (Double) | The amount of the other type of fuel used as fuel for steam electric power generation in 2009. | 2069 | 446
fuel_other_other_desc | Fuel_Usage | A | 8 | A8-1 | Table A-11 | Text | A description of the other type of fuel used for steam electric power generation in 2009. | 2070 | 445
fuel_other_other_units | Fuel_Usage | A | 8 | A8-1 | Table A-11 | Text | The units for the amount of the other type of fuel used as fuel for steam electric power generation in 2009. | 2071 | 447
fuel_other_wood | Fuel_Usage | A | 8 | A8-1 | Table A-11 | Text | The plant used wood as fuel for steam electric power generation in 2009. | 2072 | 435
fuel_other_wood_amt | Fuel_Usage | A | 8 | A8-1 | Table A-11 | Number (Double) | The amount of wood used as fuel for steam electric power generation in 2009. | 2073 | 436
fuel_other_wood_unit | Fuel_Usage | A | 8 | A8-1 | Table A-11 | Text | The units for the amount of wood used as fuel for steam electric power generation in 2009. | 2074 | 437
fuel_unit_total_btu | Fuel_Usage | A | 8 | A8-1 | Table A-11 | Number (Double) | Total BTU Generated by All Fuels | 2075 | 377
fuels_coal | Plant_General | A | 1.2 | A1-8 |  | Text | The plant used coal to generate electricity in 2009. | 2076 | 70
fuels_gas | Plant_General | A | 1.2 | A1-8 |  | Text | The plant used gas to generate electricity in 2009. | 2077 | 72
fuels_none | Plant_General | A | 1.2 | A1-8 |  | Text | The plant did not use nuclear or fossil fuels other than for start up in 2009. | 2078 | 75
fuels_nuclear | Plant_General | A | 1.2 | A1-8 |  | Text | The plant used nuclear fuel to generate electricity in 2009. | 2079 | 74
fuels_oil | Plant_General | A | 1.2 | A1-8 |  | Text | The plant used oil to generate electricity in 2009. | 2080 | 71
fuels_petcoke | Plant_General | A | 1.2 | A1-8 |  | Text | The plant used petroleum coke to generate electricity in 2009. | 2081 | 73
Fut_Lim_Chng | WWT_Pollutants | D | 5.1 | D5-12 |  | Text | Yes/no if planned improvements to WWTS, or entire future WWTS, is in preparation for future potential limit changes. | 2082 | 2866
Fut_Lim_Chng_Desc | WWT_Pollutants | D | 5.1 | D5-12 |  | Text | Description of which pollutant and/or limits the improvement or system will target. | 2083 | 2867
gen_btm_ash | Btm_Ash_System | C | 3.1 | C3-1 |  | Text | Is bottom ash generated in any units at the plant? | 2084 | 1981
gen_elec | Plant_General | A | 1.2 | A1-7 |  | Text | The yes/no answer to whether the plant generates or has the potential to generate electricity from a steam electric generating unit. | 2085 | 68
gen_gypsum_waters | FGD_Gypsum_Related_Water | B | 7 | B7-6 |  | Text | Are gypsum related wastewaters produced at the plant? | 2086 | 1243
gen_nuc_wastewater | Nuc_General | H | 1 | H1-2 |  | Text | The yes/no answer to whether the plant generated any process wastewater during 2009 that is associated with the production of electricity from nuclear generating units (QH1-2) | 2087 | 3196
generate_ash | Ash_General | C | 1 | C1-1 |  | Text | Does facility generate any ash answer | 2088 | 1470
generate_fly | Ash_General | C | 1 | C1-3 |  | Text | Does facility generate any fly ash answer | 2089 | 1485
generate_leachate | Leach_General | G | 1 | G1-1 |  | Text | Indicates if the facility generates any leachate from ponds/landfills | 2090 | 3128
generate_mcw | MCW_Kickout | E | 1 | E1-1 |  | Text | Does facility does generate any MCW answer | 2091 | 2990
genID1 | SE_Units_Operating | A | 6 | A6-1 | Table A-8 | Text | EIA Generator ID for steam and/or combustion turbines associated with the steam electric generating unit. | 2092 | 272
genID1 | SE_Units_Planned | A | 6 | A6-2 | Table A-9 | Text | EIA Generator ID for steam and/or combustion turbines associated with the steam electric generating unit. | 2093 | 294
genID10 | SE_Units_Operating | A | 6 | A6-1 | Table A-8 | Text | EIA Generator ID for steam and/or combustion turbines associated with the steam electric generating unit. | 2094 | 281
genID10 | SE_Units_Planned | A | 6 | A6-2 | Table A-9 | Text | EIA Generator ID for steam and/or combustion turbines associated with the steam electric generating unit. | 2095 | 303
genID2 | SE_Units_Operating | A | 6 | A6-1 | Table A-8 | Text | EIA Generator ID for steam and/or combustion turbines associated with the steam electric generating unit. | 2096 | 273
genID2 | SE_Units_Planned | A | 6 | A6-2 | Table A-9 | Text | EIA Generator ID for steam and/or combustion turbines associated with the steam electric generating unit. | 2097 | 295
genID3 | SE_Units_Operating | A | 6 | A6-1 | Table A-8 | Text | EIA Generator ID for steam and/or combustion turbines associated with the steam electric generating unit. | 2098 | 274
genID3 | SE_Units_Planned | A | 6 | A6-2 | Table A-9 | Text | EIA Generator ID for steam and/or combustion turbines associated with the steam electric generating unit. | 2099 | 296
genID4 | SE_Units_Operating | A | 6 | A6-1 | Table A-8 | Text | EIA Generator ID for steam and/or combustion turbines associated with the steam electric generating unit. | 2100 | 275
genID4 | SE_Units_Planned | A | 6 | A6-2 | Table A-9 | Text | EIA Generator ID for steam and/or combustion turbines associated with the steam electric generating unit. | 2101 | 297
genID5 | SE_Units_Operating | A | 6 | A6-1 | Table A-8 | Text | EIA Generator ID for steam and/or combustion turbines associated with the steam electric generating unit. | 2102 | 276
genID5 | SE_Units_Planned | A | 6 | A6-2 | Table A-9 | Text | EIA Generator ID for steam and/or combustion turbines associated with the steam electric generating unit. | 2103 | 298
genID6 | SE_Units_Operating | A | 6 | A6-1 | Table A-8 | Text | EIA Generator ID for steam and/or combustion turbines associated with the steam electric generating unit. | 2104 | 277
genID6 | SE_Units_Planned | A | 6 | A6-2 | Table A-9 | Text | EIA Generator ID for steam and/or combustion turbines associated with the steam electric generating unit. | 2105 | 299
genID7 | SE_Units_Operating | A | 6 | A6-1 | Table A-8 | Text | EIA Generator ID for steam and/or combustion turbines associated with the steam electric generating unit. | 2106 | 278
genID7 | SE_Units_Planned | A | 6 | A6-2 | Table A-9 | Text | EIA Generator ID for steam and/or combustion turbines associated with the steam electric generating unit. | 2107 | 300
genID8 | SE_Units_Operating | A | 6 | A6-1 | Table A-8 | Text | EIA Generator ID for steam and/or combustion turbines associated with the steam electric generating unit. | 2108 | 279
genID8 | SE_Units_Planned | A | 6 | A6-2 | Table A-9 | Text | EIA Generator ID for steam and/or combustion turbines associated with the steam electric generating unit. | 2109 | 301
genID9 | SE_Units_Operating | A | 6 | A6-1 | Table A-8 | Text | EIA Generator ID for steam and/or combustion turbines associated with the steam electric generating unit. | 2110 | 280
genID9 | SE_Units_Planned | A | 6 | A6-2 | Table A-9 | Text | EIA Generator ID for steam and/or combustion turbines associated with the steam electric generating unit. | 2111 | 302
GW_Bkgd | GW_Montr | F | 5 | F5-4 |  | Text | The yes/no answer to whether the plant has measured pollutant concentrations from ash and FGD-related constituents in ground water that exceed background concentrations. | 2112 | 3825
GW_Excd | GW_Montr | F | 5 | F5-2 |  | Text | The yes/no answer to whether the plant has measured pollutant concentrations from ash and FGD-related constituents that exceed a primary or secondary MCL and/or state-issued standard/criteria. | 2113 | 3821
GW_Mon_Diagram | GW_Montr | F | 5 | F5-6 |  | Text | Checkbox to indicate the plant attached an overhead diagram of the pond/impoundment or landfill. | 2114 | 3829
GW_Mon_Well_DistToSW | GW_Montr_Well | F | 5 | F5-6 | Table F-14 | Number (Double) | The distance to the nearest surface water (miles). | 2115 | 3835
GW_Mon_Well_Dpth | GW_Montr_Well | F | 5 | F5-6 | Table F-14 | Number (Double) | The average water table depth at well (ft). | 2116 | 3834
GW_Mon_Well_No | GW_Montr_Well | F | 5 | F5-6 | Table F-14 | Text | The plant-assigned monitoring well ID number. | 2117 | 3833
GW_Montr | GW_Montr | F | 5 | F5-1 |  | Text | The yes/no answer to whether the plant performs groundwater monitoring of the pond/impoundment or landfill. | 2118 | 3816
GW_Montr_Freq | GW_Montr | F | 5 | F5-1 |  | Number (Double) | The average frequency of monitoring (dpy). | 2119 | 3818
GW_Montr_No | GW_Montr | F | 5 | F5-1 |  | Number (Double) | The number of times the groundwater has been monitored in the last five years. | 2120 | 3819
GW_Montr_Yr | GW_Montr | F | 5 | F5-1 |  | Number (Double) | The year of the last groundwater monitoring event. | 2121 | 3817
gypsum_waters_dpy | FGD_Gypsum_Related_Water | B | 7 | B7-6 |  | Number (Double) | Typical frequency of gypsum related wastewaters produced (dpy) | 2122 | 1245
gypsum_waters_gpd | FGD_Gypsum_Related_Water | B | 7 | B7-6 |  | Number (Double) | Typical volume of gypsum related wastewaters produced (gpm) | 2123 | 1244
H2O__NoChem_1 | MCW_No_Chem | E | 2 | E2-2 | Table E-2 | Text | Type of water used for MCW (wo chemicals) operation (Choice 1) | 2124 | 3038
H2O__NoChem_1_other | MCW_No_Chem | E | 2 | E2-2 | Table E-2 | Text | Description of type of water used for MCW (wo chemicals) operation if other was selected in H2O_NoChem_1 (Choice 1) | 2125 | 3039
H2O__NoChem_2 | MCW_No_Chem | E | 2 | E2-2 | Table E-2 | Text | Type of water used for MCW (wo chemicals) operation (Choice 2) | 2126 | 3040
H2O__NoChem_2_other | MCW_No_Chem | E | 2 | E2-2 | Table E-2 | Text | Description of type of water used for MCW (wo chemicals) operation if other was selected in H2O_NoChem_2 (Choice 2) | 2127 | 3041
H2O__NoChem_3 | MCW_No_Chem | E | 2 | E2-2 | Table E-2 | Text | Type of water used for MCW (wo chemicals) operation (Choice 3) | 2128 | 3042
H2O__NoChem_3_other | MCW_No_Chem | E | 2 | E2-2 | Table E-2 | Text | Description of type of water used for MCW (wo chemicals) operation if other was selected in H2O_NoChem_3 (Choice 3) | 2129 | 3043
H2O__NoChem_Freq_Every | MCW_No_Chem | E | 2 | E2-2 | Table E-2 | Number (Double) | Typical frequency of MCW operations (wo chemicals) - Every | 2130 | 3047
H2O__NoChem_Freq_Yrs | MCW_No_Chem | E | 2 | E2-2 | Table E-2 | Number (Double) | Typical frequency of MCW operations (wo chemicals) - per Year | 2131 | 3048
H2O__NoChem_Vol_1 | MCW_No_Chem | E | 2 | E2-2 | Table E-2 | Number (Double) | Typical volume of water used during MCW (wo chemicals) operation (Choice 1) | 2132 | 3044
H2O__NoChem_Vol_2 | MCW_No_Chem | E | 2 | E2-2 | Table E-2 | Number (Double) | Typical volume of water used during MCW (wo chemicals) operation (Choice 2) | 2133 | 3045
H2O__NoChem_Vol_3 | MCW_No_Chem | E | 2 | E2-2 | Table E-2 | Number (Double) | Typical volume of water used during MCW (wo chemicals) operation (Choice 3) | 2134 | 3046
H2O_wChem_1 | MCW_Chem | E | 2 | E2-1 | Table E-1 | Text | Type of water used for MCW (with chemicals) operation (Choice 1) | 2135 | 3021
H2O_wChem_1_other | MCW_Chem | E | 2 | E2-1 | Table E-1 | Text | Description of type of water used for MCW (with chemicals) operation if other was selected in H2O_wChem_1 (Choice 1) | 2136 | 3022
H2O_wChem_2 | MCW_Chem | E | 2 | E2-1 | Table E-1 | Text | Type of water used for MCW (with chemicals) operation (Choice 2) | 2137 | 3023
H2O_wChem_2_other | MCW_Chem | E | 2 | E2-1 | Table E-1 | Text | Description of type of water used for MCW (with chemicals) operation if other was selected in H2O_wChem_2 (Choice 2) | 2138 | 3024
H2O_wChem_3 | MCW_Chem | E | 2 | E2-1 | Table E-1 | Text | Type of water used for MCW (with chemicals) operation (Choice 3) | 2139 | 3025
H2O_wChem_3_other | MCW_Chem | E | 2 | E2-1 | Table E-1 | Text | Description of type of water used for MCW (with chemicals) operation if other was selected in H2O_wChem_3 (Choice 3) | 2140 | 3026
H2O_wChem_Freq_Every | MCW_Chem | E | 2 | E2-1 | Table E-1 | Number (Double) | Typical frequency of MCW operations (with chemicals) - Every | 2141 | 3030
H2O_wChem_Freq_Yrs | MCW_Chem | E | 2 | E2-1 | Table E-1 | Number (Double) | Typical frequency of MCW operations (with chemicals) - per Year | 2142 | 3031
H2O_wChem_Vol_1 | MCW_Chem | E | 2 | E2-1 | Table E-1 | Number (Double) | Typical volume of water used during MCW (with chemicals) operation (Choice 1) | 2143 | 3027
H2O_wChem_Vol_2 | MCW_Chem | E | 2 | E2-1 | Table E-1 | Number (Double) | Typical volume of water used during MCW (with chemicals) operation (Choice 2) | 2144 | 3028
H2O_wChem_Vol_3 | MCW_Chem | E | 2 | E2-1 | Table E-1 | Number (Double) | Typical volume of water used during MCW (with chemicals) operation (Choice 3) | 2145 | 3029
has_CCS | Plant_Systems_Summary | A | 11 | A11-1 |  | Text | The yes/no answer to whether the plant operates any carbon capture systems on fossil-fueled electric generating units or are currently constructing/installing or planning to construct/install any by 12/31/20. | 2146 | 196
has_FGMC | Plant_Systems_Summary | A | 10 | A10-1 |  | Text | The yes/no answer to whether the plant operated any flue gas mercury control systems or are currently constructing/installing or planning to construct/install any by 12/31/20. | 2147 | 194
has_landfill | Plant_Systems_Summary | A | 4 | A4-1 |  | Text | The yes/no answer to whether the plant is currently constructing/installing or planning to construct/install by December 31, 2020 any landfills. | 2148 | 190
has_nox | Plant_Systems_Summary | A | 9 | A9-1 |  | Text | The yes/no answer to whether the plant operated any NOx control systems on fossil-fueled electric generating units after 1/1/10 or are currently constructing/installing or planning to construct/install any by 12/31/20. | 2149 | 192
has_pond | Plant_Systems_Summary | A | 3 | A3-1 |  | Text | The yes/no answer to whether the plant has or is the plant currently constructing/installing or planning to construct/install by December 31, 2020 any ponds/impoundments. | 2150 | 188
has_WESP | Plant_Systems_Summary | A | 12 | A12-1 |  | Text | The yes/no answer to whether the plant operates any wet ESP systems on fossil-fueled electric generating units after 1/1/10 or are currently constructing/installing or planning to construct/install any by 12/31/20. | 2151 | 198
igcc_2009 | Coal_Processing | A | 13 | A13-16 |  | Text | Response to whether the plant gasified coal, petroleum coke, or oil to operate an IGCC generating unit during 2009. | 2152 | 821
igcc_pl | Coal_Processing | A | 13 | A13-17 |  | Text | Response to whether the plant is currently operating, currently constructing/installing, or planning to construct/install by December 31, 2015 an IGCC generating unit that was not in operation during 2009 | 2153 | 823
Influent | Treatment_Influents | D | 3.2 | D3-2 | Table D-3 | Text | Influent name selected from dropdown menu. | 2154 | 2659
Influent_dpy | Treatment_Influents | D | 3.2 | D3-2 | Table D-3 | Text | Avg. annual flow rate frequency, days per year. | 2155 | 2664
Influent_gpd | Treatment_Influents | D | 3.2 | D3-2 | Table D-3 | Text | Avg. annual flow rate in gallons per day. | 2156 | 2663
Influent_gpm | Treatment_Influents | D | 3.2 | D3-2 | Table D-3 | Text | Avg. annual flow rate in gallons per minute. | 2157 | 2661
Influent_hpd | Treatment_Influents | D | 3.2 | D3-2 | Table D-3 | Text | Avg. annual flow rate frequency, hours per day. | 2158 | 2662
Influent_Other | Treatment_Influents | D | 3.2 | D3-2 | Table D-3 | Text | Plant entered influent name, description of 'other'. | 2159 | 2660
Initial_Yr | WWT_Systems | D | 2 | D2-7 | Table D-2 | Number (Double) | Year WWTS initially brought online. | 2160 | 2649
landfill_desc | Landfill_General | A | 4 | A4-2 | Table A-6 | Text | Plant’s name for each pond/impoundment unit. | 2163 | 243
landfill_dist | Landfill_General | A | 4 | A4-2 | Table A-6 | Number (Double) | The closest distance to the nearest surface water (in ft). | 2164 | 252
Landfill_ID | Landfill_Dim | F | 3.1 | Landfill_ID |  | Text | EPA-assigned landfill ID number. | 2165 | 3438
Landfill_ID | Landfill_Info | F | 3.1 | Landfill_ID |  | Text | EPA-assigned landfill ID number. | 2166 | 3445
Landfill_ID | Landfill_Expansion | F | 3.1 | Landfill_ID |  | Text | EPA-assigned landfill ID number. | 2167 | 3459
Landfill_ID | Landfill_Liner | F | 3.1 | Landfill_ID | Table F-1 | Text | EPA-assigned landfill ID number. | 2168 | 3469
Landfill_ID | Landfill_Cap | F | 3.1 | Landfill_ID | Table F-2 | Text | EPA-assigned landfill ID number. | 2169 | 3477
Landfill_ID | Landfill_Leachate_Info | F | 3.1 | Landfill_ID |  | Text | EPA-assigned landfill ID number. | 2170 | 3485
Landfill_ID | Landfill_Leachate_Dest | F | 3.1 | Landfill_ID |  | Text | EPA-assigned landfill ID number. | 2171 | 3515
Landfill_ID | Landfill_Storm_Dest | F | 3.1 | Landfill_ID |  | Text | EPA-assigned landfill ID number. | 2172 | 3531
Landfill_ID | Landfill_Storm_Dest | F | 3.1 | Landfill_ID |  | Text | EPA-assigned landfill ID number. | 2173 | 3551
Landfill_ID | Landfill_OM_Cost | F | 3.2 | Landfill_ID | Table F-3 | Text | EPA-assigned landfill ID number. | 2174 | 3571
Landfill_ID | Landfill_Capital_Cost | F | 3.2 | Landfill_ID | Table F-4 | Text | EPA-assigned landfill ID number. | 2175 | 3613
Landfill_ID | Landfill_Capital_Cost_Info | F | 3.2 | Landfill_ID | Table F-4 | Text | EPA-assigned landfill ID number.
landfill_id | Landfill_General | A | 4 | A4-2 | Table A-6 | Text | EPA-assigned landfill ID number. | 2176 | 240
landfill_id | Landfill_Storage | A | 4 | A4-3 | Table A-7 | Text | EPA-assigned landfill ID number. | 2177 | 256
landfill_inactive | Landfill_General | A | 4 | A4-2 | Table A-6 | Text | The yes/no answer to whether the active/inactive/open landfill is "Inactive." | 2178 | 254
landfill_lat_deg | Landfill_General | A | 4 | A4-2 | Table A-6 | Number (Double) | The latitude degrees of the geographical coordinates of the landfill. | 2179 | 244
landfill_lat_min | Landfill_General | A | 4 | A4-2 | Table A-6 | Number (Double) | The latitude minutes of the geographical coordinates of the landfill. | 2180 | 245
landfill_lat_sec | Landfill_General | A | 4 | A4-2 | Table A-6 | Number (Double) | The latitude seconds of the geographical coordinates of the landfill. | 2181 | 246
landfill_leachate_collect | Landfill_General | A | 4 | A4-2 | Table A-6 | Text | The yes/no answer to whether the leachate is collected. | 2182 | 251
landfill_lined | Landfill_General | A | 4 | A4-2 | Table A-6 | Text | The yes/no answer to whether the landfill is lined. | 2183 | 250
landfill_long_deg | Landfill_General | A | 4 | A4-2 | Table A-6 | Number (Double) | The longitude degrees of the geographical coordinates of the landfill. | 2184 | 247
landfill_long_min | Landfill_General | A | 4 | A4-2 | Table A-6 | Number (Double) | The longitude minutes of the geographical coordinates of the landfill. | 2185 | 248
landfill_long_sec | Landfill_General | A | 4 | A4-2 | Table A-6 | Number (Double) | The longitude seconds of the geographical coordinates of the landfill. | 2186 | 249
landfill_online_yr | Landfill_General | A | 4 | A4-2 | Table A-6 | Number (Double) | Year landfill initially brought online or planned to be brought online. | 2187 | 253
landfill_status | Landfill_General | A | 4 | A4-2 | Table A-6 | Text | Active/inactive/open landfill; retired/closed landfill; and/or planned landfill. | 2188 | 242
landfill_stor_ba | Landfill_Storage | A | 4 | A4-3 | Table A-7 | Text | Bottom ash is stored or disposed of in the landfill unit identified. | 2189 | 259
landfill_stor_Ca_Sulfite | Landfill_Storage | A | 4 | A4-3 | Table A-7 | Text | FGD calcium sulfite (not pozzolanic) is stored or disposed of in the landfill unit identified. | 2190 | 262
landfill_stor_dryFGD | Landfill_Storage | A | 4 | A4-3 | Table A-7 | Text | Solids from dry FGD are stored or disposed of in the landfill unit identified. | 2191 | 264
landfill_stor_fa | Landfill_Storage | A | 4 | A4-3 | Table A-7 | Text | Fly ash is stored or disposed of in the landfill unit identified. | 2192 | 260
landfill_stor_gypsum | Landfill_Storage | A | 4 | A4-3 | Table A-7 | Text | FGD calcium sulfate (gypsum) is stored or disposed of in the landfill unit identified. | 2193 | 261
landfill_stor_other1 | Landfill_Storage | A | 4 | A4-3 | Table A-7 | Text | The specification of another type of waste is stored or disposed of in the landfill unit identified. | 2194 | 265
landfill_stor_other2 | Landfill_Storage | A | 4 | A4-3 | Table A-7 | Text | The specification of another type of waste is stored or disposed of in the landfill unit identified. | 2195 | 266
landfill_stor_other3 | Landfill_Storage | A | 4 | A4-3 | Table A-7 | Text | The specification of another type of waste is stored or disposed of in the landfill unit identified. | 2196 | 267
landfill_stor_other4 | Landfill_Storage | A | 4 | A4-3 | Table A-7 | Text | The specification of another type of waste is stored or disposed of in the landfill unit identified. | 2197 | 268
landfill_stor_pozz | Landfill_Storage | A | 4 | A4-3 | Table A-7 | Text | FGD pozzolanic material is stored or disposed of in the landfill unit identified. | 2198 | 263
landfill_stor_slag | Landfill_Storage | A | 4 | A4-3 | Table A-7 | Text | Boiler slag is stored or disposed of in the landfill unit identified. | 2199 | 258
landfills_acre | Ash_General | C | 1 | C1-2 | Table C-1 | Number (Double) | Total acreage of active/inactive/open landfills | 2200 | 1476
Ldfl_Cap | Landfill_Info | F | 3.1 | F3-9 |  | Text | The yes/no answer to whether the landfill has a cap/cover. | 2201 | 3454
Ldfl_Cap_Cost | Landfill_Capital_Cost | F | 3.2 | F3-21 | Table F-4 | Number (Double) | The cost of the project ($). | 2202 | 3616
Ldfl_Cap_Lyr_No | Landfill_Cap | F | 3.1 | F3-9 | Table F-2 | Number (Double) | The cap/cover layer number (numbered from inner to outer layer). | 2203 | 3481
Ldfl_Cap_Lyr_Perm | Landfill_Cap | F | 3.1 | F3-9 | Table F-2 | Number (Double) | The permeability of cap/cover layer (cm/sec). | 2204 | 3483
Ldfl_Cap_Lyr_Thick | Landfill_Cap | F | 3.1 | F3-9 | Table F-2 | Number (Double) | The thickness of cap/cover layer (cm). | 2205 | 3482
Ldfl_Cap_Project | Landfill_Capital_Cost | F | 3.2 | F3-21 | Table F-4 | Text | The project type for the capital cost expenditure. | 2206 | 3615
Ldfl_Cap_Type | Landfill_Cap | F | 3.1 | F3-9 | Table F-2 | Text | Indicates if the cap/cover is compacted clay; geosynthetic clay; high density polyethylene (HDPE); and/or other, specified. | 2207 | 3479
Ldfl_Cap_Type_Present | Landfill_Cap | F | 3.1 | F3-9 | Table F-2 | Text | Indicates if the plant selected a cap/cover type. | 2208 | 3480
Ldfl_Cap_Year_Based | Landfill_Capital_Cost | F | 3.2 | F3-21 | Table F-4 | Number (Double) | The year on which the cost of the project is based on. | 2209 | 3617
Ldfl_Clsd | Landfill_Info | F | 3.1 | F3-3 |  | Text | The yes/no answer to whether the landfill is closed. | 2210 | 3449
Ldfl_Clsd_Date | Landfill_Info | F | 3.1 | F3-3 |  | Text | The date the landfill was closed. | 2211 | 3450
Ldfl_Date | Landfill_Info | F | 3.1 | F3-1 |  | Text | The date the landfill was built. | 2212 | 3447
Ldfl_Exp | Landfill_Expansion | F | 3.1 | F3-4 |  | Text | The yes/no answer to whether the landfill has been expanded since the date it was built. | 2213 | 3461
Ldfl_Exp_Cost | Landfill_Expansion | F | 3.1 | F3-7 |  | Text | The total cost associated with any expansion(s) to the landfill since 1/1/00. | 2214 | 3467
Ldfl_Exp_desc | Landfill_Expansion | F | 3.1 | F3-6 |  | Text | The description of the expansion(s) to the landfill since 1/1/00 and the date(s) of expansion (month/yr). | 2215 | 3465
Ldfl_Exp_Type | Landfill_Expansion | F | 3.1 | F3-5 |  | Text | The type of landfill expansion is lateral, vertical, or both. | 2216 | 3463
Ldfl_Ht | Landfill_Dim | F | 3.1 | F3-1, F3-2, F3-3 |  | Number (Double) | The height above original elevation of the landfill at the expected end of it's life (feet). | 2217 | 3443
Ldfl_Leach_Chem | Landfill_Leachate_Info | F | 3.1 | F3-15 |  | Text | The yes/no answer to whether chemicals are used to treat the leachate sent to a pond or storage tank. | 2218 | 3508
Ldfl_Leach_Chem_H2SO4 | Landfill_Leachate_Info | F | 3.1 | F3-15 |  | Text | Checkbox to indicate that the plant uses sulfuric acid to treat the leachate. | 2219 | 3511
Ldfl_Leach_Chem_Lime | Landfill_Leachate_Info | F | 3.1 | F3-15 |  | Text | Checkbox to indicate that the plant uses lime to treat the leachate. | 2220 | 3509
Ldfl_Leach_Chem_NaOH | Landfill_Leachate_Info | F | 3.1 | F3-15 |  | Text | Checkbox to indicate that the plant uses sodium hydroxide to treat the leachate. | 2221 | 3510
Ldfl_Leach_Chem_Other | Landfill_Leachate_Info | F | 3.1 | F3-15 |  | Text | Checkbox to indicate that the plant uses another type of chemical to treat the leachate. | 2222 | 3512
Ldfl_Leach_Chem_Other_desc | Landfill_Leachate_Info | F | 3.1 | F3-15 |  | Text | An explanation of the other type of chemical used to treat the leachate. | 2223 | 3513
Ldfl_Leach_Desc | Landfill_Leachate_Info | F | 3.1 | F3-12 |  | Text | Description of estimation method to determine volume of leachate collected in 2009 and frequency of process wastewater generation. | 2224 | 3496
Ldfl_Leach_Dest_Indirect | Landfill_Leachate_Dest | F | 3.1 | F3-14 |  | Text | Checkbox to indicate the plant indirectly discharges the leachate to a publicly or privately owned treatment works. | 2225 | 3523
Ldfl_Leach_Dest_OnsiteTS | Landfill_Leachate_Dest | F | 3.1 | F3-14 |  | Text | Checkbox to indicate the plant transfers their leachate to an on-site treatment system. | 2226 | 3519
Ldfl_Leach_Dest_OnsiteTS_WWT | Landfill_Leachate_Dest | F | 3.1 | F3-14 |  | Text | The plant defined the wastewater treatment system that treats the leachate in Part D, Table D-2. | 2227 | 3520
Ldfl_Leach_Dest_Other | Landfill_Leachate_Dest | F | 3.1 | F3-14 |  | Text | Checkbox to indicate another intermediate and/or final destination of the leachate. | 2228 | 3528
Ldfl_Leach_Dest_Other_desc | Landfill_Leachate_Dest | F | 3.1 | F3-14 |  | Text | The specification of another intermediate and/or final destination of the leachate. | 2229 | 3529
Ldfl_Leach_Dest_Pond | Landfill_Leachate_Dest | F | 3.1 | F3-14 |  | Text | The IDs of the pond/impoundment unit(s) that represent either an intermediate or final leachate destination. | 2230 | 3517
Ldfl_Leach_Dest_Recyc | Landfill_Leachate_Dest | F | 3.1 | F3-14 |  | Text | Checkbox to indicate the plant immediately recycles the leachate back into the plant process. | 2231 | 3524
Ldfl_Leach_Dest_Recyc_desc | Landfill_Leachate_Dest | F | 3.1 | F3-14 |  | Text | A description of how the leachate is reused once it is immediately recycled back into the plant process. | 2232 | 3525
Ldfl_Leach_Dest_StorTnk | Landfill_Leachate_Dest | F | 3.1 | F3-14 |  | Text | Checkbox to indicate the plant transfers leachate back into a storage tank. | 2233 | 3522
Ldfl_Leach_Dest_SW | Landfill_Leachate_Dest | F | 3.1 | F3-14 |  | Text | The plant discharges the leachate to surface water. | 2234 | 3526
Ldfl_Leach_Freq | Landfill_Leachate_Info | F | 3.1 | F3-12 |  | Number (Double) | The frequency of process wastewater generation (days). | 2235 | 3495
Ldfl_Leach_ProcWW | Landfill_Leachate_Info | F | 3.1 | F3-13 |  | Text | The yes/no answer to whether the plant collects stormwater, rainfall, or process wastewaters with the landfill collection system. | 2236 | 3498
Ldfl_Leach_ProcWW_Other | Landfill_Leachate_Info | F | 3.1 | F3-13 |  | Text | Checkbox to indicate that the landfill collection system collects another type of water in the landfill collection system. | 2237 | 3503
Ldfl_Leach_ProcWW_Other_Code | Landfill_Leachate_Info | F | 3.1 | F3-13 |  | Text | Drop-down menu of options for the other type of water collected in the landfill collection system. | 2238 | 3504
Ldfl_Leach_ProcWW_Rain | Landfill_Leachate_Info | F | 3.1 | F3-13 |  | Text | Checkbox to indicate that the landfill collection system collects rainfall. | 2239 | 3501
Ldfl_Leach_ProcWW_Rain_GPD | Landfill_Leachate_Info | F | 3.1 | F3-13 |  | Number (Double) | The amount of rainfall collected by the landfill collection system (gpd). | 2240 | 3502
Ldfl_Leach_ProcWW_Storm | Landfill_Leachate_Info | F | 3.1 | F3-13 |  | Text | Checkbox to indicate that the landfill collection system collects uncontaminated stormwater. | 2241 | 3499
Ldfl_Leach_ProcWW_Storm_GPD | Landfill_Leachate_Info | F | 3.1 | F3-13 |  | Number (Double) | The amount of uncontaminated stormwater collected by the landfill collection system (gpd). | 2242 | 3500
Ldfl_Leach_Sys_LCS | Landfill_Leachate_Info | F | 3.1 | F3-11 |  | Text | Checkbox to indicate the landfill has a leachate collection system. | 2243 | 3488
Ldfl_Leach_Sys_LDS | Landfill_Leachate_Info | F | 3.1 | F3-11 |  | Text | Checkbox to indicate the landfill has a leak detection system. | 2244 | 3489
Ldfl_Leach_Sys_Other | Landfill_Leachate_Info | F | 3.1 | F3-11 |  | Text | Checkbox to indicate the landfill has another system to collect leachate. | 2245 | 3490
Ldfl_Leach_Sys_Other_desc | Landfill_Leachate_Info | F | 3.1 | F3-11 |  | Text | A description of the other leachate collection system. | 2246 | 3491
Ldfl_Leach_Sys_Present | Landfill_Leachate_Info | F | 3.1 | F3-11 |  | Text | The yes/no answer to whether the landfill has a system to collect leachate. | 2247 | 3487
Ldfl_Leach_Vol_GPD | Landfill_Leachate_Info | F | 3.1 | F3-12 |  | Number (Double) | The volume of leachate collected in 2009 (gpd). | 2248 | 3493
Ldfl_Leach_Vol_GPY | Landfill_Leachate_Info | F | 3.1 | F3-12 |  | Number (Double) | The volume of leachate collected in 2009 (gpy). | 2249 | 3494
Ldfl_LeachProcWW_Other_desc | Landfill_Leachate_Info | F | 3.1 | F3-13 |  | Text | An explanation of the other type of water collected by the landfill collection system. | 2250 | 3505
Ldfl_LeachProcWW_Other_GPD | Landfill_Leachate_Info | F | 3.1 | F3-13 |  | Number (Double) | The amount of the other type of water collected by the landfill collection system (gpd). | 2251 | 3506
Ldfl_Liner | Landfill_Info | F | 3.1 | F3-8 |  | Text | The yes/no answer to whether the landfill has a liner. | 2252 | 3452
Ldfl_Liner_Lyr_No | Landfill_Liner | F | 3.1 | F3-8 | Table F-1 | Number (Double) | The landfill liner layer number (numbered from inner to outer layer). | 2253 | 3473
Ldfl_Liner_Lyr_Perm | Landfill_Liner | F | 3.1 | F3-8 | Table F-1 | Number (Double) | The permeability of the landfill liner layer (cm/sec). | 2254 | 3475
Ldfl_Liner_Lyr_Thick | Landfill_Liner | F | 3.1 | F3-8 | Table F-1 | Number (Double) | The thickness of the landfill liner layer (cm). | 2255 | 3474
Ldfl_Liner_Type | Landfill_Liner | F | 3.1 | F3-8 | Table F-1 | Text | Indicates if the landfill liner is compacted clay; geosynthetic clay; high density polyethylene (HDPE); and/or other, specified. | 2256 | 3471
Ldfl_Liner_Type_Present | Landfill_Liner | F | 3.1 | F3-8 | Table F-1 | Text | Indicates if the plant selected a landfill liner type. | 2257 | 3472
Ldfl_OM_Chemicals_Annual | Landfill_OM_Cost | F | 3.2 | F3-20 | Table F-3 | Number (Double) | The annual O&M cost for chemicals for the landfill in 2009 ($). | 2258 | 3584
Ldfl_OM_Energy_Other_Annual | Landfill_OM_Cost | F | 3.2 | F3-20 | Table F-3 | Number (Double) | The annual O&M cost for energy for operations other than pumping for the landfill in 2009 ($). | 2259 | 3589
Ldfl_OM_Energy_Other_Consump_kWh/h | Landfill_OM_Cost | F | 3.2 | F3-20 | Table F-3 | Number (Double) | The amount of energy consumed in 2009 to power operations other than pumping (kWh). | 2260 | 3591
Ldfl_OM_Energy_Other_kWh | Landfill_OM_Cost | F | 3.2 | F3-20 | Table F-3 | Number (Double) | The rate of energy to power operations other than pumping for the landfill in 2009 ($/kWh). | 2261 | 3590
Ldfl_OM_Energy_Pump_Annual | Landfill_OM_Cost | F | 3.2 | F3-20 | Table F-3 | Number (Double) | The annual O&M cost for energy to power pumping for the landfill in 2009 ($). | 2262 | 3586
Ldfl_OM_Energy_Pump_Consump_kWh/h | Landfill_OM_Cost | F | 3.2 | F3-20 | Table F-3 | Number (Double) | The amount of energy consumed in 2009 to power pumping (kWh). | 2263 | 3588
Ldfl_OM_Energy_Pump_kWh | Landfill_OM_Cost | F | 3.2 | F3-20 | Table F-3 | Number (Double) | The rate of energy to power pumping for the landfill in 2009 ($/kWh). | 2264 | 3587
Ldfl_OM_HazDrdg_Annual | Landfill_OM_Cost | F | 3.2 | F3-20 | Table F-3 | Number (Double) | The annual O&M cost for removing hazardous sludge via dredging ($). | 2265 | 3595
Ldfl_OM_HazDrgd_Rate | Landfill_OM_Cost | F | 3.2 | F3-20 | Table F-3 | Number (Double) | The rate of removing hazardous sludge via dredging ($). | 2266 | 3596
Ldfl_OM_HazDrgd_Rate_Per | Landfill_OM_Cost | F | 3.2 | F3-20 | Table F-3 | Text | Checkbox to indicate if the rate of removing hazardous sludge via dredging is in gallons or tons. | 2267 | 3597
Ldfl_OM_HazLandfill_Annual | Landfill_OM_Cost | F | 3.2 | F3-20 | Table F-3 | Number (Double) | The annual O&M cost for removing hazardous sludge via landfilling ($) | 2268 | 3598
Ldfl_OM_HazLandfill_Rate | Landfill_OM_Cost | F | 3.2 | F3-20 | Table F-3 | Number (Double) | The rate of removing hazardous sludge via landfilling ($). | 2269 | 3599
Ldfl_OM_HazLandfill_Rate_Per | Landfill_OM_Cost | F | 3.2 | F3-20 | Table F-3 | Text | Checkbox to indicate if the rate of removing hazardous sludge via landfilling is in gallons or tons. | 2270 | 3600
Ldfl_OM_MLabor_Annual | Landfill_OM_Cost | F | 3.2 | F3-20 | Table F-3 | Number (Double) | The annual O&M cost for maintaining the landfill in 2009 ($). | 2271 | 3578
Ldfl_OM_MLabor_Rate_Hours | Landfill_OM_Cost | F | 3.2 | F3-20 | Table F-3 | Number (Double) | The average rate of labor required to maintain the landfill in 2009 ($/hr). | 2272 | 3579
Ldfl_OM_MLabor_Staffing_dpy | Landfill_OM_Cost | F | 3.2 | F3-20 | Table F-3 | Number (Double) | The amount of time the workers spent maintaining the landfill in 2009 (dpy). | 2273 | 3582
Ldfl_OM_MLabor_Staffing_hpd | Landfill_OM_Cost | F | 3.2 | F3-20 | Table F-3 | Number (Double) | The amount of time the workers spent maintaining the landfill in 2009 (hpd). | 2274 | 3581
Ldfl_OM_MLabor_Staffing_Workers | Landfill_OM_Cost | F | 3.2 | F3-20 | Table F-3 | Number (Double) | The number of workers required to maintain the landfill in 2009. | 2275 | 3580
Ldfl_OM_MMaterials_Annual | Landfill_OM_Cost | F | 3.2 | F3-20 | Table F-3 | Number (Double) | The annual O&M cost for maintenance materials for the landfill in 2009 ($). | 2276 | 3583
Ldfl_OM_NonHazDrgd_Annual | Landfill_OM_Cost | F | 3.2 | F3-20 | Table F-3 | Number (Double) | The annual O&M cost for removing nonhazardous sludge via dredging ($) | 2277 | 3601
Ldfl_OM_NonHazDrgd_Rate | Landfill_OM_Cost | F | 3.2 | F3-20 | Table F-3 | Number (Double) | The rate of removing nonhazardous sludge via dredging ($). | 2278 | 3602
Ldfl_OM_NonHazDrgd_Rate_Per | Landfill_OM_Cost | F | 3.2 | F3-20 | Table F-3 | Text | Checkbox to indicate if the rate of removing nonhazardous sludge via dredging is in gallons or tons. | 2279 | 3603
Ldfl_OM_NonHazLandfill_Annual | Landfill_OM_Cost | F | 3.2 | F3-20 | Table F-3 | Number (Double) | The annual O&M cost for removing nonhazardous sludge via landfilling ($). | 2280 | 3604
Ldfl_OM_NonHazLandfill_Rate | Landfill_OM_Cost | F | 3.2 | F3-20 | Table F-3 | Number (Double) | The rate of removing nonhazardous sludge via landfilling ($). | 2281 | 3605
Ldfl_OM_NonHazLandfill_Rate_Per | Landfill_OM_Cost | F | 3.2 | F3-20 | Table F-3 | Text | Checkbox to indicate if the rate of removing nonhazardous sludge via landfilling is in gallons or tons. | 2282 | 3606
Ldfl_OM_Opr_Annual | Landfill_OM_Cost | F | 3.2 | F3-20 | Table F-3 | Number (Double) | The annual O&M cost for operating the landfill in 2009 ($). | 2283 | 3573
Ldfl_OM_Opr_Rate_Hours | Landfill_OM_Cost | F | 3.2 | F3-20 | Table F-3 | Number (Double) | The average rate of labor required to operate the landfill in 2009 ($/hr). | 2284 | 3574
Ldfl_OM_Opr_Staffing_dpy | Landfill_OM_Cost | F | 3.2 | F3-20 | Table F-3 | Number (Double) | The amount of time the workers spent operating the landfill in 2009 (dpy). | 2285 | 3577
Ldfl_OM_Opr_Staffing_hpd | Landfill_OM_Cost | F | 3.2 | F3-20 | Table F-3 | Number (Double) | The amount of time the workers spent operating the landfill in 2009 (hpd). | 2286 | 3576
Ldfl_OM_Opr_Staffing_Workers | Landfill_OM_Cost | F | 3.2 | F3-20 | Table F-3 | Number (Double) | The number of workers required to operate the landfill in 2009. | 2287 | 3575
Ldfl_OM_Other1 | Landfill_OM_Cost | F | 3.2 | F3-20 | Table F-3 | Text | The specification of another type of O&M activity in 2009. | 2288 | 3607
Ldfl_OM_Other1_Annual | Landfill_OM_Cost | F | 3.2 | F3-20 | Table F-3 | Number (Double) | The annual O&M cost for the other type of O&M activity in 2009 ($) | 2289 | 3608
Ldfl_OM_Other2 | Landfill_OM_Cost | F | 3.2 | F3-20 | Table F-3 | Text | The specification of another type of O&M activity in 2009. | 2290 | 3609
Ldfl_OM_Other2_Annual | Landfill_OM_Cost | F | 3.2 | F3-20 | Table F-3 | Number (Double) | The annual O&M cost for the other type of O&M activity in 2009 ($). | 2291 | 3610
Ldfl_OM_Plants_Annual | Landfill_OM_Cost | F | 3.2 | F3-20 | Table F-3 | Number (Double) | The annual O&M cost for plants/organic matter for the landfill in 2009 ($). | 2292 | 3585
Ldfl_OM_Steam_Annual | Landfill_OM_Cost | F | 3.2 | F3-20 | Table F-3 | Number (Double) | The cost of steam used for landfill O&M in 2009 ($). | 2293 | 3592
Ldfl_OM_Steam_Consump_pounds/hr | Landfill_OM_Cost | F | 3.2 | F3-20 | Table F-3 | Number (Double) | The steam consumption rate for landfill O&M in 2009 (pounds/hr). | 2294 | 3594
Ldfl_OM_Steam_pounds | Landfill_OM_Cost | F | 3.2 | F3-20 | Table F-3 | Number (Double) | The rate of the steam used for landfill O&M ($/pound). | 2295 | 3593
Ldfl_OM_Total_Annual | Landfill_OM_Cost | F | 3.2 | F3-20 | Table F-3 | Number (Double) | The total O&M cost for 2009. | 2296 | 3611
Ldfl_Outside_Firm_Oversee | Landfill_Capital_Cost_Info | F | 3.2 | F3-21 | Table F-4 | Text | Indirect engineering costs were incurred because plant hired outside engineering firm to oversee design and/or installation of the treatment system.
Ldfl_SA | Landfill_Dim | F | 3.1 | F3-1, F3-2, F3-3 |  | Number (Double) | The surface area the landfill is expected to take up at the expected end of it's life (acres). | 2297 | 3441
Ldfl_Status | Landfill_Dim | F | 3.1 | F3-1, F3-2, F3-3 |  | Text | Status of the landfill for the dimensions provided (F3-1: As Built; F3-2: Current; F3-3: End of life or expected end of life). | 2298 | 3440
Ldfl_Storm_Comb_Leachate | Landfill_Storm_Dest | F | 3.1 | F3-16 |  | Text | The yes/no answer to whether the plant combines conveyed stormwater runoff that has contacted the uncapped portion of the landfill with leachate. | 2299 | 3534
Ldfl_Storm_Comb_Leachate | Landfill_Storm_Dest | F | 3.1 | F3-18 |  | Text | The yes/no answer to whether the plant combines conveyed stormwater runoff that has contacted the uncapped portion of the landfill with leachate. | 2300 | 3554
Ldfl_Storm_Dest_Indirect | Landfill_Storm_Dest | F | 3.1 | F3-17 |  | Text | Checkbox to indicate that the conveyed stormwater runoff is indirectly discharged to a treatment works system for it's intermediate and/or final destination. | 2301 | 3543
Ldfl_Storm_Dest_Indirect | Landfill_Storm_Dest | F | 3.1 | F3-19 |  | Text | Checkbox to indicate that the conveyed stormwater runoff is indirectly discharged to a treatment works system for it's intermediate and/or final destination. | 2302 | 3563
Ldfl_Storm_Dest_OnsiteTS | Landfill_Storm_Dest | F | 3.1 | F3-17 |  | Text | Checkbox to indicate that the conveyed stormwater runoff is transferred to an on-site treatment system for it's intermediate and/or final destination. | 2303 | 3538
Ldfl_Storm_Dest_OnsiteTS | Landfill_Storm_Dest | F | 3.1 | F3-19 |  | Text | Checkbox to indicate that the conveyed stormwater runoff is transferred to an on-site treatment system for it's intermediate and/or final destination. | 2304 | 3558
Ldfl_Storm_Dest_OnsiteTS_Other_desc | Landfill_Storm_Dest | F | 3.1 | F3-17 |  | Text | The specification of another type of on-site wastewater treatment system receiving stormwater runoff. | 2305 | 3541
Ldfl_Storm_Dest_OnsiteTS_Other_desc | Landfill_Storm_Dest | F | 3.1 | F3-19 |  | Text | The specification of another type of on-site wastewater treatment system receiving stormwater runoff. | 2306 | 3561
Ldfl_Storm_Dest_OnsiteTS_Type | Landfill_Storm_Dest | F | 3.1 | F3-17 |  | Text | Checkbox to indicate if the type of on-site wastewater treatment system is chemical precipitation; aerobic or anoxic/anaerobic biological reactor; constructed wetlands; or other, specified. | 2307 | 3540
Ldfl_Storm_Dest_OnsiteTS_Type | Landfill_Storm_Dest | F | 3.1 | F3-19 |  | Text | Checkbox to indicate if the type of on-site wastewater treatment system is chemical precipitation; aerobic or anoxic/anaerobic biological reactor; constructed wetlands; or other, specified. | 2308 | 3560
Ldfl_Storm_Dest_Other | Landfill_Storm_Dest | F | 3.1 | F3-17 |  | Text | Checkbox to indicate another intermediate and/or final destination of the conveyed stormwater runoff. | 2309 | 3548
Ldfl_Storm_Dest_Other | Landfill_Storm_Dest | F | 3.1 | F3-19 |  | Text | Checkbox to indicate another intermediate and/or final destination of the conveyed stormwater runoff. | 2310 | 3568
Ldfl_Storm_Dest_Other_desc | Landfill_Storm_Dest | F | 3.1 | F3-17 |  | Text | An explanation of the other intermediate and/or final destination of the conveyed stormwater runoff. | 2311 | 3549
Ldfl_Storm_Dest_Other_desc | Landfill_Storm_Dest | F | 3.1 | F3-19 |  | Text | An explanation of the other intermediate and/or final destination of the conveyed stormwater runoff. | 2312 | 3569
Ldfl_Storm_Dest_Pond | Landfill_Storm_Dest | F | 3.1 | F3-17 |  | Text | Checkbox to indicate that the intermediate and final destination of the conveyed stormwater runoff is a pond/impoundment unit. | 2313 | 3536
Ldfl_Storm_Dest_Pond | Landfill_Storm_Dest | F | 3.1 | F3-19 |  | Text | Checkbox to indicate that the intermediate and final destination of the conveyed stormwater runoff is a pond/impoundment unit. | 2314 | 3556
Ldfl_Storm_Dest_Recyc | Landfill_Storm_Dest | F | 3.1 | F3-17 |  | Text | Checkbox to indicate that the conveyed stormwater runoff is immediately recycled back into the plant process as it's intermediate and/or final destination. | 2315 | 3544
Ldfl_Storm_Dest_Recyc | Landfill_Storm_Dest | F | 3.1 | F3-19 |  | Text | Checkbox to indicate that the conveyed stormwater runoff is immediately recycled back into the plant process as it's intermediate and/or final destination. | 2316 | 3564
Ldfl_Storm_Dest_Recyc_desc | Landfill_Storm_Dest | F | 3.1 | F3-17 |  | Text | A description on how the leachate is used once it has been immediately recycled back into the plant process. | 2317 | 3545
Ldfl_Storm_Dest_Recyc_desc | Landfill_Storm_Dest | F | 3.1 | F3-19 |  | Text | A description on how the leachate is used once it has been immediately recycled back into the plant process. | 2318 | 3565
Ldfl_Storm_Dest_StorTnk | Landfill_Storm_Dest | F | 3.1 | F3-17 |  | Text | Checkbox to indicate that the conveyed stormwater runoff is transferred to a storage tank for it's intermediate and/or final destination. | 2319 | 3542
Ldfl_Storm_Dest_StorTnk | Landfill_Storm_Dest | F | 3.1 | F3-19 |  | Text | Checkbox to indicate that the conveyed stormwater runoff is transferred to a storage tank for it's intermediate and/or final destination. | 2320 | 3562
Ldfl_Storm_Dest_SW | Landfill_Storm_Dest | F | 3.1 | F3-17 |  | Text | Checkbox to indicate that the conveyed stormwater runoff is discharged to a surface water as it's intermediate and/or final destination. | 2321 | 3546
Ldfl_Storm_Dest_SW | Landfill_Storm_Dest | F | 3.1 | F3-19 |  | Text | Checkbox to indicate that the conveyed stormwater runoff is discharged to a surface water as it's intermediate and/or final destination. | 2322 | 3566
Ldfl_Storm_Src | Landfill_Storm_Dest | F | 3.1 | F3-16 |  | Text | The portion of the landfill (capped vs. uncapped) that conveyed stormwater runoff has contacted and is combined with leachate. | 2323 | 3533
Ldfl_Storm_Src | Landfill_Storm_Dest | F | 3.1 | F3-18 |  | Text | The portion of the landfill (capped vs. uncapped) that conveyed stormwater runoff has contacted and is combined with leachate. | 2324 | 3553
Ldfl_Struc | Landfill_Info | F | 3.1 | F3-10 |  | Text | The yes, no, or NA response to whether the plant built any structures on top of the closed landfill. | 2325 | 3456
Ldfl_Struc_desc | Landfill_Info | F | 3.1 | F3-10 |  | Text | The description of the structure(s) and any challenges that the plant faced building on top of the landfill. | 2326 | 3457
Ldfl_Vol | Landfill_Dim | F | 3.1 | F3-1, F3-2, F3-3 |  | Number (Double) | The volume of stored materials in the landfill at the expected end of it's life (cubic feet). | 2327 | 3442
leach_aerial_photo | Leach_General | G | 3 | G3-2 |  | Text | Indicates if the facility attached an aerial photo of the entire waste management unit | 2328 | 3130
Leach_Analyte | Leach_Smpl_Data | G | Sample Results | Smpl_results | Table G-4 | Text | Name of analyte | 2329 | 3179
Leach_Analytical_Lab | Leach_Smpl_Lab | G | Sample Results | Smpl_lab |  | Text | Name of analytical lab | 2330 | 3171
Leach_BA | Leach_Waste_Info | G | 5 | G5-1 | Table G-3 | Text | Indicates that bottom ash is stored in the pond/landfill | 2331 | 3150
Leach_BA_tons | Leach_Waste_Info | G | 5 | G5-1 | Table G-3 | Number (Double) | The amount of bottom ash stored in the pond/landfill (tons) | 2332 | 3151
Leach_Ca_Sulfite | Leach_Waste_Info | G | 5 | G5-1 | Table G-3 | Text | Indicates that calcium sulfite (non-pozzalonic) is stored in the pond/landfill | 2333 | 3156
Leach_Ca_Sulfite_tons | Leach_Waste_Info | G | 5 | G5-1 | Table G-3 | Number (Double) | The amount of calcium sulfite (non-pozzalonic) stored in the pond/landfill (tons) | 2334 | 3157
Leach_CAS | Leach_Smpl_Data | G | Sample Results | Smpl_results | Table G-4 | Text | CAS number of analyte | 2335 | 3180
leach_collected | Leach_Pond_Landfill | G | 2 | G2-1 |  | Text | Indication of leachate collection at the facility | 2336 | 3119
leach_combined | Leach_Pond_Landfill | G | 2 | G2-4 |  | Text | Indicates if the leachate is combined with runoff/stormwater/process wastewater | 2337 | 3125
Leach_Conc | Leach_Smpl_Data | G | Sample Results | Smpl_results | Table G-4 | Number (Double) | Concentration of analyte (µg/L) | 2338 | 3182
Leach_Data_Smpl_Location | Leach_Smpl_Data | G | Sample Results | Smpl_Location | Table G-4 | Text | Indicates the location of the sample point for data collection | 2339 | 3175
Leach_FA | Leach_Waste_Info | G | 5 | G5-1 | Table G-3 | Text | Indicates that fly ash is stored in the pond/landfill | 2340 | 3148
Leach_FA_tons | Leach_Waste_Info | G | 5 | G5-1 | Table G-3 | Number (Double) | The amount of fly ash stored in the pond/landfill (tons) | 2341 | 3149
Leach_Gypsum | Leach_Waste_Info | G | 5 | G5-1 | Table G-3 | Text | Indicates that gypsum is stored in the pond/landfill | 2342 | 3154
Leach_Gypsum_tons | Leach_Waste_Info | G | 5 | G5-1 | Table G-3 | Number (Double) | The amount of gypsum stored in the pond/landfill (tons) | 2343 | 3155
Leach_Method | Leach_Smpl_Data | G | Sample Results | Smpl_results | Table G-4 | Text | Analytical method used | 2344 | 3183
Leach_Method_DL | Leach_Smpl_Data | G | Sample Results | Smpl_results | Table G-4 | Number (Double) | Method Detection Limit (MDL) (µg/L) | 2345 | 3185
Leach_Method_Other | Leach_Smpl_Data | G | Sample Results | Smpl_results | Table G-4 | Text | Description of analytical method used, if "other" selected | 2346 | 3184
Leach_Method_Qual | Leach_Smpl_Data | G | Sample Results | Smpl_results | Table G-4 | Text | Qualifiers for the Measurement | 2347 | 3187
Leach_Method_RL | Leach_Smpl_Data | G | Sample Results | Smpl_results | Table G-4 | Number (Double) | Reporting Limit (μg/L) | 2348 | 3186
leach_no_aerial_desc | Leach_General | G | 3 | G3-2 |  | Text | Explanation for not attached an aerial photo of the entire waste management unit | 2349 | 3131
Leach_Non_Detect | Leach_Smpl_Data | G | Sample Results | Smpl_results | Table G-4 | Text | Non-detect result | 2350 | 3181
leach_offsite | Leach_Pond_Landfill | G | 2 | G2-2 |  | Text | Indicates if the leachate collected is transferred off site | 2351 | 3121
Leach_Other1 | Leach_Waste_Info | G | 5 | G5-1 | Table G-3 | Text | Indicates that another type of waste is stored in the pond/landfill | 2352 | 3160
Leach_Other1_Desc | Leach_Waste_Info | G | 5 | G5-1 | Table G-3 | Text | Description of the "other" type of waste stored in the pond/landfill | 2353 | 3161
Leach_Other1_tons | Leach_Waste_Info | G | 5 | G5-1 | Table G-3 | Number (Double) | The amount of the "other" type of waste stored in the pond/landfill (tons) | 2354 | 3162
Leach_Other2 | Leach_Waste_Info | G | 5 | G5-1 | Table G-3 | Text | Indicates that another type of waste is stored in the pond/landfill | 2355 | 3163
Leach_Other2_Desc | Leach_Waste_Info | G | 5 | G5-1 | Table G-3 | Text | Description of the "other" type of waste stored in the pond/landfill | 2356 | 3164
Leach_Other2_tons | Leach_Waste_Info | G | 5 | G5-1 | Table G-3 | Number (Double) | The amount of the "other" type of waste stored in the pond/landfill (tons) | 2357 | 3165
Leach_Other3 | Leach_Waste_Info | G | 5 | G5-1 | Table G-3 | Text | Indicates that another type of waste is stored in the pond/landfill | 2358 | 3166
Leach_Other3_Desc | Leach_Waste_Info | G | 5 | G5-1 | Table G-3 | Text | Description of the "other" type of waste stored in the pond/landfill | 2359 | 3167
Leach_Other3_tons | Leach_Waste_Info | G | 5 | G5-1 | Table G-3 | Number (Double) | The amount of the "other" type of waste stored in the pond/landfill (tons) | 2360 | 3168
Leach_Pozz | Leach_Waste_Info | G | 5 | G5-1 | Table G-3 | Text | Indicates that pozzalonic material is stored in the pond/landfill | 2361 | 3158
Leach_Pozz_tons | Leach_Waste_Info | G | 5 | G5-1 | Table G-3 | Number (Double) | The amount of pozzalonic material stored in the pond/landfill (tons) | 2362 | 3159
Leach_Rain_Date | Leach_Rainfall | G | 4 | G4-2 | Table G-2 | Date/Time | Date of rainfall collection | 2363 | 3143
Leach_Rain_Inches | Leach_Rainfall | G | 4 | G4-2 | Table G-2 | Number (Double) | Inches recorded for rainfall collection | 2364 | 3144
Leach_Slag | Leach_Waste_Info | G | 5 | G5-1 | Table G-3 | Text | Indicates that boiler slag is stored in the pond/landfill | 2365 | 3152
Leach_Slag_tons | Leach_Waste_Info | G | 5 | G5-1 | Table G-3 | Number (Double) | The amount of boiler slag stored in the pond/landfill (tons) | 2366 | 3153
Leach_Smpl_Date | Leach_Smpl_Info | G | 4 | G4-1 | Table G-1 | Date/Time | Date of sample collection | 2367 | 3140
Leach_Smpl_Location | Leach_Smpl_Info | G | 4 | G4-1 | Table G-1 | Text | Indicates the location of the sample point | 2368 | 3137
Leach_Smpl_Pt_Desc | Leach_Smpl_Info | G | 4 | G4-1 | Table G-1 | Text | Description of the sample point | 2369 | 3139
Leach_Summary_Attch | Leach_Smpl_Lab | G | Sample Results | Smpl_lab |  | Text | Indicates if the summary report is attached | 2370 | 3172
leach_treated | Leach_Pond_Landfill | G | 2 | G2-3 |  | Text | Indicates if the leachate collected, that is not transferred off site, it treated at the facility | 2371 | 3123
Length_FGD_DSCH | WWT_Systems | D | 2 | D2-7 | Table D-2 | Number (Double) | Approx. length of piping to next treatment system or discharge in ft. | 2372 | 2651
Length_FGD_Scr | WWT_Systems | D | 2 | D2-7 | Table D-2 | Number (Double) | Approx. length of piping from FGD scrubber system to WWTS in ft. | 2373 | 2650
Long_Monitoring | Clsd_Pond_Unit | D | 4.2 | D4-24 |  | Text | Yes/no if plant performs or intends to perform long-term groundwater, soil, or overflow monitoring of pond. | 2374 | 2792
Long_Monitoring_Plan | Clsd_Pond_Unit | D | 4.2 | D4-24 |  | Text | Description of monitoring plan. | 2375 | 2793
LTS_Anc_Equip | LTS_Anc_Eq | F | 4.6 | F4-18 | Table F-13 | Text | List of ancillary equipment of the leachate treatment system. | 2376 | 3811
LTS_Anc_Equip_No | LTS_Anc_Eq | F | 4.6 | F4-18 | Table F-13 | Number (Double) | Number of ancillary equipment pieces in the system. | 2377 | 3812
LTS_Annual_Avg | LTS_Flow | F | 4.3 | F4-7 |  | Number (Double) | The average annual flow rate for the leachate treatment system in 2009 (gpm). | 2378 | 3678
LTS_Cap_Cost | LTS_Capital | F | 4.5 | F4-17 | Table F-12 | Number (Double) | Cost of the project for the leachate treatment system ($). | 2379 | 3802
LTS_Cap_Project | LTS_Capital | F | 4.5 | F4-17 | Table F-12 | Text | Type of project associated with the capitol cost for the leachate treatment system. | 2380 | 3801
LTS_Cap_Year_Based | LTS_Capital | F | 4.5 | F4-17 | Table F-12 | Number (Double) | Year the cost of the project for the leachate system is based on. | 2381 | 3803
LTS_Diagram | LTS_Diagram | F | 4.1 | F4-2 |  | Yes/No | Checkbox to indicate that the plant attached a block diagram of the leachate treatment system operation. | 2382 | 3640
LTS_DistFromLCS | LTS_Opr | F | 4.1 | F4-1 | Table F-5 | Number (Double) | Distance from the operating leachate collection system (ft). | 2383 | 3625
LTS_DistToOutfall | LTS_Opr | F | 4.1 | F4-1 | Table F-5 | Number (Double) | Approximate distance to final outfall from the operating leachate treatment system (ft). | 2384 | 3626
LTS_Eff_Trnsf_DPY | LTS_Flow | F | 4.3 | F4-7 |  | Number (Double) | The frequency of effluent transfers from the treatment system in 2009 (hpd). | 2385 | 3680
LTS_Eff_Trnsf_HPD | LTS_Flow | F | 4.3 | F4-7 |  | Number (Double) | The duration of effluent transfers from the treatment system in 2009 (hpd). | 2386 | 3679
LTS_Flow_Max | LTS_Flow | F | 4.3 | F4-7 |  | Number (Double) | The maximum daily flow rate for the leachate treatment system in 2009 (gpm). | 2387 | 3677
LTS_Flow_Typ | LTS_Flow | F | 4.3 | F4-7 |  | Number (Double) | Typical flow rate for the leachate treatment system in 2009 (gpm). | 2388 | 3676
LTS_Ftprt | LTS_Opr | F | 4.1 | F4-1 | Table F-5 | Number (Double) | Operating leachate treatment system footprint (ft2). | 2389 | 3622
LTS_ID | LTS_Capital_Info | F | 4.5 | Landfill_ID |  | Text | EPA-assigned leachate treatment system ID. | 2390 | 3805
LTS_ID | LTS_Influent_Flows | F | 4.2 | LTS_ID | Table F-6 | Text | EPA-assigned leachate treatment system ID. | 2391 | 3642
LTS_ID | LTS_Treat_Units | F | 4.3 | LTS_ID | Table F-7 | Text | EPA-assigned leachate treatment system ID. | 2392 | 3653
LTS_ID | LTS_Treat_Units_Improv | F | 4.3 | LTS_ID | Table F-8 | Text | EPA-assigned leachate treatment system ID. | 2393 | 3660
LTS_ID | LTS_Lim_Chgs | F | 4.3 | LTS_ID |  | Text | EPA-assigned leachate treatment system ID. | 2394 | 3669
LTS_ID | LTS_Flow | F | 4.3 | LTS_ID |  | Text | EPA-assigned leachate treatment system ID. | 2395 | 3674
LTS_ID | LTU_Design | F | 4.4 | LTS_ID |  | Text | EPA-assigned leachate treatment system ID. | 2396 | 3682
LTS_ID | LTU_Trgtd_Pollutants | F | 4.4 | LTS_ID |  | Text | EPA-assigned leachate treatment system ID. | 2397 | 3713
LTS_ID | LTU_Add_Chem | F | 4.4 | LTS_ID | Table F-9 | Text | EPA-assigned leachate treatment system ID. | 2398 | 3736
LTS_ID | LTU_Plant_Species | F | 4.4 | LTS_ID | Table F-10 | Text | EPA-assigned leachate treatment system ID. | 2399 | 3750
LTS_ID | LTS_OM_Cost | F | 4.5 | LTS_ID | Table F-11 | Text | EPA-assigned leachate treatment system ID. | 2400 | 3757
LTS_ID | LTS_Capital | F | 4.5 | LTS_ID | Table F-12 | Text | EPA-assigned leachate treatment system ID. | 2401 | 3799
LTS_ID | LTS_Anc_Eq | F | 4.6 | LTS_ID | Table F-13 | Text | EPA-assigned leachate treatment system ID. | 2402 | 3809
LTS_ID | Leach_Smpl_Info | G | 4 | G4-1 | Table G-1 | Text | Indicates the leachate treatment system ID previously identified in Table F-4 | 2403 | 3138
LTS_ID | LTS_Opr | F | 4.1 | F4-1 | Table F-5 | Text | EPA-assigned leachate treatment system ID. | 2404 | 3620
LTS_ID | LTS_Pln | F | 4.1 | F4-1 | Table F-5 | Text | EPA-assigned leachate treatment system ID. | 2405 | 3630
LTS_Imp_Lim_Chgs | LTS_Lim_Chgs | F | 4.3 | F4-6 |  | Text | The yes/no answer to whether there were any planned improvements to the leachate treatment system. | 2406 | 3671
LTS_Imp_Lim_Chgs_desc | LTS_Lim_Chgs | F | 4.3 | F4-6 |  | Text | Identification of pollutants and/or limits the improvement to the leachate treatment system will target. | 2407 | 3672
LTS_Init_Year | LTS_Opr | F | 4.1 | F4-1 | Table F-5 | Number (Double) | Year the operating leachate treatment system was initially brought online. | 2408 | 3623
LTS_Ldfl | LTS_Influent_Flows | F | 4.2 | F4-3 | Table F-6 | Text | Pond/impoundment unity or landfill ID associated with the process wastewater selected. | 2409 | 3646
LTS_LTU_Improv_CapCost | LTS_Treat_Units_Improv | F | 4.3 | F4-5 | Table F-8 | Number (Double) | Total capital cost of planned improvements to the leachate treatment system ($). | 2410 | 3667
LTS_LTU_Improv_Date | LTS_Treat_Units_Improv | F | 4.3 | F4-5 | Table F-8 | Date/Time | Expected date of planned improvement to the leachate treatment system (mm/dd/yyyy). | 2411 | 3666
LTS_LTU_Improv_desc | LTS_Treat_Units_Improv | F | 4.3 | F4-5 | Table F-8 | Text | Description of planned improvement to the leachate treatment system. | 2412 | 3665
LTS_LTU_Plant_Des | LTS_Treat_Units | F | 4.3 | F4-4 | Table F-7 | Text | The plant’s name for each leachate treatment unit. | 2413 | 3658
LTS_NoOfLCS | LTS_Opr | F | 4.1 | F4-1 | Table F-5 | Number (Double) | Number of operating leachate collection systems contributing to the leachate treatment system. | 2414 | 3624
LTS_OM_Chemicals_Annual | LTS_OM_Cost | F | 4.5 | F4-16 | Table F-11 | Number (Double) | The annual O&M cost for chemicals for the leachate treatment system in 2009 ($). | 2415 | 3770
LTS_OM_Energy_Other_Annual | LTS_OM_Cost | F | 4.5 | F4-16 | Table F-11 | Number (Double) | The annual O&M cost for energy for operations other than pumping for the leachate treatment system in 2009 ($). | 2416 | 3775
LTS_OM_Energy_Other_Consump_kWh/h | LTS_OM_Cost | F | 4.5 | F4-16 | Table F-11 | Number (Double) | The amount of energy consumed in 2009 to power operations other than pumping (kWh). | 2417 | 3777
LTS_OM_Energy_Other_kWh | LTS_OM_Cost | F | 4.5 | F4-16 | Table F-11 | Number (Double) | The rate of energy to power operations other than pumping for the leachate treatment system in 2009 ($/kWh). | 2418 | 3776
LTS_OM_Energy_Pump_Annual | LTS_OM_Cost | F | 4.5 | F4-16 | Table F-11 | Number (Double) | The annual O&M cost for energy to power pumping for the leachate treatment system in 2009 ($). | 2419 | 3772
LTS_OM_Energy_Pump_Consump_kWh/h | LTS_OM_Cost | F | 4.5 | F4-16 | Table F-11 | Number (Double) | The amount of energy consumed in 2009 to power pumping (kWh). | 2420 | 3774
LTS_OM_Energy_Pump_kWh | LTS_OM_Cost | F | 4.5 | F4-16 | Table F-11 | Number (Double) | The rate of energy to power pumping for the leachate treatment system in 2009 ($/kWh). | 2421 | 3773
LTS_OM_HazDrdg_Annual | LTS_OM_Cost | F | 4.5 | F4-16 | Table F-11 | Number (Double) | The annual O&M cost for removing hazardous sludge via dredging ($). | 2422 | 3781
LTS_OM_HazDrgd_Rate | LTS_OM_Cost | F | 4.5 | F4-16 | Table F-11 | Number (Double) | The rate of removing hazardous sludge via dredging ($). | 2423 | 3782
LTS_OM_HazDrgd_Rate_Per | LTS_OM_Cost | F | 4.5 | F4-16 | Table F-11 | Text | Checkbox to indicate if the rate of removing hazardous sludge via dredging is in gallons or tons. | 2424 | 3783
LTS_OM_HazLandfill_Annual | LTS_OM_Cost | F | 4.5 | F4-16 | Table F-11 | Number (Double) | The annual O&M cost for removing hazardous sludge via landfilling ($) | 2425 | 3784
LTS_OM_HazLandfill_Rate | LTS_OM_Cost | F | 4.5 | F4-16 | Table F-11 | Number (Double) | The rate of removing hazardous sludge via landfilling ($). | 2426 | 3785
LTS_OM_HazLandfill_Rate_Per | LTS_OM_Cost | F | 4.5 | F4-16 | Table F-11 | Text | Checkbox to indicate if the rate of removing hazardous sludge via landfilling is in gallons or tons. | 2427 | 3786
LTS_OM_MLabor_Annual | LTS_OM_Cost | F | 4.5 | F4-16 | Table F-11 | Number (Double) | The annual O&M cost for maintaining the leachate treatment system in 2009 ($). | 2428 | 3764
LTS_OM_MLabor_Rate_Hours | LTS_OM_Cost | F | 4.5 | F4-16 | Table F-11 | Number (Double) | The average rate of labor required to maintain the leachate treatment system in 2009 ($/hr). | 2429 | 3765
LTS_OM_MLabor_Staffing_dpy | LTS_OM_Cost | F | 4.5 | F4-16 | Table F-11 | Number (Double) | The amount of time the workers spent maintaining the leachate treatment system in 2009 (dpy). | 2430 | 3768
LTS_OM_MLabor_Staffing_hpd | LTS_OM_Cost | F | 4.5 | F4-16 | Table F-11 | Number (Double) | The amount of time the workers spent maintaining the leachate treatment system in 2009 (hpd). | 2431 | 3767
LTS_OM_MLabor_Staffing_Workers | LTS_OM_Cost | F | 4.5 | F4-16 | Table F-11 | Number (Double) | The number of workers required to maintain the leachate treatment system in 2009. | 2432 | 3766
LTS_OM_MMaterials_Annual | LTS_OM_Cost | F | 4.5 | F4-16 | Table F-11 | Number (Double) | The annual O&M cost for maintenance materials for the leachate treatment system in 2009 ($). | 2433 | 3769
LTS_OM_NonHazDrgd_Annual | LTS_OM_Cost | F | 4.5 | F4-16 | Table F-11 | Number (Double) | The annual O&M cost for removing nonhazardous sludge via dredging ($) | 2434 | 3787
LTS_OM_NonHazDrgd_Rate | LTS_OM_Cost | F | 4.5 | F4-16 | Table F-11 | Number (Double) | The rate of removing nonhazardous sludge via dredging ($). | 2435 | 3788
LTS_OM_NonHazDrgd_Rate_Per | LTS_OM_Cost | F | 4.5 | F4-16 | Table F-11 | Text | Checkbox to indicate if the rate of removing nonhazardous sludge via dredging is in gallons or tons. | 2436 | 3789
LTS_OM_NonHazLandfill_Annual | LTS_OM_Cost | F | 4.5 | F4-16 | Table F-11 | Number (Double) | The annual O&M cost for removing nonhazardous sludge via landfilling ($). | 2437 | 3790
LTS_OM_NonHazLandfill_Rate | LTS_OM_Cost | F | 4.5 | F4-16 | Table F-11 | Number (Double) | The rate of removing nonhazardous sludge via landfilling ($). | 2438 | 3791
LTS_OM_NonHazLandfill_Rate_Per | LTS_OM_Cost | F | 4.5 | F4-16 | Table F-11 | Text | Checkbox to indicate if the rate of removing nonhazardous sludge via landfilling is in gallons or tons. | 2439 | 3792
LTS_OM_Opr_Annual | LTS_OM_Cost | F | 4.5 | F4-16 | Table F-11 | Number (Double) | The annual O&M cost for operating the leachate treatment system in 2009 ($). | 2440 | 3759
LTS_OM_Opr_Rate_Hours | LTS_OM_Cost | F | 4.5 | F4-16 | Table F-11 | Number (Double) | The average rate of labor required to operate the leachate treatment system in 2009 ($/hr). | 2441 | 3760
LTS_OM_Opr_Staffing_dpy | LTS_OM_Cost | F | 4.5 | F4-16 | Table F-11 | Number (Double) | The amount of time the workers spent operating the leachate treatment system in 2009 (dpy). | 2442 | 3763
LTS_OM_Opr_Staffing_hpd | LTS_OM_Cost | F | 4.5 | F4-16 | Table F-11 | Number (Double) | The amount of time the workers spent operating the leachate treatment system in 2009 (hpd). | 2443 | 3762
LTS_OM_Opr_Staffing_Workers | LTS_OM_Cost | F | 4.5 | F4-16 | Table F-11 | Number (Double) | The number of workers required to operate the leachate treatment system in 2009. | 2444 | 3761
LTS_OM_Other1 | LTS_OM_Cost | F | 4.5 | F4-16 | Table F-11 | Text | The specification of another type of O&M activity in 2009. | 2445 | 3793
LTS_OM_Other1_Annual | LTS_OM_Cost | F | 4.5 | F4-16 | Table F-11 | Number (Double) | The annual O&M cost for the other type of O&M activity in 2009 ($) | 2446 | 3794
LTS_OM_Other2 | LTS_OM_Cost | F | 4.5 | F4-16 | Table F-11 | Text | The specification of another type of O&M activity in 2009. | 2447 | 3795
LTS_OM_Other2_Annual | LTS_OM_Cost | F | 4.5 | F4-16 | Table F-11 | Number (Double) | The annual O&M cost for the other type of O&M activity in 2009 ($). | 2448 | 3796
LTS_OM_Plants_Annual | LTS_OM_Cost | F | 4.5 | F4-16 | Table F-11 | Number (Double) | The annual O&M cost for plants/organic matter for the leachate treatment system in 2009 ($). | 2449 | 3771
LTS_OM_Steam_Annual | LTS_OM_Cost | F | 4.5 | F4-16 | Table F-11 | Number (Double) | The cost of steam used for leachate treatment system O&M in 2009 ($). | 2450 | 3778
LTS_OM_Steam_Consump_pounds/hr | LTS_OM_Cost | F | 4.5 | F4-16 | Table F-11 | Number (Double) | The steam consumption rate for leachate treatment system O&M in 2009 (pounds/hr). | 2451 | 3780
LTS_OM_Steam_pounds | LTS_OM_Cost | F | 4.5 | F4-16 | Table F-11 | Number (Double) | The rate of the steam used for leachate treatment system O&M ($/pound). | 2452 | 3779
LTS_OM_Total_Annual | LTS_OM_Cost | F | 4.5 | F4-16 | Table F-11 | Number (Double) | The total O&M cost for 2009. | 2453 | 3797
LTS_Outside_Firm_Oversee | LTS_Capital_Info | F | 4.5 | F3-21 |  | Text | Indirect engineering costs were incurred because plant hired outside engineering firm to oversee design and/or installation of the treatment system. | 2454 | 3807
LTS_Plant_Des | LTS_Opr | F | 4.1 | F4-1 | Table F-5 | Text | Plant designation of the operating leachate treatment system. | 2455 | 3621
LTS_PW | LTS_Influent_Flows | F | 4.2 | F4-3 | Table F-6 | Text | Drop-down selection of process wastewaters generated from the pond/impoundment and/or landfills treated by the leachate treatment system. | 2456 | 3644
LTS_PW_desc | LTS_Influent_Flows | F | 4.2 | F4-3 | Table F-6 | Text | A description of another type of process wastewater not listed in the drop-down menu. | 2457 | 3645
LTS_PW_DPY_1 | LTS_Influent_Flows | F | 4.2 | F4-3 | Table F-6 | Number (Double) | First average annual flow rate of influent to the treatment system associated with the process wastewater selected (dpy). | 2458 | 3649
LTS_PW_DPY_2 | LTS_Influent_Flows | F | 4.2 | F4-3 | Table F-6 | Number (Double) | Second average annual flow rate of influent to the treatment system associated with the process wastewater selected (dpy). | 2459 | 3651
LTS_PW_GPD | LTS_Influent_Flows | F | 4.2 | F4-3 | Table F-6 | Number (Double) | Second average annual flow rate of influent to the treatment system associated with the process wastewater selected (gpd). | 2460 | 3650
LTS_PW_GPM | LTS_Influent_Flows | F | 4.2 | F4-3 | Table F-6 | Number (Double) | The average annual flow rate of influent to the treatment system associated with the process wastewater selected (gpm). | 2461 | 3647
LTS_PW_HPD | LTS_Influent_Flows | F | 4.2 | F4-3 | Table F-6 | Number (Double) | First average annual flow rate of influent to the treatment system associated with the process wastewater selected (hpd). | 2462 | 3648
LTU_Chem | LTU_Design | F | 4.4 | F4-14 |  | Text | The yes/no answer to whether the plant adds chemicals to the leachate treatment unit in 2009. | 2463 | 3709
LTU_Chem_Conc | LTU_Add_Chem | F | 4.4 | F4-14 | Table F-9 | Number (Double) | Average dose concentration of chemical used in leachate treatment unit operations (g/L). | 2464 | 3744
LTU_Chem_Freq | LTU_Add_Chem | F | 4.4 | F4-14 | Table F-9 | Number (Double) | Frequency of the chemical addition (dpy). | 2465 | 3748
LTU_Chem_Loc | LTU_Add_Chem | F | 4.4 | F4-14 | Table F-9 | Text | Location of chemical addition in leachate treatment unit operations. | 2466 | 3743
LTU_Chem_Mftr | LTU_Add_Chem | F | 4.4 | F4-14 | Table F-9 | Text | Manufacturer of chemical used in leachate treatment unit operations. | 2467 | 3741
LTU_Chem_Purp | LTU_Add_Chem | F | 4.4 | F4-14 | Table F-9 | Text | Purpose of chemical used in leachate treatment unit operations. | 2468 | 3742
LTU_Chem_Rate | LTU_Add_Chem | F | 4.4 | F4-14 | Table F-9 | Number (Double) | Average addition rate of chemical used in leachate treatment unit operations. | 2469 | 3745
LTU_Chem_Rate_Phase | LTU_Add_Chem | F | 4.4 | F4-14 | Table F-9 | Text | Checkbox to indicate if the phase of the chemical addition is solid or liquid. | 2470 | 3747
LTU_Chem_Rate_Unit | LTU_Add_Chem | F | 4.4 | F4-14 | Table F-9 | Text | Checkbox to indicate if the units for the average addition rate of chemical used in leachate treatment unit operations are gpd or lb/day. | 2471 | 3746
LTU_Chem_Trade_Nm | LTU_Add_Chem | F | 4.4 | F4-14 | Table F-9 | Text | Trade name of chemical used in leachate treatment unit operations. | 2472 | 3740
LTU_Chem_Type | LTU_Add_Chem | F | 4.4 | F4-14 | Table F-9 | Text | Type of chemical used in leachate treatment unit operations. | 2473 | 3739
LTU_CS | LTU_Design | F | 4.4 | F4-11 |  | Text | Checkbox to indicate that the leachate treatment unit was constructed using carbon steel. | 2474 | 3701
LTU_CS_Lined | LTU_Design | F | 4.4 | F4-11 |  | Text | Checkbox to indicate that the leachate treatment unit was constructed using lined carbon steel. | 2475 | 3702
LTU_CS_Lined_desc | LTU_Design | F | 4.4 | F4-11 |  | Text | The specification of the type of carbon steel liner. | 2476 | 3703
LTU_Fiberglass | LTU_Design | F | 4.4 | F4-11 |  | Text | Checkbox to indicate that the leachate treatment unit was constructed using fiberglass. | 2477 | 3704
LTU_ID | LTU_Design | F | 4.4 | LTU_ID |  | Text | Assigned leachate treatment unit ID. | 2478 | 3683
LTU_ID | LTU_Trgtd_Pollutants | F | 4.4 | LTU_ID |  | Text | Assigned leachate treatment unit ID. | 2479 | 3714
LTU_ID | LTS_Treat_Units | F | 4.3 | F4-4 | Table F-7 | Text | Drop-down selection of assigned leachate treatment unit ID based on units that are operating, under construction/installation, or planned to be constructed/installed. | 2480 | 3655
LTU_ID | LTS_Treat_Units_Improv | F | 4.3 | F4-5 | Table F-8 | Text | Drop-down selection of assigned leachate treatment unit ID. | 2481 | 3662
LTU_ID | LTU_Add_Chem | F | 4.4 | F4-14 | Table F-9 | Text | Assigned leachate treatment unit ID. | 2482 | 3737
LTU_ID | LTU_Plant_Species | F | 4.4 | F4-15 | Table F-10 | Text | Assigned leachate treatment unit ID. | 2483 | 3751
LTU_ID_other | LTS_Treat_Units | F | 4.3 | F4-4 | Table F-7 | Text | User-defined designation of a leachate treatment unit ID. | 2484 | 3656
LTU_ID_other | LTS_Treat_Units_Improv | F | 4.3 | F4-5 | Table F-8 | Text | User-defined designation of a leachate treatment unit ID. | 2485 | 3663
LTU_Lim_1 | LTU_Trgtd_Pollutants | F | 4.4 | F4-13 |  | Number (Double) | First limitation of the pollutant that drives/will drive the operation of the leachate treatment unit. | 2486 | 3727
LTU_Lim_2 | LTU_Trgtd_Pollutants | F | 4.4 | F4-13 |  | Number (Double) | Second limitation of the pollutant that drives/will drive the operation of the leachate treatment unit. | 2487 | 3730
LTU_Lim_3 | LTU_Trgtd_Pollutants | F | 4.4 | F4-13 |  | Number (Double) | Third limitation of the pollutant that drives/will drive the operation of the leachate treatment unit. | 2488 | 3733
LTU_Lim_Unit_1 | LTU_Trgtd_Pollutants | F | 4.4 | F4-13 |  | Text | First drop-down selection of units for the pollutant limitation (ug/L or mg/L). | 2489 | 3728
LTU_Lim_Unit_2 | LTU_Trgtd_Pollutants | F | 4.4 | F4-13 |  | Text | Second drop-down selection of units for the pollutant limitation (ug/L or mg/L). | 2490 | 3731
LTU_Lim_Unit_3 | LTU_Trgtd_Pollutants | F | 4.4 | F4-13 |  | Text | Third drop-down selection of units for the pollutant limitation (ug/L or mg/L). | 2491 | 3734
LTU_Mtrl_Other | LTU_Design | F | 4.4 | F4-11 |  | Text | Checkbox to indicate that the leachate treatment unit was constructed using another type of material. | 2492 | 3706
LTU_Mtrl_Other_desc | LTU_Design | F | 4.4 | F4-11 |  | Text | A description of the other type of material used to construct the leachate treatment unit. | 2493 | 3707
LTU_Plant | LTU_Design | F | 4.4 | F4-15 |  | Text | The yes/no answer to whether the leachate treatment unit contains any plant species. | 2494 | 3711
LTU_Plant_Nm | LTU_Plant_Species | F | 4.4 | F4-15 | Table F-10 | Text | The name of the plant used in the leachate treatment unit operations. | 2495 | 3754
LTU_Plant_Purp | LTU_Plant_Species | F | 4.4 | F4-15 | Table F-10 | Text | The purpose of the plant in the operation of the leachate treatment unit. | 2496 | 3755
LTU_Plant_Type | LTU_Plant_Species | F | 4.4 | F4-15 | Table F-10 | Text | The plant species name used in the leachate treatment unit operations. | 2497 | 3753
LTU_Poll_1 | LTU_Trgtd_Pollutants | F | 4.4 | F4-13 |  | Text | Name of the pollutant that drives/will drive the operation of the leachate treatment unit. | 2498 | 3726
LTU_Poll_2 | LTU_Trgtd_Pollutants | F | 4.4 | F4-13 |  | Text | Name of the pollutant that drives/will drive the operation of the leachate treatment unit. | 2499 | 3729
LTU_Poll_3 | LTU_Trgtd_Pollutants | F | 4.4 | F4-13 |  | Text | Name of the pollutant that drives/will drive the operation of the leachate treatment unit. | 2500 | 3732
LTU_ResTime | LTU_Design | F | 4.4 | F4-10 |  | Number (Double) | Residence time of leachate within the leachate treatment unity (hours). | 2501 | 3690
LTU_SA | LTU_Design | F | 4.4 | F4-9 |  | Number (Double) | Footprint/surface area of the leachate treatment system unit (ft2). | 2502 | 3688
LTU_SS | LTU_Design | F | 4.4 | F4-11 |  | Text | Checkbox to indicate that the leachate treatment unit was constructed using stainless steel. | 2503 | 3692
LTU_SS_2205 | LTU_Design | F | 4.4 | F4-11 |  | Text | Checkbox to indicate that the leachate treatment unit was constructed using 2205 stainless steel. | 2504 | 3696
LTU_SS_255 | LTU_Design | F | 4.4 | F4-11 |  | Text | Checkbox to indicate that the leachate treatment unit was constructed using 255 stainless steel. | 2505 | 3697
LTU_SS_316L | LTU_Design | F | 4.4 | F4-11 |  | Text | Checkbox to indicate that the leachate treatment unit was constructed using 316L stainless steel. | 2506 | 3693
LTU_SS_317LM | LTU_Design | F | 4.4 | F4-11 |  | Text | Checkbox to indicate that the leachate treatment unit was constructed using 317M stainless steel. | 2507 | 3694
LTU_SS_317LMN | LTU_Design | F | 4.4 | F4-11 |  | Text | Checkbox to indicate that the leachate treatment unit was constructed using 317LM stainless steel. | 2508 | 3695
LTU_SS_625 | LTU_Design | F | 4.4 | F4-11 |  | Text | Checkbox to indicate that the leachate treatment unit was constructed using 625 stainless steel. | 2509 | 3698
LTU_SS_Other | LTU_Design | F | 4.4 | F4-11 |  | Text | Checkbox to indicate that the leachate treatment unit was constructed using another type of stainless steel alloy. | 2510 | 3699
LTU_SS_Other_desc | LTU_Design | F | 4.4 | F4-11 |  | Text | The specification of another type of stainless steel alloy used in construction. | 2511 | 3700
LTU_Titanium | LTU_Design | F | 4.4 | F4-11 |  | Text | Checkbox to indicate that the leachate treatment unit was constructed using titanium. | 2512 | 3705
LTU_Trgtd_Chlor | LTU_Trgtd_Pollutants | F | 4.4 | F4-12 |  | Text | Checkbox to indicate that chlorides are targeted for removal by the leachate treatment system. | 2513 | 3719
LTU_Trgtd_Hg | LTU_Trgtd_Pollutants | F | 4.4 | F4-12 |  | Text | Checkbox to indicate that mercury is targeted for removal by the leachate treatment system. | 2514 | 3718
LTU_Trgtd_Metals | LTU_Trgtd_Pollutants | F | 4.4 | F4-12 |  | Text | Checkbox to indicate that metals are targeted for removal by the leachate treatment system. | 2515 | 3716
LTU_Trgtd_Metals_Specify | LTU_Trgtd_Pollutants | F | 4.4 | F4-12 |  | Text | Specification of the type of metals targeted for removal by the leachate treatment system. | 2516 | 3717
LTU_Trgtd_Other | LTU_Trgtd_Pollutants | F | 4.4 | F4-12 |  | Text | Checkbox to indicate that another pollutant is targeted for removal by the leachate treatment system. | 2517 | 3723
LTU_Trgtd_Other_Specify | LTU_Trgtd_Pollutants | F | 4.4 | F4-12 |  | Text | Specification of the other type of pollutant targeted for removal by the leachate treatment system. | 2518 | 3724
LTU_Trgtd_SO4 | LTU_Trgtd_Pollutants | F | 4.4 | F4-12 |  | Text | Checkbox to indicate that sulfates are targeted for removal by the leachate treatment system. | 2519 | 3720
LTU_Trgtd_TDS | LTU_Trgtd_Pollutants | F | 4.4 | F4-12 |  | Text | Checkbox to indicate that TDS is targeted for removal by the leachate treatment system. | 2520 | 3721
LTU_Trgtd_TSS | LTU_Trgtd_Pollutants | F | 4.4 | F4-12 |  | Text | Checkbox to indicate that TSS is targeted for removal by the leachate treatment system. | 2521 | 3722
LTU_Vol_Depth_Ft | LTU_Design | F | 4.4 | F4-8 |  | Number (Double) | Water depth of the leachate treatment unit should it be a wetland cell (ft). | 2522 | 3686
LTU_Vol_Ft3 | LTU_Design | F | 4.4 | F4-8 |  | Number (Double) | Volume of the leachate treatment unit (ft3). | 2523 | 3685
map_attach | Plant_General | A | 5 | A5-2 |  | Text | The plant attached an aerial map showing the property boundary of the plant that shows buildings, ponds/impoundments, landfills, and other significant features of the plant. | 2524 | 124
MCW_Characteristics | MCW_Slds_Res_Gen | E | 3 | E3-6 |  | Text | Description of what chemicals makes the MCW hazardous | 2525 | 3087
MCW_Chem_1 | MCW_Chem | E | 2 | E2-1 | Table E-1 | Text | Type of chemical used in MCW (with chemicals) operation (Choice 1) | 2526 | 2997
MCW_Chem_1_other | MCW_Chem | E | 2 | E2-1 | Table E-1 | Text | Description of the type of chemical used in MCW (with chemicals) operation if other was selected in MCW_Chem_1 (Choice 1) | 2527 | 2998
MCW_Chem_2 | MCW_Chem | E | 2 | E2-1 | Table E-1 | Text | Type of chemical used in MCW (with chemicals) operation (Choice 2) | 2528 | 2999
MCW_Chem_2_other | MCW_Chem | E | 2 | E2-1 | Table E-1 | Text | Description of the type of chemical used in MCW (with chemicals) operation if other was selected in MCW_Chem_2 (Choice 2) | 2529 | 3000
MCW_Chem_3 | MCW_Chem | E | 2 | E2-1 | Table E-1 | Text | Type of chemical used in MCW (with chemicals) operation (Choice 3) | 2530 | 3001
MCW_Chem_3_other | MCW_Chem | E | 2 | E2-1 | Table E-1 | Text | Description of the type of chemical used in MCW (with chemicals) operation if other was selected in MCW_Chem_3 (Choice 3) | 2531 | 3002
MCW_Chem_4 | MCW_Chem | E | 2 | E2-1 | Table E-1 | Text | Type of chemical used in MCW (with chemicals) operation (Choice 4) | 2532 | 3003
MCW_Chem_4_other | MCW_Chem | E | 2 | E2-1 | Table E-1 | Text | Description of the type of chemical used in MCW (with chemicals) operation if other was selected in MCW_Chem_4 (Choice 4) | 2533 | 3004
MCW_Chem_5 | MCW_Chem | E | 2 | E2-1 | Table E-1 | Text | Type of chemical used in MCW (with chemicals) operation (Choice 5) | 2534 | 3005
MCW_Chem_5_other | MCW_Chem | E | 2 | E2-1 | Table E-1 | Text | Description of the type of chemical used in MCW (with chemicals) operation if other was selected in MCW_Chem_5 (Choice 5) | 2535 | 3006
MCW_Chem_6 | MCW_Chem | E | 2 | E2-1 | Table E-1 | Text | Type of chemical used in MCW (with chemicals) operation (Choice 6) | 2536 | 3007
MCW_Chem_6_other | MCW_Chem | E | 2 | E2-1 | Table E-1 | Text | Description of the type of chemical used in MCW (with chemicals) operation if other was selected in MCW_Chem_6 (Choice 6) | 2537 | 3008
MCW_Chem_Addn_1 | MCW_Chem | E | 2 | E2-1 | Table E-1 | Number (Double) | Typical amount of each chemical added during MCW (with chemicals) operation (Choice 1) | 2538 | 3015
MCW_Chem_Addn_2 | MCW_Chem | E | 2 | E2-1 | Table E-1 | Number (Double) | Typical amount of each chemical added during MCW (with chemicals) operation (Choice 2) | 2539 | 3016
MCW_Chem_Addn_3 | MCW_Chem | E | 2 | E2-1 | Table E-1 | Number (Double) | Typical amount of each chemical added during MCW (with chemicals) operation (Choice 3) | 2540 | 3017
MCW_Chem_Addn_4 | MCW_Chem | E | 2 | E2-1 | Table E-1 | Number (Double) | Typical amount of each chemical added during MCW (with chemicals) operation (Choice 4) | 2541 | 3018
MCW_Chem_Addn_5 | MCW_Chem | E | 2 | E2-1 | Table E-1 | Number (Double) | Typical amount of each chemical added during MCW (with chemicals) operation (Choice 5) | 2542 | 3019
MCW_Chem_Addn_6 | MCW_Chem | E | 2 | E2-1 | Table E-1 | Number (Double) | Typical amount of each chemical added during MCW (with chemicals) operation (Choice 6) | 2543 | 3020
MCW_Chem_Dose_1 | MCW_Chem | E | 2 | E2-1 | Table E-1 | Number (Double) | Typical dose concentration for each chemical added during MCW (with chemicals) operation (Choice 1) | 2544 | 3009
MCW_Chem_Dose_2 | MCW_Chem | E | 2 | E2-1 | Table E-1 | Number (Double) | Typical dose concentration for each chemical added during MCW (with chemicals) operation (Choice 2) | 2545 | 3010
MCW_Chem_Dose_3 | MCW_Chem | E | 2 | E2-1 | Table E-1 | Number (Double) | Typical dose concentration for each chemical added during MCW (with chemicals) operation (Choice 3) | 2546 | 3011
MCW_Chem_Dose_4 | MCW_Chem | E | 2 | E2-1 | Table E-1 | Number (Double) | Typical dose concentration for each chemical added during MCW (with chemicals) operation (Choice 4) | 2547 | 3012
MCW_Chem_Dose_5 | MCW_Chem | E | 2 | E2-1 | Table E-1 | Number (Double) | Typical dose concentration for each chemical added during MCW (with chemicals) operation (Choice 5) | 2548 | 3013
MCW_Chem_Dose_6 | MCW_Chem | E | 2 | E2-1 | Table E-1 | Number (Double) | Typical dose concentration for each chemical added during MCW (with chemicals) operation (Choice 6) | 2549 | 3014
MCW_Cmgld | MCW_WW_Treatment | E | 3 | E3-2 |  | Text | Indicates if MCW is commingled with process wastewater | 2550 | 3055
MCW_Cmgld_BA | MCW_WW_Treatment | E | 3 | E3-2 |  | Yes/No | Indicates if MCW is commingled with bottom ash sluice water | 2551 | 3057
MCW_Cmgld_CTB | MCW_WW_Treatment | E | 3 | E3-2 |  | Yes/No | Indicates if MCW is commingled with cooling tower blowdown | 2552 | 3059
MCW_Cmgld_CW_Once | MCW_WW_Treatment | E | 3 | E3-2 |  | Yes/No | Indicates if MCW is commingled with once through cooling water | 2553 | 3060
MCW_Cmgld_FA | MCW_WW_Treatment | E | 3 | E3-2 |  | Yes/No | Indicates if MCW is commingled with fly ash sluice water | 2554 | 3056
MCW_Cmgld_FGD | MCW_WW_Treatment | E | 3 | E3-2 |  | Yes/No | Indicates if MCW is commingled with FGD scrubber purge | 2555 | 3058
MCW_Cmgld_Other | MCW_WW_Treatment | E | 3 | E3-2 |  | Yes/No | Indicates if MCW is commingled with a process wastewater not listed | 2556 | 3061
MCW_Cmgld_Other_desc | MCW_WW_Treatment | E | 3 | E3-2 |  | Text | Description of process wastewater that is commingled with MCW, if "other" selected | 2557 | 3062
MCW_Combined_BA | MCW_Slds_Res_Gen | E | 3 | E3-8 |  | Yes/No | Indicates if the MCW residues are combined with bottom ash | 2558 | 3107
MCW_Combined_FA | MCW_Slds_Res_Gen | E | 3 | E3-8 |  | Yes/No | Indicates if the MCW residues are combined with fly ash | 2559 | 3106
MCW_Combined_FGD | MCW_Slds_Res_Gen | E | 3 | E3-8 |  | Yes/No | Indicates if the MCW residues are combined with FGD scrubber purge | 2560 | 3108
MCW_Combined_Mill | MCW_Slds_Res_Gen | E | 3 | E3-8 |  | Yes/No | Indicates if the MCW residues are combined with mill rejects | 2561 | 3109
MCW_Combined_Other | MCW_Slds_Res_Gen | E | 3 | E3-8 |  | Yes/No | Indicates if the MCW residues are combined with other solids not listed | 2562 | 3110
MCW_Combined_Other_desc | MCW_Slds_Res_Gen | E | 3 | E3-8 |  | Text | Describes the solids that MCW residues are combined with, if "other" selected | 2563 | 3111
MCW_CombinedStorage | MCW_Slds_Res_Gen | E | 3 | E3-8 |  | Text | Indicates if the MCW residues stored in a landfill or pond are stored with other solids generated at the plant | 2564 | 3105
MCW_Dest_Evap | MCW_WW_Treatment | E | 3 | E3-3 |  | Yes/No | Indicates that MCW is evaporated | 2565 | 3076
MCW_Dest_Indirect | MCW_WW_Treatment | E | 3 | E3-3 |  | Yes/No | Indicates that MCW is indirectly discharged to POTW or PrOTW | 2566 | 3075
MCW_Dest_Onsite_TS | MCW_WW_Treatment | E | 3 | E3-3 |  | Yes/No | Indicates if the MCW is transferred on-site for treatment | 2567 | 3066
MCW_Dest_Other | MCW_WW_Treatment | E | 3 | E3-3 |  | Yes/No | Indicates that the MCW destination is not listed | 2568 | 3077
MCW_Dest_Other_desc | MCW_WW_Treatment | E | 3 | E3-3 |  | Text | Description of MCW destination, if "other" selected | 2569 | 3078
MCW_Dest_Recyc | MCW_WW_Treatment | E | 3 | E3-3 |  | Yes/No | Indicates if the MCW is immediately recycled to plant process | 2570 | 3064
MCW_Dest_Recyc_desc | MCW_WW_Treatment | E | 3 | E3-3 |  | Text | Description of how the recycled MCW is reused at the plant | 2571 | 3065
MCW_Dest_SW | MCW_WW_Treatment | E | 3 | E3-3 |  | Yes/No | Indicates that the MCW is discharged to surface water | 2572 | 3073
MCW_Gen_Residues | MCW_Slds_Res_Gen | E | 3 | E3-4 |  | Text | Indicates if any residues are created from the cleaning operation | 2573 | 3083
MCW_Handling_Haul | MCW_Slds_Res_Gen | E | 3 | E3-7 |  | Yes/No | Indicates if the MCW is hauled off site | 2574 | 3099
MCW_Handling_Landfill | MCW_Slds_Res_Gen | E | 3 | E3-7 |  | Yes/No | Indicates if the MCW is landfilled | 2575 | 3089
MCW_Handling_Landfill_Perm | MCW_Slds_Res_Gen | E | 3 | E3-7 |  | Yes/No | Indicates if the MCW is landfilled, permanently | 2576 | 3090
MCW_Handling_Landfill_Temp | MCW_Slds_Res_Gen | E | 3 | E3-7 |  | Yes/No | Indicates if the MCW is landfilled, temporarily | 2577 | 3092
MCW_Handling_Other | MCW_Slds_Res_Gen | E | 3 | E3-7 |  | Yes/No | Indicates a type of MCW handling not listed | 2578 | 3101
MCW_Handling_Other_desc | MCW_Slds_Res_Gen | E | 3 | E3-7 |  | Text | Describes the type of MCW handling, if "other" selected | 2579 | 3102
MCW_Handling_Pond | MCW_Slds_Res_Gen | E | 3 | E3-7 |  | Yes/No | Indicates if the MCW is sent to a pond | 2580 | 3094
MCW_Handling_Pond_Perm | MCW_Slds_Res_Gen | E | 3 | E3-7 |  | Yes/No | Indicates if the MCW is sent to a pond, permanently | 2581 | 3095
MCW_Handling_Pond_Temp | MCW_Slds_Res_Gen | E | 3 | E3-7 |  | Yes/No | Indicates if the MCW is sent to a pond, temporarily | 2582 | 3097
MCW_Haul_TPY | MCW_Slds_Res_Gen | E | 3 | E3-7 |  | Number (Double) | Indicates the annual tonnage for MCW hauled off site | 2583 | 3100
MCW_HazResidues | MCW_Slds_Res_Gen | E | 3 | E3-5 |  | Text | Indicates if the MCW generated is always hazardous, sometimes hazardous, always non-hazardous, or unknown | 2584 | 3085
MCW_LPerm_TPY | MCW_Slds_Res_Gen | E | 3 | E3-7 |  | Number (Double) | Indicates the annual tonnage for permanently landfilled MCW | 2585 | 3091
MCW_LTemp_TPY | MCW_Slds_Res_Gen | E | 3 | E3-7 |  | Number (Double) | Indicates the annual tonnage for temporarily landfilled MCW | 2586 | 3093
MCW_Onsite_TS_ChemP | MCW_WW_Treatment | E | 3 | E3-3 |  | Yes/No | Indicates that the on-site treatment for MCW is chemical precipitation | 2587 | 3069
MCW_Onsite_TS_Other | MCW_WW_Treatment | E | 3 | E3-3 |  | Yes/No | Indicates that the on-site treatment for MCW is not listed | 2588 | 3071
MCW_Onsite_TS_Other_desc | MCW_WW_Treatment | E | 3 | E3-3 |  | Text | Description of on-site treatment for MCW, if "other" selected | 2589 | 3072
MCW_Onsite_TS_pH | MCW_WW_Treatment | E | 3 | E3-3 |  | Yes/No | Indicates that the on-site treatment for MCW is pH adjustment | 2590 | 3068
MCW_Onsite_TS_SP | MCW_WW_Treatment | E | 3 | E3-3 |  | Yes/No | Indicates that the on-site treatment for MCW is a settling pond | 2591 | 3067
MCW_Onsite_TS_Wetland | MCW_WW_Treatment | E | 3 | E3-3 |  | Yes/No | Indicates that the on-site treatment for MCW is a constructed wetland | 2592 | 3070
MCW_Other_TPY | MCW_Slds_Res_Gen | E | 3 | E3-7 |  | Number (Double) | Indicates the annual tonnage for "other" handled MCW | 2593 | 3103
MCW_PPerm_TPY | MCW_Slds_Res_Gen | E | 3 | E3-7 |  | Number (Double) | Indicates the annual tonnage for MCW permanently placed in a pond | 2594 | 3096
MCW_PTemp_TPY | MCW_Slds_Res_Gen | E | 3 | E3-7 |  | Number (Double) | Indicates the annual tonnage for MCW temporarily placed in a pond | 2595 | 3098
Mgmt_Prac_comment | PartF_Comments | F | Comments | Comment |  | Memo | Comment for Part F. | 2596 | 3367
Mgmt_Prac_comment_nmbr | PartF_Comments | F | Comments | Comment_# |  | Text | Question number comment refers to. | 2597 | 3366
mill_dispose_landfill | Coal_Processing | A | 13 | A13-15 |  | Text | Mill rejects are stored in/transferred to a landfill reported in Table A-6 | 2598 | 813
mill_dispose_landfill_tpd | Coal_Processing | A | 13 | A13-15 |  | Number (Double) | The amount of mill rejects in tons per day that are stored in/transferred to a landfill. | 2599 | 814
mill_dispose_offsite | Coal_Processing | A | 13 | A13-15 |  | Text | Mill rejects are hauled off site for disposal. | 2600 | 815
mill_dispose_offsite_tpd | Coal_Processing | A | 13 | A13-15 |  | Number (Double) | The amount of mill rejects in tons per day that are hauled off site for disposal. | 2601 | 816
mill_dispose_other | Coal_Processing | A | 13 | A13-15 |  | Text | Mill rejects are transferred to another destination. | 2602 | 817
mill_dispose_other_desc | Coal_Processing | A | 13 | A13-15 |  | Text | Description of the other destination that mill rejects are transferred to. | 2603 | 818
mill_dispose_other_tpd | Coal_Processing | A | 13 | A13-15 |  | Number (Double) | The amount of mill rejects in tons per day that are transferred to this other destination. | 2604 | 819
mill_dispose_pond | Coal_Processing | A | 13 | A13-15 |  | Text | Mill rejects are stored in/transferred to a pond/impoundment reported in Table A-4. | 2605 | 808
mill_dispose_pond_ba | Coal_Processing | A | 13 | A13-15 |  | Text | Mill rejects are combined with bottom ash in pond/impoundment. | 2606 | 811
mill_dispose_pond_fa | Coal_Processing | A | 13 | A13-15 |  | Text | Mill rejects are combined with fly ash in pond/impoundment. | 2607 | 810
mill_dispose_pond_no_ash | Coal_Processing | A | 13 | A13-15 |  | Text | Mill rejects are not combined with fly or bottom ash in pond/impoundment. | 2608 | 812
mill_dispose_pond_tpd | Coal_Processing | A | 13 | A13-15 |  | Number (Double) | The amount of mill rejects in tons per day that are stored in/transferred to a pond/impoundment. | 2609 | 809
mill_pyritic | Coal_Processing | A | 13 | A13-14 |  | Text | Response to whether mill rejects pyritic. | 2610 | 806
mill_sluice | Coal_Processing | A | 13 | A13-12 |  | Text | Yes/no response to whether mill rejects sluiced in 2009. | 2611 | 799
mill_sluice_amt | Coal_Processing | A | 13 | A13-12 |  | Number (Double) | The volume of mill rejects sluice water generated in 2009. | 2612 | 800
mill_sluice_commingle | Coal_Processing | A | 13 | A13-13 |  | Text | Response to whether mill rejects were sluiced separately or were sluiced with fly and/or bottom ash. | 2613 | 804
mill_sluice_day | Coal_Processing | A | 13 | A13-12 |  | Number (Double) | The number of days mill rejects sluice water was generated in 2009. | 2614 | 802
mill_sluice_unit | Coal_Processing | A | 13 | A13-12 |  | Text | The units the volume of mill rejects sluice water generated in 2009 is in. | 2615 | 801
mixzone | Plant_Outfalls | A | 2.2 | A2-9 |  | Text | The yes/no answer to whether a mixing zone has been applied to the outfall. | 2616 | 172
mon_data_scrub_purge | FGD_Monitoring_Data | B | 6 | B6-1 |  | Text | Plant collected monitoring data for untreated FGD scrubber purge (or slurry discharge) in the 12 months prior to receiving this questionnaire | 2617 | 1156
naics_primary | Plant_General | A | 1.2 | A1-10 |  | Text | Primary six-digit North American Industry Classification System (NAICS) codes that best describe the plant’s activities. | 2618 | 85
naics_secondary | Plant_General | A | 1.2 | A1-10 |  | Text | Secondary six-digit NAICS codes that best describe the plant’s activities. | 2619 | 86
naics_tertiary | Plant_General | A | 1.2 | A1-10 |  | Text | Tertiary six-digit NAICS codes that best describe the plant’s activities. | 2620 | 87
No_Bid_Explanation | WWT_System_Information | D | 5.1 | D5-10 |  | Text | Explanation of why plant has not attached bid proposal. | 2621 | 2841
nox_low | NOx_Controls | A | 9 | A9-1 | Table A-12 | Text | The type of NOx control system is a Low NOx burner. | 2622 | 468
nox_low_install_mo | NOx_Controls | A | 9 | A9-1 | Table A-12 | Text | Month of installation of the Low NOx burner control system. | 2623 | 470
nox_low_install_yr | NOx_Controls | A | 9 | A9-1 | Table A-12 | Text | Year of installation of the Low NOx burner control system. | 2624 | 471
nox_low_status | NOx_Controls | A | 9 | A9-1 | Table A-12 | Text | Status of the Low NOx burner control system (operating/planned). | 2625 | 469
nox_oa | NOx_Controls | A | 9 | A9-1 | Table A-12 | Text | The type of NOx control system is overfire air. | 2626 | 464
nox_oa_install_mo | NOx_Controls | A | 9 | A9-1 | Table A-12 | Text | Month of installation of the overfire air NOx control system. | 2627 | 466
nox_oa_install_yr | NOx_Controls | A | 9 | A9-1 | Table A-12 | Text | Year of installation of the overfire air NOx control system. | 2628 | 467
nox_oa_status | NOx_Controls | A | 9 | A9-1 | Table A-12 | Text | Status of the overfire air NOx control system (operating/planned). | 2629 | 465
nox_other | NOx_Controls | A | 9 | A9-1 | Table A-12 | Text | The type of NOx control system is not listed (other). | 2630 | 472
nox_other_desc | NOx_Controls | A | 9 | A9-1 | Table A-12 | Text | A description of the NOx burner control system. | 2631 | 473
nox_other_install_mo | NOx_Controls | A | 9 | A9-1 | Table A-12 | Text | Month of installation of the NOx control system. | 2632 | 475
nox_other_install_yr | NOx_Controls | A | 9 | A9-1 | Table A-12 | Text | Year of installation of the NOx control system. | 2633 | 476
nox_other_status | NOx_Controls | A | 9 | A9-1 | Table A-12 | Text | Status of the NOx control system (operating/planned). | 2634 | 474
nox_scr | NOx_Controls | A | 9 | A9-1 | Table A-12 | Text | The type of NOx control system is SCR. | 2635 | 456
nox_scr_install_mo | NOx_Controls | A | 9 | A9-1 | Table A-12 | Text | Month of installation of the SCR NOx control system.. | 2636 | 458
nox_scr_install_yr | NOx_Controls | A | 9 | A9-1 | Table A-12 | Text | Year of installation of the SCR NOx control system.. | 2637 | 459
nox_scr_status | NOx_Controls | A | 9 | A9-1 | Table A-12 | Text | Status of the SCR NOx control system. | 2638 | 457
nox_sncr | NOx_Controls | A | 9 | A9-1 | Table A-12 | Text | The type of NOx control system is SNCR. | 2639 | 460
nox_sncr_install_mo | NOx_Controls | A | 9 | A9-1 | Table A-12 | Text | Month of installation of the SNCR NOx control system. | 2640 | 462
nox_sncr_install_yr | NOx_Controls | A | 9 | A9-1 | Table A-12 | Text | Year of installation of the SNCR NOx control system. | 2641 | 463
nox_sncr_status | NOx_Controls | A | 9 | A9-1 | Table A-12 | Text | Status of the SNCR NOx control system (operating/planned). | 2642 | 461
NPDES_pend | Plant_IDs_Pend_Permits | A | 2.1 | A2-4 | Table A-2 | Text | The yes/no answer to whether the plant's National Pollutant Discharge Elimination System (NPDES) permit is under development. | 2643 | 134
NUC_1 | Nuc_WW_Treat | H | 3 | H3-2 |  | Text | Designates whether the wastewater treatment system treats this process wastewater (QH3-2) | 2644 | 3246
NUC_10 | Nuc_WW_Treat | H | 3 | H3-2 |  | Text | Designates whether the wastewater treatment system treats this process wastewater | 2645 | 3255
NUC_11 | Nuc_WW_Treat | H | 3 | H3-2 |  | Text | Designates whether the wastewater treatment system treats this process wastewater | 2646 | 3256
NUC_12 | Nuc_WW_Treat | H | 3 | H3-2 |  | Text | Designates whether the wastewater treatment system treats this process wastewater | 2647 | 3257
NUC_13 | Nuc_WW_Treat | H | 3 | H3-2 |  | Text | Designates whether the wastewater treatment system treats this process wastewater | 2648 | 3258
NUC_14 | Nuc_WW_Treat | H | 3 | H3-2 |  | Text | Designates whether the wastewater treatment system treats this process wastewater | 2649 | 3259
NUC_15 | Nuc_WW_Treat | H | 3 | H3-2 |  | Text | Designates whether the wastewater treatment system treats this process wastewater | 2650 | 3260
NUC_16 | Nuc_WW_Treat | H | 3 | H3-2 |  | Text | Designates whether the wastewater treatment system treats this process wastewater | 2651 | 3261
NUC_17 | Nuc_WW_Treat | H | 3 | H3-2 |  | Text | Designates whether the wastewater treatment system treats this process wastewater | 2652 | 3262
NUC_18 | Nuc_WW_Treat | H | 3 | H3-2 |  | Text | Designates whether the wastewater treatment system treats this process wastewater | 2653 | 3263
NUC_19 | Nuc_WW_Treat | H | 3 | H3-2 |  | Text | Designates whether the wastewater treatment system treats this process wastewater | 2654 | 3264
NUC_2 | Nuc_WW_Treat | H | 3 | H3-2 |  | Text | Designates whether the wastewater treatment system treats this process wastewater | 2655 | 3247
NUC_20 | Nuc_WW_Treat | H | 3 | H3-2 |  | Text | Designates whether the wastewater treatment system treats this process wastewater | 2656 | 3265
NUC_21 | Nuc_WW_Treat | H | 3 | H3-2 |  | Text | Designates whether the wastewater treatment system treats this process wastewater | 2657 | 3266
NUC_22 | Nuc_WW_Treat | H | 3 | H3-2 |  | Text | Designates whether the wastewater treatment system treats this process wastewater | 2658 | 3267
NUC_23 | Nuc_WW_Treat | H | 3 | H3-2 |  | Text | Designates whether the wastewater treatment system treats this process wastewater | 2659 | 3268
NUC_24 | Nuc_WW_Treat | H | 3 | H3-2 |  | Text | Designates whether the wastewater treatment system treats this process wastewater | 2660 | 3269
NUC_25 | Nuc_WW_Treat | H | 3 | H3-2 |  | Text | Designates whether the wastewater treatment system treats this process wastewater | 2661 | 3270
NUC_26 | Nuc_WW_Treat | H | 3 | H3-2 |  | Text | Designates whether the wastewater treatment system treats this process wastewater | 2662 | 3271
NUC_27 | Nuc_WW_Treat | H | 3 | H3-2 |  | Text | Designates whether the wastewater treatment system treats this process wastewater | 2663 | 3272
NUC_28 | Nuc_WW_Treat | H | 3 | H3-2 |  | Text | Designates whether the wastewater treatment system treats this process wastewater | 2664 | 3273
NUC_29 | Nuc_WW_Treat | H | 3 | H3-2 |  | Text | Designates whether the wastewater treatment system treats this process wastewater | 2665 | 3274
NUC_3 | Nuc_WW_Treat | H | 3 | H3-2 |  | Text | Designates whether the wastewater treatment system treats this process wastewater | 2666 | 3248
NUC_30 | Nuc_WW_Treat | H | 3 | H3-2 |  | Text | Designates whether the wastewater treatment system treats this process wastewater | 2667 | 3275
NUC_31 | Nuc_WW_Treat | H | 3 | H3-2 |  | Text | Designates whether the wastewater treatment system treats this process wastewater | 2668 | 3276
NUC_32 | Nuc_WW_Treat | H | 3 | H3-2 |  | Text | Designates whether the wastewater treatment system treats this process wastewater | 2669 | 3277
NUC_33 | Nuc_WW_Treat | H | 3 | H3-2 |  | Text | Designates whether the wastewater treatment system treats this process wastewater | 2670 | 3278
NUC_34 | Nuc_WW_Treat | H | 3 | H3-2 |  | Text | Designates whether the wastewater treatment system treats this process wastewater | 2671 | 3279
NUC_35 | Nuc_WW_Treat | H | 3 | H3-2 |  | Text | Designates whether the wastewater treatment system treats this process wastewater | 2672 | 3280
NUC_36 | Nuc_WW_Treat | H | 3 | H3-2 |  | Text | Designates whether the wastewater treatment system treats this process wastewater | 2673 | 3281
NUC_4 | Nuc_WW_Treat | H | 3 | H3-2 |  | Text | Designates whether the wastewater treatment system treats this process wastewater | 2674 | 3249
NUC_5 | Nuc_WW_Treat | H | 3 | H3-2 |  | Text | Designates whether the wastewater treatment system treats this process wastewater | 2675 | 3250
NUC_6 | Nuc_WW_Treat | H | 3 | H3-2 |  | Text | Designates whether the wastewater treatment system treats this process wastewater | 2676 | 3251
NUC_7 | Nuc_WW_Treat | H | 3 | H3-2 |  | Text | Designates whether the wastewater treatment system treats this process wastewater | 2677 | 3252
NUC_8 | Nuc_WW_Treat | H | 3 | H3-2 |  | Text | Designates whether the wastewater treatment system treats this process wastewater | 2678 | 3253
NUC_9 | Nuc_WW_Treat | H | 3 | H3-2 |  | Text | Designates whether the wastewater treatment system treats this process wastewater | 2679 | 3254
nuc_unit_onsite | Plant_General | A | 5 | A5-2 |  | Text | The plant did not attach a diagram because nuclear unit(s) on-site. | 2680 | 125
nuc_wastewater_desc | Nuc_Wastewaters | H | 1 | H1-3 | Table H-1 | Text | Description of nuclear process wastewater | 2681 | 3200
nuc_wastewater_desc_other | Nuc_Wastewaters | H | 1 | H1-3 | Table H-1 | Text | Description of nuclear process wastewater if other was selected as the nuc_wastewater_desc | 2682 | 3201
nuc_wastewater_ID | Nuc_WW_Generation | H | 2 | Wastewater_ID | Table H-2 | Text | Nuclear process wastewater ID | 2683 | 3215
nuc_wastewater_ID | Nuc_Wastewaters | H | 1 | H1-3 | Table H-1 | Text | Nuclear process wastewater ID | 2684 | 3198
nuc_wwts_name | Nuc_WW_Treat | H | 3 | WWTS_name |  | Text | Nuclear wastewater treatment system name | 2685 | 3242
nuc_wwts_name | Nuc_WWTS_Technology | H | 3 | WWTS_name | Table H-3 | Text | Nuclear wastewater treatment system name | 2686 | 3308
nuc_wwts_name | Nuc_WWTS_Technology | H | 3 | WWTS_name | Table H-5 | Text | Nuclear wastewater treatment system name | 2687 | 3339
nuclear_fuel | Nuc_General | H | 1 | H1-1 |  | Text | The yes/no answer to whether the plant operated one or more units using nuclear energy as the fuel source to generate electricity in 2009 (QH1-1) | 2688 | 3194
OM_Chemicals_Annual | Pond_WWT_OandM | D | 6.1 | D6-2 | Table D-14 | Number (Double) | Annual chemical costs in 2009. | 2689 | 2933
OM_Energy_Other_Annual | Pond_WWT_OandM | D | 6.1 | D6-2 | Table D-14 | Number (Double) | Annual other energy costs in 2009, for energy other than pumping. | 2690 | 2937
OM_Energy_Other_Consump_kWh/h | Pond_WWT_OandM | D | 6.1 | D6-2 | Table D-14 | Number (Double) | Energy, used for other than pumping, consumption rate in 2009, kWh per hour. | 2691 | 2939
OM_Energy_Other_kWh | Pond_WWT_OandM | D | 6.1 | D6-2 | Table D-14 | Number (Double) | Rate of other energy consumed in 2009, dollars per kWh. | 2692 | 2938
OM_Energy_Pump_Annual | Pond_WWT_OandM | D | 6.1 | D6-2 | Table D-14 | Number (Double) | Annual energy used to power pumping costs in 2009. | 2693 | 2934
OM_Energy_Pump_Consump_kWh/h | Pond_WWT_OandM | D | 6.1 | D6-2 | Table D-14 | Number (Double) | Energy, for pumping power, consumption rate in 2009, kWh per hour. | 2694 | 2936
OM_Energy_Pump_kWh | Pond_WWT_OandM | D | 6.1 | D6-2 | Table D-14 | Number (Double) | Rate of energy consumed to power pumping in 2009, dollars per kWh. | 2695 | 2935
OM_HazDrdg_Annual | Pond_WWT_OandM | D | 6.1 | D6-2 | Table D-14 | Number (Double) | Annual cost to dispose of dredged hazardous waste. | 2696 | 2943
OM_HazDrgd_Rate | Pond_WWT_OandM | D | 6.1 | D6-2 | Table D-14 | Number (Double) | Rate of disposal of dredged hazardous sludge, in dollars per gallon or ton. | 2697 | 2944
OM_HazDrgd_Rate_Per | Pond_WWT_OandM | D | 6.1 | D6-2 | Table D-14 | Text | Gallon/ton, units selected for the rate of disposal of dredged hazardous sludge. | 2698 | 2945
OM_HazLandfill_Annual | Pond_WWT_OandM | D | 6.1 | D6-2 | Table D-14 | Number (Double) | Annual cost to dispose of landfilled hazardous waste in 2009. | 2699 | 2946
OM_HazLandfill_Rate | Pond_WWT_OandM | D | 6.1 | D6-2 | Table D-14 | Number (Double) | Rate of disposal of landfilled hazardous waste, in dollars per gallon or ton. | 2700 | 2947
OM_HazLandfill_Rate_Per | Pond_WWT_OandM | D | 6.1 | D6-2 | Table D-14 | Text | Gallon/ton, units selected for rate of disposal of landfilled hazardous sludge. | 2701 | 2948
OM_MLabor_Annual | Pond_WWT_OandM | D | 6.1 | D6-2 | Table D-14 | Number (Double) | Annual maintenance labor costs in 2009. | 2702 | 2927
OM_MLabor_Rate_Hours | Pond_WWT_OandM | D | 6.1 | D6-2 | Table D-14 | Number (Double) | Average rate of maintenance labor in 2009, dollars per hour. | 2703 | 2928
OM_MLabor_Staffing_dpy | Pond_WWT_OandM | D | 6.1 | D6-2 | Table D-14 | Number (Double) | Maintenance labor staffing rate in 2009, days per year. | 2704 | 2931
OM_MLabor_Staffing_hpd | Pond_WWT_OandM | D | 6.1 | D6-2 | Table D-14 | Number (Double) | Maintenance labor staffing rate in 2009, hours per day. | 2705 | 2930
OM_MLabor_Staffing_Workers | Pond_WWT_OandM | D | 6.1 | D6-2 | Table D-14 | Number (Double) | Maintenance labor staffing rate in 2009, number of workers. | 2706 | 2929
OM_MMaterials_Annual | Pond_WWT_OandM | D | 6.1 | D6-2 | Table D-14 | Number (Double) | Annual maintenance materials costs in 2009. | 2707 | 2932
OM_NonHazDrgd_Annual | Pond_WWT_OandM | D | 6.1 | D6-2 | Table D-14 | Number (Double) | Annual cost to dispose of dredged nonhazardous sludge in 2009. | 2708 | 2949
OM_NonHazDrgd_Rate | Pond_WWT_OandM | D | 6.1 | D6-2 | Table D-14 | Number (Double) | Rate of disposal of dredged nonhazardous sludge, in dollars per gallon or ton. | 2709 | 2950
OM_NonHazDrgd_Rate_Per | Pond_WWT_OandM | D | 6.1 | D6-2 | Table D-14 | Text | Gallon/ton, units selected for rate of disposal of dredged nonhazardous sludge. | 2710 | 2951
OM_NonHazLandfill_Annual | Pond_WWT_OandM | D | 6.1 | D6-2 | Table D-14 | Number (Double) | Annual cost to dispose of landfilled nonhazardous sludge in 2009. | 2711 | 2952
OM_NonHazLandfill_Rate | Pond_WWT_OandM | D | 6.1 | D6-2 | Table D-14 | Number (Double) | Rate of disposal of landfilled nonhazardous sludge, in dollars per gallon or ton. | 2712 | 2953
OM_NonHazLandfill_Rate_Per | Pond_WWT_OandM | D | 6.1 | D6-2 | Table D-14 | Text | Gallon/ton, units selected for rate of disposal of landfilled nonhazardous sludge. | 2713 | 2954
OM_Opr_Annual | Pond_WWT_OandM | D | 6.1 | D6-2 | Table D-14 | Number (Double) | Annual operating labor costs in 2009. | 2714 | 2922
OM_Opr_Rate_Hours | Pond_WWT_OandM | D | 6.1 | D6-2 | Table D-14 | Number (Double) | Average rate of operating labor in 2009, per hour. | 2715 | 2923
OM_Opr_Staffing_dpy | Pond_WWT_OandM | D | 6.1 | D6-2 | Table D-14 | Number (Double) | Operating labor staffing rate in 2009, days per year. | 2716 | 2926
OM_Opr_Staffing_hpd | Pond_WWT_OandM | D | 6.1 | D6-2 | Table D-14 | Number (Double) | Operating labor staffing rate in 2009, hours per day. | 2717 | 2925
OM_Opr_Staffing_Workers | Pond_WWT_OandM | D | 6.1 | D6-2 | Table D-14 | Number (Double) | Operating labor staffing rate in 2009, dollars number of workers. | 2718 | 2924
OM_Other1 | Pond_WWT_OandM | D | 6.1 | D6-2 | Table D-14 | Text | Description of first operating and maintenance cost considered 'other'. | 2719 | 2955
OM_Other1_Annual | Pond_WWT_OandM | D | 6.1 | D6-2 | Table D-14 | Number (Double) | Annual cost of first 'other' O&M cost. | 2720 | 2956
OM_Other2 | Pond_WWT_OandM | D | 6.1 | D6-2 | Table D-14 | Text | Description of second operating and maintenance cost considered 'other'. | 2721 | 2957
OM_Other2_Annual | Pond_WWT_OandM | D | 6.1 | D6-2 | Table D-14 | Number (Double) | Annual cost of second 'other' O&M cost. | 2722 | 2958
OM_Steam_Annual | Pond_WWT_OandM | D | 6.1 | D6-2 | Table D-14 | Number (Double) | Annual steam costs in 2009. | 2723 | 2940
OM_Steam_Consump_pounds/hr | Pond_WWT_OandM | D | 6.1 | D6-2 | Table D-14 | Number (Double) | Steam consumption rate in 2009, in pounds per hour. | 2724 | 2942
OM_Steam_pounds | Pond_WWT_OandM | D | 6.1 | D6-2 | Table D-14 | Number (Double) | Rate of steam consumed in 2009, dollars per pound. | 2725 | 2941
OM_Total_Annual | Pond_WWT_OandM | D | 6.1 | D6-2 | Table D-14 | Number (Double) | Total annual operating and maintenance cost in 2009. | 2726 | 2959
OngoingStudies | WWT_Study | D | 2 | D2-2 |  | Text | Yes/no if any studies are ongoing. | 2727 | 2597
Op_Pond | Treatment_General | D | 1 | D2-6 |  | Text | Yes/no if the plant operates or plans to operate any ponds/impoundment systems for process wastewaters from ash handling or FGD operations. | 2728 | 2582
Op_System | Treatment_General | D | 1 | D2-5 |  | Text | Yes/no if the plant operates or plans to operate any systems for the treatment of process wastewater from ash handling or FGD operations. | 2729 | 2580
Op_WWT | Treatment_General | D | 1 | D2-7 |  | Text | Yes/no if the plant operates or plans to operate any systems (excluding ponds/impoundments) for process wastewaters from ash handling or FGD operations. | 2730 | 2584
operate_2009 | SE_Units_Operating | A | 6 | A6-1 | Table A-8 | Text | The yes/no answer to whether the steam electric unit operated in 2009. | 2731 | 282
operate_2009_days | SE_Units_Operating | A | 6 | A6-1 | Table A-8 | Number (Double) | The number of days that the steam electric unit operated in 2009. | 2732 | 283
Operation | MCW_Chem | E | 2 | E2-1 | Table E-1 | Text | Description of Operation IDs for MCW (with chemicals) operations assigned in Table E-1 | 2733 | 2995
Operation | MCW_No_Chem | E | 2 | E2-2 | Table E-2 | Text | Description of Operation IDs for MCW (wo chemicals) operations assigned in Table E-2 | 2734 | 3036
Operation_ID | MCW_WW_Treatment | E | 3 | Operation_ID |  | Text | Operation IDs for MCW operations assigned in Tables E-1 and E-2 | 2735 | 3051
Operation_ID | MCW_Slds_Res_Gen | E | 3 | Operation_ID |  | Text | Operation IDs for MCW operations assigned in Tables E-1 and E-2 | 2736 | 3081
Operation_ID | MCW_Chem | E | 2 | E2-1 | Table E-1 | Text | Operation IDs for MCW (with chemicals) operations assigned in Table E-1 | 2737 | 2994
Operation_ID | MCW_No_Chem | E | 2 | E2-2 | Table E-2 | Text | Operation IDs for MCW (wo chemicals) operations assigned in Table E-2 | 2738 | 3035
Oprtn_ocurr_wChem | MCW_Chem | E | 2 | E2-1 | Table E-1 | Text | Designates whether the metal cleaning operation (with chemicals) occurs at the Plant | 2739 | 2996
Oprtn_ocurr_woChem | MCW_No_Chem | E | 2 | E2-2 | Table E-2 | Text | Designates whether the metal cleaning operation (wo chemicals) occurs at the Plant | 2740 | 3037
other_acre_1 | Ash_General | C | 1 | C1-2 | Table C-1 | Number (Double) | Total acreage of first additional type of unusable land | 2741 | 1481
other_acre_2 | Ash_General | C | 1 | C1-2 | Table C-1 | Number (Double) | Total acreage of second additional type of unusable land | 2742 | 1483
other_type_1 | Ash_General | C | 1 | C1-2 | Table C-1 | Text | Description of first additional type of unusable land | 2743 | 1480
other_type_2 | Ash_General | C | 1 | C1-2 | Table C-1 | Text | Description of second additional type of unusable land | 2744 | 1482
OtherStudies | WWT_Study | D | 2 | D2-4 |  | Memo | Description of ash or FGD technology studies not covered in D2-1 through D2-3 (i.e. bench scale). | 2745 | 2602
oufall_name | Plant_Outfalls | A | 2.2 | A2-5 |  | Text | Name of the outfall. | 2746 | 150
oufall_type | Plant_Outfalls | A | 2.2 | A2-6 |  | Text | The response to whether the outfall is an internal outflow or external outflow. | 2747 | 163
outfall_dpy | Plant_Outfalls | A | 2.2 | A2-5 |  | Number (Double) | Outfall's discharge flow in days per year. | 2748 | 161
outfall_gpd | Plant_Outfalls | A | 2.2 | A2-5 |  | Number (Double) | Outfall's discharge flow in gallons per day. | 2749 | 158
outfall_gpm | Plant_Outfalls | A | 2.2 | A2-5 |  | Number (Double) | Outfall's discharge flow in gallons per minute. | 2750 | 159
outfall_gpy | Plant_Outfalls | A | 2.2 | A2-5 |  | Number (Double) | Outfall's discharge flow in gallons per year. | 2751 | 157
outfall_hpd | Plant_Outfalls | A | 2.2 | A2-5 |  | Number (Double) | Outfall's discharge flow in hours per day. | 2752 | 160
outfall_lat_deg | Plant_Outfalls | A | 2.2 | A2-5 |  | Number (Double) | The degrees coordinate of the outfall's latitude. | 2753 | 151
outfall_lat_min | Plant_Outfalls | A | 2.2 | A2-5 |  | Number (Double) | The minutes coordinate of the outfall's latitude. | 2754 | 152
outfall_lat_sec | Plant_Outfalls | A | 2.2 | A2-5 |  | Number (Double) | The seconds coordinate of the outfall's latitude. | 2755 | 153
outfall_long_deg | Plant_Outfalls | A | 2.2 | A2-5 |  | Number (Double) | The degrees coordinate of the outfall's longitude. | 2756 | 154
outfall_long_min | Plant_Outfalls | A | 2.2 | A2-5 |  | Number (Double) | The minutes coordinate of the outfall's longitude. | 2757 | 155
outfall_long_sec | Plant_Outfalls | A | 2.2 | A2-5 |  | Number (Double) | The seconds coordinate of the outfall's longitude. | 2758 | 156
Outfall_number | Plant_Outfalls | A | 2.2 | Outfall_Number |  | Text | Plant's outfall number. | 2759 | 148
Outfall_number | Plant_Outfalls_Flow | A | 2.2 | Outfall_Number | Table A-3 | Text | Plant's outfall number. | 2760 | 174
Outfall_number | Pond_Leachate_Coll_Sys | F | 2 | F2-7 |  | Text | The NPDES permitted outfall number for the surface water the leachate is discharged to. | 2761 | 3420
Outfall_number | Fly_Ash_Wet_Vacuum | C | 2.1 | C2-8 |  | Text | Wet vacuum water discharged to surface water outfall number | 2762 | 1559
Outfall_number | MCW_WW_Treatment | E | 3 | E3-3 |  | Text | Indicates the outfall number, if MCW is discharged to surface water | 2763 | 3074
Outfall_number | Nuc_WW_Treat | H | 3 | H3-6 |  | Text | NPDES outfall number for the discharge of treated process wastewater | 2764 | 3296
Outfall_number | Btm_Ash_Solids_Rmvl | C | 3.1 | C3-10 |  | Text | SW Outfall number that wastewater overflow is discharged to | 2765 | 2082
Outfall_number | Btm_Ash_Mech_Drag | C | 3.1 | C3-14 |  | Text | Outfall number of MDS wastewater overflow discharge | 2766 | 2106
Outfall_number | Landfill_Leachate_Dest | F | 3.1 | F3-14 |  | Text | The NPDES permitted outfall number for the surface water the leachate is discharged to. | 2767 | 3527
Outfall_number | Landfill_Storm_Dest | F | 3.1 | F3-17 |  | Text | The NPDES permitted outfall number for the surface water receiving the conveyed stormwater runoff. | 2768 | 3547
Outfall_number | Landfill_Storm_Dest | F | 3.1 | F3-19 |  | Text | The NPDES permitted outfall number for the surface water receiving the conveyed stormwater runoff. | 2769 | 3567
Outfall_number | LTS_Opr | F | 4.1 | F4-1 | Table F-5 | Text | Outfall number associated with the operating leachate treatment system. | 2770 | 3627
Outfall_number | LTS_Pln | F | 4.1 | F4-1 | Table F-5 | Text | Outfall number associated with the planned leachate treatment system. | 2771 | 3637
Outfall_number | FGD_Wastewater_Treatment | B | 7 | B7-5 |  | Text | NPDES outfall number | 2772 | 1231
Outfall_number | FGD_Gypsum_Related_Water | B | 7 | B7-7 |  | Text | NPDES outfall number | 2773 | 1262
Outfall_number | SCR_Catalyst_Regen_Plant | A | 9 | A9-6 |  | Text | The NPDES permitted outfall number in which the SCR catalyst regeneration wastewater is discharged to. | 2774 | 526
Outfall_number | SCR_Catalyst_Wash | A | 9 | A9-11 |  | Text | The NPDES permitted outfall number for the surface water that the SCR catalyst washing wastewater is discharged to. | 2775 | 560
Outfall_number | Wet_ESP_WW | A | 12 | A12-5 |  | Text | The NPDES permitted outfall number to which the wet ESP wastewater is discharged. | 2776 | 704
outfall_per_ba_sluice | Plant_Outfalls_Flow | A | 2.2 | A2-10 | Table A-3 | Number (Double) | Percent contribution from bottom ash sluice outfall flow. | 2777 | 178
outfall_per_coal_runoff | Plant_Outfalls_Flow | A | 2.2 | A2-10 | Table A-3 | Number (Double) | Percent contribution from the coal pile runoff. | 2778 | 181
outfall_per_CW | Plant_Outfalls_Flow | A | 2.2 | A2-10 | Table A-3 | Number (Double) | Percent contribution from cooling water outfall flow. | 2779 | 176
outfall_per_fa_sluice | Plant_Outfalls_Flow | A | 2.2 | A2-10 | Table A-3 | Number (Double) | Percent contribution from fly ash sluice outfall flow. | 2780 | 177
outfall_per_FGD_scrub | Plant_Outfalls_Flow | A | 2.2 | A2-10 | Table A-3 | Number (Double) | Percent contribution from FGD scrubber wastewater (slurry blowdown or scrubber purge) outfall flow. | 2781 | 179
outfall_per_leachate | Plant_Outfalls_Flow | A | 2.2 | A2-10 | Table A-3 | Number (Double) | Percent contribution of leachate from coal combustion residue landfills or ponds/impoundments. | 2782 | 180
outfall_per_mcw | Plant_Outfalls_Flow | A | 2.2 | A2-10 | Table A-3 | Number (Double) | Percent contribution from metal cleaning waste outfall flow. | 2783 | 182
outfall_per_other | Plant_Outfalls_Flow | A | 2.2 | A2-10 | Table A-3 | Number (Double) | Percent contribution from an other type of outfall flow, not already identified. | 2784 | 184
outfall_per_stormwater | Plant_Outfalls_Flow | A | 2.2 | A2-10 | Table A-3 | Number (Double) | Percent contribution from storm water. | 2785 | 183
parking_acre | Ash_General | C | 1 | C1-2 | Table C-1 | Number (Double) | Total acreage of parking lots | 2786 | 1473
pd_desc | Pond_General | A | 3 | A3-2 | Table A-4 | Text | Plant’s name for the pond/impoundment unit. | 2788 | 203
pd_dist | Pond_General | A | 3 | A3-2 | Table A-4 | Number (Double) | Closest distance to nearest surface water in feet. | 2789 | 212
pd_inactive | Pond_General | A | 3 | A3-2 | Table A-4 | Text | The Yes/No response to if the pond is inactive. | 2790 | 214
pd_lat_deg | Pond_General | A | 3 | A3-2 | Table A-4 | Number (Double) | The latitude degrees of the geographical coordinates of the pond outlet. | 2791 | 204
pd_lat_min | Pond_General | A | 3 | A3-2 | Table A-4 | Number (Double) | The latitude minutes of the geographical coordinates of the pond outlet. | 2792 | 205
pd_lat_sec | Pond_General | A | 3 | A3-2 | Table A-4 | Number (Double) | The latitude seconds of the geographical coordinates of the pond outlet. | 2793 | 206
pd_leachate_collect | Pond_General | A | 3 | A3-2 | Table A-4 | Text | The Yes/No response to if the leachate is collected. | 2794 | 211
pd_lined | Pond_General | A | 3 | A3-2 | Table A-4 | Text | The Yes/No response to if the pond is lined. | 2795 | 210
pd_long_deg | Pond_General | A | 3 | A3-2 | Table A-4 | Number (Double) | The longitude degrees of the geographical coordinates of the pond outlet. | 2796 | 207
pd_long_min | Pond_General | A | 3 | A3-2 | Table A-4 | Number (Double) | The longitude minutes of the geographical coordinates of the pond outlet. | 2797 | 208
pd_long_sec | Pond_General | A | 3 | A3-2 | Table A-4 | Number (Double) | The longitude seconds of the geographical coordinates of the pond outlet. | 2798 | 209
pd_online_yr | Pond_General | A | 3 | A3-2 | Table A-4 | Number (Double) | Year pond was initially brought online or is planned to be brought online. | 2799 | 213
pd_status | Pond_General | A | 3 | A3-2 | Table A-4 | Text | Pond/Impoundment Unit ID | 2800 | 202
pd_stor_ba | Pond_Storage | A | 3 | A3-3 | Table A-5 | Text | The solid waste stored, treated, and/ or disposed of in the pond/impoundment unit identified is bottom ash. | 2801 | 219
pd_stor_Ca_Sulfite | Pond_Storage | A | 3 | A3-3 | Table A-5 | Text | The solid waste stored, treated, and/ or disposed of in the pond/impoundment unit identified is FGD calcium sulfite (not pozzolanic). | 2802 | 222
pd_stor_dryFGD | Pond_Storage | A | 3 | A3-3 | Table A-5 | Text | The solid waste stored, treated, and/ or disposed of in the pond/impoundment unit identified are solids from dry FGD. | 2803 | 224
pd_stor_fa | Pond_Storage | A | 3 | A3-3 | Table A-5 | Text | The solid waste stored, treated, and/ or disposed of in the pond/impoundment unit identified is fly ash. | 2804 | 220
pd_stor_gypsum | Pond_Storage | A | 3 | A3-3 | Table A-5 | Text | The solid waste stored, treated, and/ or disposed of in the pond/impoundment unit identified is FGD calcium sulfate (gypsum). | 2805 | 221
pd_stor_other1 | Pond_Storage | A | 3 | A3-3 | Table A-5 | Text | The specification of another way the solid waste stored, treated, and/ or disposed of in the pond/impoundment unit identified. | 2806 | 225
pd_stor_other2 | Pond_Storage | A | 3 | A3-3 | Table A-5 | Text | The specification of another way the solid waste stored, treated, and/ or disposed of in the pond/impoundment unit identified. | 2807 | 226
pd_stor_other3 | Pond_Storage | A | 3 | A3-3 | Table A-5 | Text | The specification of another way the solid waste stored, treated, and/ or disposed of in the pond/impoundment unit identified. | 2808 | 227
pd_stor_other4 | Pond_Storage | A | 3 | A3-3 | Table A-5 | Text | The specification of another way the solid waste stored, treated, and/ or disposed of in the pond/impoundment unit identified. | 2809 | 228
pd_stor_pozz | Pond_Storage | A | 3 | A3-3 | Table A-5 | Text | The solid waste stored, treated, and/ or disposed of in the pond/impoundment unit identified is FGD pozzolanic material. | 2810 | 223
pd_stor_procWW1 | Pond_Storage | A | 3 | A3-3 | Table A-5 | Text | Process wastewater type. | 2811 | 229
pd_stor_procWW2 | Pond_Storage | A | 3 | A3-3 | Table A-5 | Text | Process wastewater type. | 2812 | 230
pd_stor_procWW3 | Pond_Storage | A | 3 | A3-3 | Table A-5 | Text | Process wastewater type. | 2813 | 231
pd_stor_procWW4 | Pond_Storage | A | 3 | A3-3 | Table A-5 | Text | Process wastewater type. | 2814 | 232
pd_stor_procWW5 | Pond_Storage | A | 3 | A3-3 | Table A-5 | Text | Process wastewater type. | 2815 | 233
pd_stor_procWW6 | Pond_Storage | A | 3 | A3-3 | Table A-5 | Text | Process wastewater type. | 2816 | 234
pd_stor_slag | Pond_Storage | A | 3 | A3-3 | Table A-5 | Text | The solid waste stored, treated, and/ or disposed of in the pond/impoundment unit identified is boiler slag. | 2817 | 218
pd_stor_ww_other1 | Pond_Storage | A | 3 | A3-3 | Table A-5 | Text | The specification of another process wastewater type. | 2818 | 235
pd_stor_ww_other2 | Pond_Storage | A | 3 | A3-3 | Table A-5 | Text | The specification of another process wastewater type. | 2819 | 236
pd_stor_ww_other3 | Pond_Storage | A | 3 | A3-3 | Table A-5 | Text | The specification of another process wastewater type. | 2820 | 237
pd_stor_ww_other4 | Pond_Storage | A | 3 | A3-3 | Table A-5 | Text | The specification of another process wastewater type. | 2821 | 238
permit_app_mo | Plant_Permits | A | 2.1 | A2-4 | Table A-2 | Text | Approval month of the plant’s most recently approved permit associated with industrial activities. | 2822 | 143
permit_app_yr | Plant_Permits | A | 2.1 | A2-4 | Table A-2 | Text | Approval year of the plant’s most recently approved permit associated with industrial activities. | 2823 | 144
permit_exp_mo | Plant_Permits | A | 2.1 | A2-4 | Table A-2 | Text | Expiration month of the plant’s most recently approved permit associated with industrial activities. | 2824 | 145
permit_exp_yr | Plant_Permits | A | 2.1 | A2-4 | Table A-2 | Text | Expiration year of the plant’s most recently approved permit associated with industrial activities. | 2825 | 146
permit_ID | Plant_Permits | A | 2.1 | A2-4 | Table A-2 | Text | The permit ID of the plant’s most recently approved permit associated with industrial activities. | 2826 | 142
permit_type | Plant_Permits | A | 2.1 | A2-4 | Table A-2 | Text | The plant’s most recently approved permit associated with industrial activities | 2827 | 141
plant_city | Plant_Contact_Info | A | 1.1 | A1-1 |  | Text | City the plant is located in. | 2828 | 5
Plant_Desig | Active_Pond_Systems | D | 2 | D2-6 | Table D-1 | Text | Plant's name for pond system. | 2829 | 2608
Plant_Desig | Retired_Pond_Systems | D | 2 | D2-6 | Table D-1 | Text | Plant's name for pond system. | 2830 | 2628
Plant_Desig | Planned_Pond_Systems | D | 2 | D2-6 | Table D-1 | Text | Plant's name for pond system. | 2831 | 2638
Plant_Desig | WWT_Systems | D | 2 | D2-7 | Table D-2 | Text | Plant's name for WWT system. | 2832 | 2647
plant_id | Plant_Contact_Info | A | 1.1 | Plant_ID |  | Number (Double) | Plant identification number. | 2833 | 1
plant_id | Plant_General | A | 1.2 | Plant_ID |  | Number (Double) | Plant identification number. | 2834 | 64
plant_id | Plant_IDs_Pend_Permits | A | 2.1 | Plant_ID |  | Number (Double) | Plant identification number. | 2835 | 128
plant_id | Plant_Permits | A | 2.1 | Plant_ID | Table A-2 | Number (Double) | Plant identification number. | 2836 | 139
plant_id | Plant_Outfalls | A | 2.2 | Plant_ID |  | Number (Double) | Plant identification number. | 2837 | 147
plant_id | Plant_Outfalls_Flow | A | 2.2 | Plant_ID | Table A-3 | Number (Double) | Plant identification number. | 2838 | 173
plant_id | Plant_Systems_Summary | A | 3 | Plant_ID |  | Number (Double) | Plant identification number. | 2839 | 186
plant_id | Pond_General | A | 3 | Plant_ID | Table A-4 | Number (Double) | Plant identification number. | 2840 | 199
plant_id | Pond_Storage | A | 3 | Plant_ID | Table A-5 | Number (Double) | Plant identification number. | 2841 | 215
plant_id | Landfill_General | A | 4 | Plant_ID | Table A-6 | Number (Double) | Plant identification number. | 2842 | 239
plant_id | Landfill_Storage | A | 4 | Plant_ID | Table A-7 | Number (Double) | Plant identification number. | 2843 | 255
plant_id | SE_Units_Operating | A | 6 | Plant_ID | Table A-8 | Number (Double) | Plant identification number. | 2844 | 269
plant_id | SE_Units_Planned | A | 6 | Plant_ID | Table A-9 | Number (Double) | Plant identification number. | 2845 | 291
plant_id | Cooling_Systems | A | 7 | Plant_ID | Table A-10 | Number (Double) | Plant identification number. | 2846 | 320
plant_id | CS_General | A | 7 | Plant_ID |  | Number (Double) | Plant identification number. | 2847 | 357
plant_id | Fuel_Usage | A | 8 | Plant_ID | Table A-11 | Number (Double) | Plant identification number. | 2848 | 368
plant_id | NOx_Controls | A | 9 | Plant_ID | Table A-12 | Number (Double) | Plant identification number. | 2849 | 453
plant_id | SCR_Catalyst_Regen_Plant | A | 9 | Plant_ID | Table A-13 | Number (Double) | Plant identification number. | 2850 | 488
plant_id | SCR_Catalyst_Wash | A | 9 | Plant_ID |  | Number (Double) | Plant identification number. | 2851 | 530
plant_id | Mercury_Controls | A | 10 | Plant_ID | Table A-14 | Number (Double) | Plant identification number. | 2852 | 564
plant_id | Mercury_Control_Studies | A | 10 | Plant_ID |  | Number (Double) | Plant identification number. | 2853 | 585
plant_id | Carbon_Capture | A | 11 | Plant_ID | Table A-15 | Number (Double) | Plant identification number. | 2854 | 600
plant_id | Carbon_Capture_Studies | A | 11 | Plant_ID |  | Number (Double) | Plant identification number. | 2855 | 620
plant_id | Wet_ESP | A | 12 | Plant_ID | Table A-16 | Number (Double) | Plant identification number. | 2856 | 641
plant_id | Wet_ESP_WW | A | 12 | Plant_ID |  | Number (Double) | Plant identification number. | 2857 | 662
plant_id | Coal_Processing | A | 13 | Plant_ID |  | Number (Double) | Plant identification number. | 2858 | 723
plant_id | FGD_General | B | 1 | Plant_ID |  | Number (Double) | Plant identification number. | 2859 | 828
plant_id | FGD_Systems | B | 1 | Plant_ID | Table B-1 | Number (Double) | Plant identification number. | 2860 | 835
plant_id | FGD_Pl_Systems | B | 2 | Plant_ID | Table B-2 | Number (Double) | Plant identification number. | 2861 | 866
plant_id | FGD_Additives | B | 3 | Plant_ID | Table B-3 | Number (Double) | Plant identification number. | 2862 | 876
plant_id | FGD_Wet_General | B | 4 | Plant_ID |  | Number (Double) | Plant identification number. | 2863 | 895
plant_id | FGD_Wet_Solids_Dest | B | 4 Tables | Plant_ID | Table B-4 | Number (Double) | Plant identification number | 2864 | 1012
plant_id | FGD_Wet_Solids_Mkt_Sold | B | 4 Tables | Plant_ID | Table B-5 | Number (Long Integer) | Plant identification number | 2865 | 1047
plant_id | FGD_Wet_Solids_Cost | B | 4 Tables | Plant_ID | Table B-6 | Number (Double) | Plant identification number | 2866 | 1094
plant_id | FGD_Wet_Sources_Flow | B | 5 | Plant_ID | Table B-7 | Number (Double) | Plant identification number | 2867 | 1127
plant_id | FGD_Wet_Water_Gen | B | 5 | Plant_ID | Table B-8 | Number (Double) | Plant identification number | 2868 | 1142
plant_id | FGD_Monitoring_Data | B | 6 | Plant_ID |  | Number (Long Integer) | Plant identification number | 2869 | 1154
plant_id | FGD_Monitoring_Data_Results | B | 6 | Plant_ID | Table B-9 | Number (Double) | Plant identification number | 2870 | 1157
plant_id | FGD_Monitoring_Data_ID | B | 6 Tables | Plant_ID |  | Number (Double) | Plant identification number | 2871 | 1176
plant_id | FGD_Wastewater_Treatment | B | 7 | Plant_ID |  | Number (Double) | Plant identification number | 2872 | 1195
plant_id | FGD_Gypsum_Related_Water | B | 7 | Plant_ID |  | Number (Double) | Plant identification number | 2873 | 1241
plant_id | FGD_Dry_General | B | 8 | Plant_ID |  | Number (Double) | Plant identification number. | 2874 | 1266
plant_id | FGD_Dry_Wastewater | B | 8 | Plant_ID |  | Number (Double) | Plant identification number. | 2875 | 1302
plant_id | FGD_Dry_Solids_Dest | B | 8 Tables | Plant_ID | Table B-10 | Number (Double) | Plant identification number. | 2876 | 1349
plant_id | FGD_Dry_Solids_Mkt_Sold | B | 8 Tables | Plant_ID | Table B-11 | Number (Double) | Plant identification number. | 2877 | 1384
plant_id | FGD_Dry_Solids_Cost | B | 8 Tables | Plant_ID | Table B-12 | Number (Double) | Plant identification number | 2878 | 1431
plant_id | Ash_General | C | 1 | Plant_ID |  | Number (Double) | Plant identification number | 2879 | 1468
plant_id | Fly_Ash_System | C | 2.1 | Plant_ID | Table C-2 | Number (Double) | Plant identification number | 2880 | 1486
plant_id | Fly_Ash_Sluicing | C | 2.1 | Plant_ID | Table C-3 | Number (Double) | Plant identification number | 2881 | 1513
plant_id | Fly_Ash_Wet_Vacuum | C | 2.1 | Plant_ID |  | Number (Double) | Plant identification number | 2882 | 1541
plant_id | Fly_Ash_Storage_Dest | C | 2.1 | Plant_ID | Table C-4 | Number (Double) | Plant identification number | 2883 | 1563
plant_id | Fly_Ash_WetAndDry | C | 2.1 | Plant_ID |  | Number (Double) | Plant identification number | 2884 | 1571
plant_id | Fly_Ash_Handling_Changes | C | 2.1 | Plant_ID |  | Number (Double) | Plant identification number | 2885 | 1598
plant_id | Fly_Ash_Dry_Retrofit | C | 2.1 | Plant_ID |  | Number (Double) | Plant identification number | 2886 | 1609
plant_id | Fly_Ash_Dry_Installation | C | 2.1 | Plant_ID |  | Number (Double) | Plant identification number | 2887 | 1645
plant_id | Fly_Ash_Outages | C | 2.1 | Plant_ID |  | Number (Double) | Plant identification number | 2888 | 1706
plant_id | Fly_Ash_Storage | C | 2.2 | Plant_ID | Table C-6 | Number (Double) | Plant identification number | 2889 | 1741
plant_id | Fly_Ash_Mgmt | C | 2.2 | Plant_ID |  | Number (Double) | Plant identification number | 2890 | 1750
plant_id | Fly_Ash_Moisten_Water | C | 2.2 | Plant_ID | Table C-7 | Number (Double) | Plant identification number | 2891 | 1759
plant_id | Fly_Dry_Market | C | 2.2 | Plant_ID | Table C-8 | Number (Double) | Plant identification number | 2892 | 1774
plant_id | Fly_Wet_Market | C | 2.2 | Plant_ID | Table C-9 | Number (Double) | Plant identification number | 2893 | 1784
plant_id | Fly_Cnvy_Cmpnts | C | 2.3 | Plant_ID | Table C-10 | Number (Double) | Plant identification number | 2894 | 1794
plant_id | Fly_Cnvy_General | C | 2.3 | Plant_ID |  | Number (Double) | Plant identification number | 2895 | 1803
plant_id | Fly_Cnvy_Capital_Cost | C | 2.3 | Plant_ID | Table C-11 | Number (Double) | Plant identification number | 2896 | 1819
plant_id | Fly_Cnvy_OM_Cost | C | 2.3 | Plant_ID | Table C-12 | Number (Double) | Plant identification number | 2897 | 1827
plant_id | Fly_Storage_General | C | 2.4 | Plant_ID |  | Number (Double) | Plant identification number | 2898 | 1849
plant_id | Fly_Storage_Cmpnts | C | 2.4 | Plant_ID | Table C-13 | Number (Double) | Plant identification number | 2899 | 1868
plant_id | Fly_Storage_Capital_Cost | C | 2.4 | Plant_ID | Table C-14 | Number (Double) | Plant identification number | 2900 | 1877
plant_id | Fly_Storage_OM_Cost | C | 2.4 | Plant_ID | Table C-15 | Number (Double) | Plant identification number | 2901 | 1885
plant_id | Fly_Trspt_Disp_General | C | 2.5 | Plant_ID |  | Number (Double) | Plant identification number | 2902 | 1912
plant_id | Fly_Trspt_Disp_Capital_Cost | C | 2.5 | Plant_ID | Table C-16 | Number (Double) | Plant identification number | 2903 | 1942
plant_id | Fly_Trspt_Disp_OM_Cost | C | 2.5 | Plant_ID | Table C-17 | Number (Double) | Plant identification number | 2904 | 1949
plant_id | Btm_Ash_System | C | 3.1 | Plant_ID |  | Number (Double) | Plant identification number | 2905 | 1978
plant_id | Btm_Ash_Sluicing | C | 3.1 | Plant_ID | Table C-19 | Number (Double) | Plant identification number | 2906 | 2011
plant_id | Btm_Ash_Solids_Rmvl | C | 3.1 | Plant_ID |  | Number (Double) | Plant identification number | 2907 | 2039
plant_id | Btm_Ash_Mech_Drag | C | 3.1 | Plant_ID |  | Number (Double) | Plant identification number | 2908 | 2086
plant_id | Btm_Ash_Storage_Dest | C | 3.1 | Plant_ID | Table C-21 | Number (Double) | Plant identification number | 2909 | 2110
plant_id | Btm_Ash_Dry_Handling | C | 3.1 | Plant_ID |  | Number (Double) | Plant identification number | 2910 | 2118
plant_id | Btm_Ash_Dry_Retrofit | C | 3.1 | Plant_ID |  | Number (Double) | Plant identification number | 2911 | 2154
plant_id | Btm_Ash_Dry_Installation | C | 3.1 | Plant_ID |  | Number (Double) | Plant identification number | 2912 | 2193
plant_id | Btm_Ash_Outages | C | 3.1 | Plant_ID |  | Number (Double) | Plant identification number | 2913 | 2255
plant_id | Btm_Ash_Storage | C | 3.2 | Plant_ID | Table C-23 | Number (Double) | Plant identification number | 2914 | 2290
plant_id | Btm_Ash_Mkt_General | C | 3.2 | Plant_ID |  | Number (Double) | Plant identification number | 2915 | 2299
plant_id | Btm_Dry_Market | C | 3.2 | Plant_ID | Table C-24 | Number (Double) | Plant identification number | 2916 | 2304
plant_id | Btm_Wet_Market | C | 3.2 | Plant_ID | Table C-25 | Number (Double) | Plant identification number | 2917 | 2314
plant_id | Btm_Cnvy_Cmpnts | C | 3.3 | Plant_ID | Table C-26 | Number (Double) | Plant identification number | 2918 | 2324
plant_id | Btm_Cnvy_General | C | 3.3 | Plant_ID |  | Number (Double) | Plant identification number | 2919 | 2333
plant_id | Btm_Cnvy_Capital_Cost | C | 3.3 | Plant_ID | Table C-27 | Number (Double) | Plant identification number | 2920 | 2349
plant_id | Btm_Cnvy_OM_Cost | C | 3.3 | Plant_ID | Table C-28 | Number (Double) | Plant identification number | 2921 | 2357
plant_id | Btm_storage_General | C | 3.4 | Plant_ID |  | Number (Double) | Plant identification number | 2922 | 2379
plant_id | Btm_storage_Cmpnts | C | 3.4 | Plant_ID | Table C-29 | Number (Double) | Plant identification number | 2923 | 2398
plant_id | Btm_storage_Capital_Cost | C | 3.4 | Plant_ID | Table C-30 | Number (Double) | Plant identification number | 2924 | 2407
plant_id | Btm_storage_OM_Cost | C | 3.4 | Plant_ID | Table C-31 | Number (Double) | Plant identification number | 2925 | 2415
plant_id | Btm_Trspt_Disp_General | C | 3.5 | Plant_ID |  | Number (Double) | Plant identification number | 2926 | 2442
plant_id | Btm_Trspt_Disp_Capital_Cost | C | 3.5 | Plant_ID | Table C-32 | Number (Double) | Plant identification number | 2927 | 2472
plant_id | Btm_Trspt_Disp_OM_Cost | C | 3.5 | Plant_ID | Table C-33 | Number (Double) | Plant identification number | 2928 | 2479
plant_id | Economizer_Ash | C | 4 | Plant_ID |  | Number (Double) | Plant identification number | 2929 | 2508
plant_id | Air_Heater_Ash | C | 5 | Plant_ID |  | Number (Double) | Plant identification number | 2930 | 2540
plant_id | PartC_Comments | C | Comments | Plant_ID |  | Number (Double) | Plant identification number. | 2931 | 2570
plant_id | Treatment_General | D | 1 | Plant_ID |  | Number (Double) | Plant identification number. | 2932 | 2574
plant_id | WWT_Study | D | 2 | Plant_ID |  | Number (Double) | Plant identification number. | 2933 | 2593
plant_id | Active_Pond_Systems | D | 2 | Plant_ID | Table D-1 | Number (Double) | Plant identification number. | 2934 | 2603
plant_id | Retired_Pond_Systems | D | 2 | Plant_ID | Table D-1 | Number (Double) | Plant identification number. | 2935 | 2623
plant_id | Planned_Pond_Systems | D | 2 | Plant_ID | Table D-1 | Number (Double) | Plant identification number. | 2936 | 2633
plant_id | WWT_Systems | D | 2 | Plant_ID | Table D-2 | Number (Double) | Plant identification number. | 2937 | 2644
plant_id | Treatment_Diagram | D | 3.1 | Plant_ID |  | Number (Double) | Plant identification number. | 2938 | 2652
plant_id | Treatment_Influents | D | 3.2 | Plant_ID | Table D-3 | Number (Double) | Plant identification number. | 2939 | 2656
plant_id | Treatment_Effluents | D | 3.2 | Plant_ID | Table D-4 | Number (Double) | Plant identification number. | 2940 | 2667
plant_id | Act_Pond_Unit | D | 4.1 | Plant_ID |  | Number (Double) | Plant identification number. | 2941 | 2684
plant_id | Act_Pond_Unit_Dimensions | D | 4.1 | Plant_ID | Table D-5 | Number (Double) | Plant identification number. | 2942 | 2733
plant_id | Act_Pond_Unit_Liner | D | 4.1 | Plant_ID | Table D-6 | Number (Double) | Plant identification number. | 2943 | 2745
plant_id | Act_Pond_Chem_Addn | D | 4.1 | Plant_ID | Table D-7 | Number (Double) | Plant identification number | 2944 | 2753
plant_id | Clsd_Pond_Unit | D | 4.2 | Plant_ID |  | Number (Double) | Plant identification number. | 2945 | 2766
plant_id | Clsd_Pond_Unit_Dimensions | D | 4.2 | Plant_ID | Table D-8 | Number (Double) | Plant identification number. | 2946 | 2794
plant_id | Clsd_Pond_Unit_Liner | D | 4.2 | Plant_ID | Table D-9 | Number (Double) | Pond identification number. | 2947 | 2805
plant_id | Clsd_Pond_Unit_Cap | D | 4.2 | Plant_ID | Table D-10 | Number (Double) | Plant identification number. | 2948 | 2813
plant_id | WWT_System_Information | D | 5.1 | Plant_ID |  | Number (Double) | Plant identification number. | 2949 | 2821
plant_id | WWT_Pollutants | D | 5.1 | Plant_ID |  | Number (Double) | Plant identification number. | 2950 | 2842
plant_id | WWT_Units | D | 5.1 | Plant_ID | Table D-11 | Number (Double) | Plant identification number. | 2951 | 2868
plant_id | WWTS_Pld_Improvements | D | 5.1 | Plant_ID | Table D-12 | Number (Double) | Plant identification number. | 2952 | 2892
plant_id | WWTU_Chem_Addn | D | 5.2 | Plant_ID | Table D-13 | Number (Double) | Plant identification number. | 2953 | 2901
plant_id | WWTU_Chem_Addn_Info | D | 5.2 | Plant_ID |  | Number (Double) | Plant identification number. | 2954 | 2915
plant_id | Pond_WWT_OandM | D | 6.1 | Plant_ID | Table D-14 | Number (Double) | Plant identification number. | 2955 | 2919
plant_id | Pond_WWT_Capital | D | 6.1 | Plant_ID | Table D-15 | Number (Double) | Plant identification number. | 2956 | 2960
plant_id | Pond_WWT_Capital_Info | D | 6.1 | Plant_ID |  | Number (Double) | Plant identification number. | 2957 | 2966
plant_id | FGD_WWT_Purchase | D | 6.1 | Plant_ID |  | Number (Double) | Plant identification number. | 2958 | 2973
plant_id | WWTS_Ancillary_Equip | D | 6.2 | Plant_ID | Table D-16 | Number (Double) | Plant identification number. | 2959 | 2979
plant_id | PartD_Comments | D | Comments | Plant_ID |  | Number (Long Integer) | Plant identification number. | 2960 | 2984
plant_id | MCW_Kickout | E | 1 | Plant_ID |  | Number (Double) | Plant identification number | 2961 | 2988
plant_id | MCW_Chem | E | 2 | Plant_ID | Table E-1 | Number (Double) | Plant identification number | 2962 | 2991
plant_id | MCW_No_Chem | E | 2 | Plant_ID | Table E-2 | Number (Double) | Plant identification number | 2963 | 3032
plant_id | MCW_WW_Treatment | E | 3 | Plant_ID |  | Number (Double) | Plant identification number | 2964 | 3049
plant_id | MCW_Slds_Res_Gen | E | 3 | Plant_ID |  | Number (Double) | Plant identification number | 2965 | 3079
plant_id | PartE_Comments | E | Comments | Plant_ID |  | Number (Double) | Plant identification number | 2966 | 3112
plant_id | Leach_Pond_Landfill | G | 2 | Plant_ID |  | Number (Double) | Plant identification number | 2967 | 3116
plant_id | Leach_General | G | 3 | Plant_ID |  | Number (Double) | Plant identification number | 2968 | 3126
plant_id | Leach_Smpl_Info | G | 4 | Plant_ID | Table G-1 | Number (Double) | Plant identification number | 2969 | 3134
plant_id | Leach_Rainfall | G | 4 | Plant_ID | Table G-2 | Number (Double) | Plant identification number | 2970 | 3141
plant_id | Leach_Waste_Info | G | 5 | Plant_ID | Table G-3 | Number (Double) | Plant identification number | 2971 | 3145
plant_id | Leach_Smpl_Lab | G | Sample Results | Plant_ID |  | Number (Double) | Plant identification number | 2972 | 3169
plant_id | Leach_Smpl_Data | G | Sample Results | Plant_ID | Table G-4 | Number (Double) | Plant identification number | 2973 | 3173
plant_id | PartG_Comments | G | Comments | Plant_ID |  | Number (Double) | Plant identification number | 2974 | 3188
plant_id | Nuc_General | H | 1 | Plant_ID |  | Number (Double) | Plant identification number. | 2975 | 3192
plant_id | Nuc_Wastewaters | H | 1 | Plant_ID | Table H-1 | Number (Double) | Plant identification number | 2976 | 3197
plant_id | Nuc_WW_Generation | H | 2 | Plant_ID | Table H-2 | Number (Double) | Plant Identification number. | 2977 | 3214
plant_id | Nuc_WW_Treat | H | 3 | Plant_ID |  | Number (Double) | Plant Identification number | 2978 | 3241
plant_id | Nuc_WWTS_Technology | H | 3 | Plant_ID | Table H-3 | Number (Double) | Plant identification number | 2979 | 3307
plant_id | Nuc_WWTS_Technology | H | 3 | Plant_ID | Table H-5 | Number (Double) | Plant identification number | 2980 | 3338
plant_id | PartH_Comments | H | Comments | Plant_ID |  | Number (Double) | Plant identification number | 2981 | 3360
plant_id | PartF_Comments | F | Comments | Plant_ID |  | Number (Long Integer) | Plant identification number. | 2982 | 3364
plant_id | BMPs_Kickout | F | 1 | Plant_ID |  | Number (Double) | Plant identification number. | 2983 | 3368
plant_id | BMPs_Pond_Info | F | 2 | Plant_ID |  | Number (Double) | Plant identification number. | 2984 | 3371
plant_id | Pond_Leachate_Coll_Sys | F | 2 | Plant_ID |  | Number (Double) | Plant identification number. | 2985 | 3384
plant_id | Pond_Mntor_Inspct | F | 2 | Plant_ID |  | Number (Double) | Plant identification number. | 2986 | 3430
plant_id | Landfill_Dim | F | 3.1 | Plant_ID |  | Number (Double) | Plant identification number. | 2987 | 3437
plant_id | Landfill_Info | F | 3.1 | Plant_ID |  | Number (Double) | Plant identification number. | 2988 | 3444
plant_id | Landfill_Expansion | F | 3.1 | Plant_ID |  | Number (Double) | Plant identification number. | 2989 | 3458
plant_id | Landfill_Liner | F | 3.1 | Plant_ID | Table F-1 | Number (Double) | Plant identification number. | 2990 | 3468
plant_id | Landfill_Cap | F | 3.1 | Plant_ID | Table F-2 | Number (Double) | Plant identification number. | 2991 | 3476
plant_id | Landfill_Leachate_Info | F | 3.1 | Plant_ID |  | Number (Double) | Plant identification number. | 2992 | 3484
plant_id | Landfill_Leachate_Dest | F | 3.1 | Plant_ID |  | Number (Double) | Plant identification number. | 2993 | 3514
plant_id | Landfill_Storm_Dest | F | 3.1 | Plant_ID |  | Number (Double) | Plant identification number. | 2994 | 3530
plant_id | Landfill_Storm_Dest | F | 3.1 | Plant_ID |  | Number (Double) | Plant identification number. | 2995 | 3550
plant_id | Landfill_OM_Cost | F | 3.2 | Plant_ID | Table F-3 | Number (Double) | Plant identification number. | 2996 | 3570
plant_id | Landfill_Capital_Cost | F | 3.2 | Plant_ID | Table F-4 | Number (Double) | Plant identification number. | 2997 | 3612
plant_id | Landfill_Capital_Cost_Info | F | 3.2 | Plant_ID | Table F-4 | Number (Double) | Plant identification number.
plant_id | LTS_Opr | F | 4.1 | Plant_ID | Table F-5 | Number (Double) | Plant identification number. | 2998 | 3618
plant_id | LTS_Pln | F | 4.1 | Plant_ID | Table F-5 | Number (Double) | Plant identification number. | 2999 | 3628
plant_id | LTS_Diagram | F | 4.1 | Plant_ID |  | Number (Double) | Plant identification number. | 3000 | 3638
plant_id | LTS_Influent_Flows | F | 4.2 | Plant_ID | Table F-6 | Number (Double) | Plant identification number. | 3001 | 3641
plant_id | LTS_Treat_Units | F | 4.3 | Plant_ID | Table F-7 | Number (Double) | Plant identification number. | 3002 | 3652
plant_id | LTS_Treat_Units_Improv | F | 4.3 | Plant_ID | Table F-8 | Number (Double) | Plant identification number. | 3003 | 3659
plant_id | LTS_Lim_Chgs | F | 4.3 | Plant_ID |  | Number (Double) | Plant identification number. | 3004 | 3668
plant_id | LTS_Flow | F | 4.3 | Plant_ID |  | Number (Double) | Plant identification number. | 3005 | 3673
plant_id | LTU_Design | F | 4.4 | Plant_ID |  | Number (Double) | Plant identification number. | 3006 | 3681
plant_id | LTU_Trgtd_Pollutants | F | 4.4 | Plant_ID |  | Number (Double) | Plant identification number. | 3007 | 3712
plant_id | LTU_Add_Chem | F | 4.4 | Plant_ID | Table F-9 | Number (Double) | Plant identification number. | 3008 | 3735
plant_id | LTU_Plant_Species | F | 4.4 | Plant_ID | Table F-10 | Number (Double) | Plant identification number. | 3009 | 3749
plant_id | LTS_OM_Cost | F | 4.5 | Plant_ID | Table F-11 | Number (Double) | Plant identification number. | 3010 | 3756
plant_id | LTS_Capital | F | 4.5 | Plant_ID | Table F-12 | Number (Double) | Plant identification number. | 3011 | 3798
plant_id | LTS_Capital_Info | F | 4.5 | Plant_ID |  | Number (Double) | Plant identification number. | 3012 | 3804
plant_id | LTS_Anc_Eq | F | 4.6 | Plant_ID | Table F-13 | Number (Double) | Plant identification number. | 3013 | 3808
plant_id | GW_Montr | F | 5 | Plant_ID |  | Number (Double) | Plant identification number. | 3014 | 3813
plant_id | GW_Montr_Well | F | 5 | Plant_ID |  | Number (Double) | Plant identification number. | 3015 | 3830
plant_id | SCR_Catalyst_Regen_Unit | A | 9 | Plant_ID | Table A-12 | Number (Double) | Plant identification number. | 3016 | 477
plant_id | PartA_Comments | A | Comments | Plant_ID |  | Number (Double) | Plant identification number. | 3017 | 824
plant_id | PartB_Comments | B | Comments | Plant_ID |  | Number (Double) | Plant identification number. | 3018 | 1464
plant_name | Plant_Contact_Info | A | 1.1 | A1-1 |  | Text | Name of the plant associated with the plant identification number. | 3019 | 3
plant_state | Plant_Contact_Info | A | 1.1 | A1-1 |  | Text | State that the plant is located in. | 3020 | 6
plant_street | Plant_Contact_Info | A | 1.1 | A1-1 |  | Text | Physical street address of the designated plant. | 3021 | 4
plant_zip | Plant_Contact_Info | A | 1.1 | A1-1 |  | Number (Double) | Zip code of the plant location. | 3022 | 7
Pld_WWTS_Cap_Cost | WWTS_Pld_Improvements | D | 5.1 | D5-11 | Table D-12 | Number (Double) | Total capital cost of WWTS unit improvement. | 3023 | 2900
Pld_WWTS_Desc | WWTS_Pld_Improvements | D | 5.1 | D5-11 | Table D-12 | Text | Description of planned improvement to WWTS unit. | 3024 | 2898
Pld_WWTS_Exp_Date | WWTS_Pld_Improvements | D | 5.1 | D5-11 | Table D-12 | Text | Date improvement is expected to occur. | 3025 | 2899
Pln_LTS_DistFromLCS | LTS_Pln | F | 4.1 | F4-1 | Table F-5 | Number (Double) | Distance from the planned leachate collection system (ft). | 3026 | 3635
Pln_LTS_DistToOutfall | LTS_Pln | F | 4.1 | F4-1 | Table F-5 | Number (Double) | Approximate distance to final outfall from the planned leachate treatment system (ft). | 3027 | 3636
Pln_LTS_Ftprt | LTS_Pln | F | 4.1 | F4-1 | Table F-5 | Number (Double) | Planned leachate treatment system footprint (ft2). | 3028 | 3632
Pln_LTS_Init_Year | LTS_Pln | F | 4.1 | F4-1 | Table F-5 | Number (Double) | Year the planned leachate treatment system was initially brought online. | 3029 | 3633
Pln_LTS_NoOfLCS | LTS_Pln | F | 4.1 | F4-1 | Table F-5 | Number (Double) | Number of planned leachate collection systems contributing to the leachate treatment system. | 3030 | 3634
Pln_LTS_Plant_Des | LTS_Pln | F | 4.1 | F4-1 | Table F-5 | Text | Plant designation of the planned leachate treatment system. | 3031 | 3631
Poll_Excd | GW_Montr | F | 5 | F5-3 |  | Text | List of pollutants that exceeded a primary or secondary MCL and/or state-issued standard/criteria. | 3032 | 3823
Poll_Excd_Bkgd | GW_Montr | F | 5 | F5-5 |  | Text | List of pollutants that exceeded background concentrations. | 3033 | 3827
pollutants_boron | Nuc_WWTS_Technology | H | 3 | H3-4 | Table H-3 | Text | Designates if boron is targeted for removal by the technology | 3034 | 3320
pollutants_boron | Nuc_WWTS_Technology | H | 3 | H3-5 | Table H-5 | Text | Designates if boron is targeted for removal by the technology | 3035 | 3351
pollutants_carbohydrazine | Nuc_WWTS_Technology | H | 3 | H3-4 | Table H-3 | Text | Designates if carbohydrazine is targeted for removal by the technology | 3036 | 3315
pollutants_carbohydrazine | Nuc_WWTS_Technology | H | 3 | H3-5 | Table H-5 | Text | Designates if carbohydrazine is targeted for removal by the technology | 3037 | 3346
pollutants_cesium137 | Nuc_WWTS_Technology | H | 3 | H3-4 | Table H-3 | Text | Designates if cesium 137 is targeted for removal by the technology | 3038 | 3323
pollutants_cesium137 | Nuc_WWTS_Technology | H | 3 | H3-5 | Table H-5 | Text | Designates if cesium 137 is targeted for removal by the technology | 3039 | 3354
pollutants_chlorine | Nuc_WWTS_Technology | H | 3 | H3-4 | Table H-3 | Text | Designates if chlorine is targeted for removal by the technology | 3040 | 3313
pollutants_chlorine | Nuc_WWTS_Technology | H | 3 | H3-5 | Table H-5 | Text | Designates if chlorine is targeted for removal by the technology | 3041 | 3344
pollutants_hydrazine | Nuc_WWTS_Technology | H | 3 | H3-4 | Table H-3 | Text | Designates if hydrazine is targeted for removal by the technology | 3042 | 3316
pollutants_hydrazine | Nuc_WWTS_Technology | H | 3 | H3-5 | Table H-5 | Text | Designates if hydrazine is targeted for removal by the technology | 3043 | 3347
pollutants_nitrogen | Nuc_WWTS_Technology | H | 3 | H3-4 | Table H-3 | Text | Designates if nitrogen compounds (ammonia, nitrate, and nitrite) are targeted for removal by the technology | 3044 | 3314
pollutants_nitrogen | Nuc_WWTS_Technology | H | 3 | H3-5 | Table H-5 | Text | Designates if nitrogen compounds (ammonia, nitrate, and nitrite) are targeted for removal by the technology | 3045 | 3345
pollutants_oilgrease | Nuc_WWTS_Technology | H | 3 | H3-4 | Table H-3 | Text | Designates if oil and grease is targeted for removal by the technology | 3046 | 3319
pollutants_oilgrease | Nuc_WWTS_Technology | H | 3 | H3-5 | Table H-5 | Text | Designates if oil and grease is targeted for removal by the technology | 3047 | 3350
pollutants_organicacids | Nuc_WWTS_Technology | H | 3 | H3-4 | Table H-3 | Text | Designates if organic acids are targeted for removal by the technology | 3048 | 3317
pollutants_organicacids | Nuc_WWTS_Technology | H | 3 | H3-5 | Table H-5 | Text | Designates if organic acids are targeted for removal by the technology | 3049 | 3348
pollutants_other | Nuc_WWTS_Technology | H | 3 | H3-4 | Table H-3 | Text | Designates if other pollutants not in other fields are targeted for removal by the technology | 3050 | 3327
pollutants_other | Nuc_WWTS_Technology | H | 3 | H3-5 | Table H-5 | Text | Designates if other pollutants not in other fields are targeted for removal by the technology | 3051 | 3358
pollutants_other_desc | Nuc_WWTS_Technology | H | 3 | H3-4 | Table H-3 | Text | Describes the other pollutants that are targeted for removal by the technology | 3052 | 3328
pollutants_other_desc | Nuc_WWTS_Technology | H | 3 | H3-5 | Table H-5 | Text | Describes the other pollutants that are targeted for removal by the technology | 3053 | 3359
pollutants_other_metals | Nuc_WWTS_Technology | H | 3 | H3-4 | Table H-3 | Text | Designates if other metals not in other fields are targeted for removal by the technology | 3054 | 3325
pollutants_other_metals | Nuc_WWTS_Technology | H | 3 | H3-5 | Table H-5 | Text | Designates if other metals not in other fields are targeted for removal by the technology | 3055 | 3356
pollutants_other_metals_desc | Nuc_WWTS_Technology | H | 3 | H3-4 | Table H-3 | Text | Describes the other metals that are targeted for removal by the technology | 3056 | 3326
pollutants_other_metals_desc | Nuc_WWTS_Technology | H | 3 | H3-5 | Table H-5 | Text | Describes the other metals that are targeted for removal by the technology | 3057 | 3357
pollutants_other_radionuclides | Nuc_WWTS_Technology | H | 3 | H3-4 | Table H-3 | Text | Designates if other radionuclides not in other fields are targeted for removal by the technology | 3058 | 3324
pollutants_other_radionuclides | Nuc_WWTS_Technology | H | 3 | H3-5 | Table H-5 | Text | Designates if other radionuclides not in other fields are targeted for removal by the technology | 3059 | 3355
pollutants_strontium90 | Nuc_WWTS_Technology | H | 3 | H3-4 | Table H-3 | Text | Designates if strontium 90 is targeted for removal by the technology | 3060 | 3322
pollutants_strontium90 | Nuc_WWTS_Technology | H | 3 | H3-5 | Table H-5 | Text | Designates if strontium 90 is targeted for removal by the technology | 3061 | 3353
pollutants_tritium | Nuc_WWTS_Technology | H | 3 | H3-4 | Table H-3 | Text | Designates if tritium is targeted for removal by the technology | 3062 | 3321
pollutants_tritium | Nuc_WWTS_Technology | H | 3 | H3-5 | Table H-5 | Text | Designates if tritium is targeted for removal by the technology | 3063 | 3352
pollutants_TSS | Nuc_WWTS_Technology | H | 3 | H3-4 | Table H-3 | Text | Designates if TSS is targeted for removal by the technology | 3064 | 3318
pollutants_TSS | Nuc_WWTS_Technology | H | 3 | H3-5 | Table H-5 | Text | Designates if TSS is targeted for removal by the technology | 3065 | 3349
Pond_After_2000 | Treatment_General | D | 1 | D6-1 |  | Text | ID of ponds/impoundments or WWTS that began operating on or after 1/1/2000. | 3066 | 2592
Pond_Hired_Contractor | Pond_WWT_Capital_Info | D | 6.1 | D6-3 |  | Yes/No | Checkbox to indicate plant hired outside engineering firm to oversee design and/or installation of the treatment system. | 3067 | 2969
Pond_Hydr_Dsgn | BMPs_Pond_Info | F | 2 | F2-1 |  | Text | The hydrologic design criteria of the pond/impoundment unit. | 3068 | 3374
Pond_Hydr_Dsgn_Other_desc | BMPs_Pond_Info | F | 2 | F2-1 |  | Text | The specification of another hydrologic design criteria of the pond/impoundment unit identified. | 3069 | 3375
Pond_ID | Act_Pond_Unit | D | 4.1 | Pond_ID |  | Text | Pond/impoundment unit identification. | 3070 | 2685
Pond_ID | Act_Pond_Unit_Dimensions | D | 4.1 | Pond_ID | Table D-5 | Text | Pond/impoundment system identification. | 3071 | 2734
Pond_ID | Act_Pond_Unit_Liner | D | 4.1 | Pond_ID | Table D-6 | Text | Pond/impoundment identification. | 3072 | 2746
Pond_ID | Act_Pond_Chem_Addn | D | 4.1 | Pond_ID | Table D-7 | Text | Pond/impoundment unit identification. | 3073 | 2754
Pond_ID | Clsd_Pond_Unit | D | 4.2 | Pond_ID |  | Text | Pond/impoundment system identification. | 3074 | 2767
Pond_ID | Clsd_Pond_Unit_Dimensions | D | 4.2 | Pond_ID | Table D-8 | Text | Pond/impoundment system identification. | 3075 | 2795
Pond_ID | Clsd_Pond_Unit_Liner | D | 4.2 | Pond_ID | Table D-9 | Text | Pond/impoundment identification. | 3076 | 2806
Pond_ID | Clsd_Pond_Unit_Cap | D | 4.2 | Pond_ID | Table D-10 | Text | Pond/impoundment identification. | 3077 | 2814
pond_ID | BMPs_Pond_Info | F | 2 | Pond_ID |  | Text | EPA-assigned pond/impoundment unit ID. | 3078 | 3372
pond_ID | Pond_Leachate_Coll_Sys | F | 2 | Pond_ID |  | Text | EPA-assigned pond/impoundment unit ID. | 3079 | 3385
pond_ID | Pond_Mntor_Inspct | F | 2 | Pond_ID |  | Text | EPA-assigned pond/impoundment unit ID. | 3080 | 3431
pond_id | Pond_General | A | 3 | A3-2 | Table A-4 | Text | The yes/no response to whether the plant is currently constructing/installing or planning to construct/install by December 31, 2020 any ponds/impoundments used for the storage, treatment, and/or disposal of process wastewater, residues, or by-products. | 3081 | 200
pond_id | Pond_Storage | A | 3 | A3-3 | Table A-5 | Text | EPA-assigned pond/impoundment unit ID. | 3082 | 216
Pond_ID | Landfill_Leachate_Dest | F | 3.1 | F3-14 |  | Text | EPA-assigned pond/impoundment unit ID. | 3083 | 3518
Pond_ID | Landfill_Storm_Dest | F | 3.1 | F3-17 |  | Text | The pond/impoundment unit ID(s) receiving the conveyed stormwater runoff. | 3084 | 3537
Pond_ID | Landfill_Storm_Dest | F | 3.1 | F3-19 |  | Text | The pond/impoundment unit ID(s) receiving the conveyed stormwater runoff. | 3085 | 3557
Pond_ID | LTS_Treat_Units | F | 4.3 | F4-4 | Table F-7 | Text | EPA-assigned pond/impoundment unit ID if it is included as part of the leachate treatment system. | 3086 | 3657
Pond_ID | LTS_Treat_Units_Improv | F | 4.3 | F4-5 | Table F-8 | Text | EPA-assigned pond/impoundment unit ID if it is included as part of the leachate treatment system. | 3087 | 3664
Pond_ID | WWT_Units | D | 5.1 | D5-2 | Table D-11 | Text | Pond identification, used if wastewater treatment unit is a pond. | 3088 | 2873
Pond_ID | WWTS_Pld_Improvements | D | 5.1 | D5-11 | Table D-12 | Text | Pond identification, used if wastewater treatment unit is a pond. | 3089 | 2897
Pond_Initial_Yr | Active_Pond_Systems | D | 2 | D2-6 | Table D-1 | Number (Double) | Year pond system initially brought online. | 3090 | 2607
Pond_Initial_Yr | Retired_Pond_Systems | D | 2 | D2-6 | Table D-1 | Number (Double) | Year pond system initially brought online. | 3091 | 2627
Pond_Initial_Yr | Planned_Pond_Systems | D | 2 | D2-6 | Table D-1 | Number (Double) | Year pond system will be brought online. | 3092 | 2637
Pond_Landfill_ID | Leach_Pond_Landfill | G | 2 | Pond/Landfill ID |  | Text | Pond/Landfill identification number (Assigned in Tables A-4 or A-6) | 3093 | 3117
Pond_Landfill_ID | Leach_Smpl_Info | G | 4 | Pond/Landfill ID | Table G-1 | Text | Pond/Landfill identification number (Assigned in Tables A-4 or A-6) | 3094 | 3136
Pond_Landfill_ID | Leach_Waste_Info | G | 5 | Pond/Landfill ID | Table G-3 | Text | Pond/Landfill identification number | 3095 | 3147
Pond_Landfill_ID | Leach_Smpl_Data | G | Sample Results | Pond/Landfill ID | Table G-4 | Text | Pond/Landfill identification number (Assigned in Tables A-4 or A-6) | 3096 | 3174
Pond_Landfill_ID | GW_Montr | F | 5 | Pond_Landfill_ID |  | Text | EPA-assigned pond/impoundment unit ID or landfill unit ID. | 3097 | 3814
Pond_Landfill_ID | GW_Montr_Well | F | 5 | Pond_Landfill_ID | Table F-14 | Text | EPA-assigned pond/impoundment unit ID or landfill unit ID. | 3098 | 3831
Pond_Leach_Chem | Pond_Leachate_Coll_Sys | F | 2 | F2-8 |  | Text | The yes, no, or NA response to whether chemicals are used to treat leachate sent to a pond or storage tank. | 3099 | 3424
Pond_Leach_Chem_H2SO4 | Pond_Leachate_Coll_Sys | F | 2 | F2-8 |  | Text | Checkbox to indicate the plant uses sulfuric acid to treat the leachate sent to a pond or storage tank. | 3100 | 3427
Pond_Leach_Chem_Lime | Pond_Leachate_Coll_Sys | F | 2 | F2-8 |  | Text | Checkbox to indicate the plant uses lime to treat the leachate sent to a pond or storage tank. | 3101 | 3425
Pond_Leach_Chem_NaOH | Pond_Leachate_Coll_Sys | F | 2 | F2-8 |  | Text | Checkbox to indicate the plant uses sodium hydroxide to treat the leachate sent to a pond or storage tank. | 3102 | 3426
Pond_Leach_Chem_Other | Pond_Leachate_Coll_Sys | F | 2 | F2-8 |  | Text | Checkbox to indicate the plant uses another chemical to treat the leachate sent to a pond or storage tank. | 3103 | 3428
Pond_Leach_Chem_Other_desc | Pond_Leachate_Coll_Sys | F | 2 | F2-8 |  | Text | Specification of the other chemical used to treat leachate sent to a pond or storage tank. | 3104 | 3429
Pond_Leach_Dest_BackToPond | Pond_Leachate_Coll_Sys | F | 2 | F2-7 |  | Text | Checkbox to indicate that the leachate is transferred back into the pond/impoundment unit. | 3105 | 3408
Pond_Leach_Dest_CmbndPondEff | Pond_Leachate_Coll_Sys | F | 2 | F2-7 |  | Text | Checkbox to indicate that the leachate is combined with pond/impoundment unit effluent. | 3106 | 3409
Pond_Leach_Dest_Indirect | Pond_Leachate_Coll_Sys | F | 2 | F2-7 |  | Text | Checkbox to indicate that the leachate is indirectly discharged to a treatment works facility. | 3107 | 3416
Pond_Leach_Dest_OnsiteTS | Pond_Leachate_Coll_Sys | F | 2 | F2-7 |  | Text | Checkbox to indicate that the leachate is transferred to an on-site treatment system. | 3108 | 3412
Pond_Leach_Dest_OnsiteTS_WWT | Pond_Leachate_Coll_Sys | F | 2 | F2-7 |  | Text | The yes/no answer to whether the wastewater treatment system ID has been previously assigned. | 3109 | 3413
Pond_Leach_Dest_Other | Pond_Leachate_Coll_Sys | F | 2 | F2-7 |  | Text | Checkbox to indicate another intermediate and/or final destination of the leachate. | 3110 | 3421
Pond_Leach_Dest_Other_desc | Pond_Leachate_Coll_Sys | F | 2 | F2-7 |  | Text | The specification of another intermediate and/or final destination of the leachate. | 3111 | 3422
Pond_Leach_Dest_OtherPond | Pond_Leachate_Coll_Sys | F | 2 | F2-7 |  | Text | Checkbox to indicate that the leachate is transferred to other pond/impoundment units. | 3112 | 3410
Pond_Leach_Dest_OtherPond_ID | Pond_Leachate_Coll_Sys | F | 2 | F2-7 |  | Text | Pond/impoundment unit ID receiving the leachate. | 3113 | 3411
Pond_Leach_Dest_Recyc | Pond_Leachate_Coll_Sys | F | 2 | F2-7 |  | Text | Checkbox to indicate that the leachate is immediately recycled back into the plant process. | 3114 | 3417
Pond_Leach_Dest_Recyc_desc | Pond_Leachate_Coll_Sys | F | 2 | F2-7 |  | Text | Description of how the leachate is reused when it is immediately recycled back into the plant process. | 3115 | 3418
Pond_Leach_Dest_StorTnk | Pond_Leachate_Coll_Sys | F | 2 | F2-7 |  | Text | Checkbox to indicate that the leachate is transferred back to a storage tank. | 3116 | 3415
Pond_Leach_Dest_SW | Pond_Leachate_Coll_Sys | F | 2 | F2-7 |  | Text | Checkbox to indicate that the leachate is discharged to surface water. | 3117 | 3419
Pond_Leach_Est_Desc | Pond_Leachate_Coll_Sys | F | 2 | F2-5 |  | Memo | Description of the estimation method. | 3118 | 3396
Pond_Leach_Freq | Pond_Leachate_Coll_Sys | F | 2 | F2-5 |  | Number (Double) | Frequency of process wastewater generation (days). | 3119 | 3395
Pond_Leach_procWW | Pond_Leachate_Coll_Sys | F | 2 | F2-6 |  | Text | The yes/no answer to whether the plant collects stormwater, rainfall, or process wastewaters in the collection system. | 3120 | 3398
Pond_Leach_procWW_Other | Pond_Leachate_Coll_Sys | F | 2 | F2-6 |  | Text | Checkbox to indicate that another type of wastewater is collected in the leachate collection system. | 3121 | 3403
Pond_Leach_procWW_Other_Code | Pond_Leachate_Coll_Sys | F | 2 | F2-6 |  | Text | Drop-down menu of selections of other types of wastewater. | 3122 | 3404
Pond_Leach_procWW_Other_desc | Pond_Leachate_Coll_Sys | F | 2 | F2-6 |  | Text | Explanation of the other type of wastewater collected in the system. | 3123 | 3406
Pond_Leach_procWW_Other_GPY | Pond_Leachate_Coll_Sys | F | 2 | F2-6 |  | Number (Double) | The amount of rainfall collected in the system (gpy). | 3124 | 3405
Pond_Leach_procWW_Rain | Pond_Leachate_Coll_Sys | F | 2 | F2-6 |  | Text | Checkbox to indicate that rainfall is collected in the leachate collection system. | 3125 | 3401
Pond_Leach_procWW_Rain_GPY | Pond_Leachate_Coll_Sys | F | 2 | F2-6 |  | Number (Double) | The amount of rainfall collected in the system (gpy). | 3126 | 3402
Pond_Leach_procWW_Storm | Pond_Leachate_Coll_Sys | F | 2 | F2-6 |  | Text | Checkbox to indicate that uncontaminated stormwater is collected in the leachate collection system. | 3127 | 3399
Pond_Leach_procWW_Storm_GPY | Pond_Leachate_Coll_Sys | F | 2 | F2-6 |  | Number (Double) | The amount of uncontaminated stormwater collected in the system (gpy). | 3128 | 3400
Pond_Leach_Sys | Pond_Leachate_Coll_Sys | F | 2 | F2-4 |  | Text | The yes/no answer to whether the pond/impoundment unit has a system to collect leachate. | 3129 | 3387
Pond_Leach_Sys_LCS | Pond_Leachate_Coll_Sys | F | 2 | F2-4 |  | Text | Checkbox to indicate the pond/impoundment unit has a leachate collection system. | 3130 | 3388
Pond_Leach_Sys_LDS | Pond_Leachate_Coll_Sys | F | 2 | F2-4 |  | Text | Checkbox to indicate the pond/impoundment unit has a leachate detection system. | 3131 | 3389
Pond_Leach_Sys_Other | Pond_Leachate_Coll_Sys | F | 2 | F2-4 |  | Text | Checkbox to indicate the pond/impoundment unit has another type of leachate collection system. | 3132 | 3390
Pond_Leach_Sys_Other_desc | Pond_Leachate_Coll_Sys | F | 2 | F2-4 |  | Text | Specification of the other type of leachate collection system. | 3133 | 3391
Pond_Leach_Vol_GPD | Pond_Leachate_Coll_Sys | F | 2 | F2-5 |  | Number (Double) | Volume of leachate collected in 2009 (gpd). | 3134 | 3393
Pond_Leach_Vol_GPY | Pond_Leachate_Coll_Sys | F | 2 | F2-5 |  | Number (Double) | Volume of leachate collected in 2009 (gpy). | 3135 | 3394
Pond_Mon | BMPs_Pond_Info | F | 2 | F2-9 |  | Text | The yes/no answer to whether the plant monitors/inspects the structural integrity of the pond/impoundment unit on a regular basis. | 3136 | 3383
Pond_Ovrflw | BMPs_Pond_Info | F | 2 | F2-2 |  | Text | The yes/no answer to whether the pond/impoundment unit experienced an overflow since 1/1/95. | 3137 | 3377
Pond_Ovrflw_desc | BMPs_Pond_Info | F | 2 | F2-2 |  | Text | A description of when the overflow occurred and the reason for the overflow. | 3138 | 3378
Pond_Ovrflw_Dsch | BMPs_Pond_Info | F | 2 | F2-3 |  | Text | The yes/no answer to whether the pond/impoundment unit has had a non-permitted overflow to a receiving water since 1/1/95. | 3139 | 3380
Pond_Ovrflw_Dsch_RW | BMPs_Pond_Info | F | 2 | F2-3 |  | Text | The name of the non-permitted overflow receiving water. | 3140 | 3381
Pond_Status | Active_Pond_Systems | D | 2 | D2-6 | Table D-1 | Text | Status of pond, active/inactive/open or retired/closed or planned. | 3141 | 2606
Pond_Status | Retired_Pond_Systems | D | 2 | D2-6 | Table D-1 | Text | Status of pond, active/inactive/open, retired/closed, or planned. | 3142 | 2626
Pond_Status | Planned_Pond_Systems | D | 2 | D2-6 | Table D-1 | Text | Status of pond, active/inactive/open or retired/closed or planned. | 3143 | 2636
pond_wwt_comment | PartD_Comments | D | Comments | Comment |  | Memo | Comment from plant for Part D. | 3144 | 2987
pond_wwt_comment_nmbr | PartD_Comments | D | Comments | Comment_# |  | Text | Question number reference for Part D comment. | 3145 | 2986
Pond_WWT_Components_Incl | Pond_WWT_Capital_Info | D | 6.1 | D6-4 |  | Text | Yes/no if all components of pond system and/or WWTS are included in capital costs reported in Table D-15. | 3146 | 2971
Pond_WWT_Components_Incl_desc | Pond_WWT_Capital_Info | D | 6.1 | D6-4 |  | Memo | Explanation of components included in capital costs listed in Table D-15 and those not included in the cost. | 3147 | 2972
Pond_YrInsp | Pond_Mntor_Inspct | F | 2 | F2-10 |  | Text | Designation of monitoring measure or inspection is performed on the pond/impoundment unity by the plant and/or engineering contractors. | 3148 | 3433
Pond_YrInsp_Freq | Pond_Mntor_Inspct | F | 2 | F2-10 |  | Number (Double) | Frequency of monitoring for a given monitoring measure/inspection. | 3149 | 3435
Pond_YrInsp_Hrs | Pond_Mntor_Inspct | F | 2 | F2-10 |  | Number (Double) | Average number of hours spent each year performing monitoring activities. | 3150 | 3436
Pond_YrInsp_Performed | Pond_Mntor_Inspct | F | 2 | F2-10 |  | Text | Indication that the type of inspection specified in the Pond_YrInsp field is being performed by the facility. | 3151 | 3434
ponds_acre | Ash_General | C | 1 | C1-2 | Table C-1 | Number (Double) | Total acreage of active/inactive/open ash ponds | 3152 | 1475
Ponds_Landfills | BMPs_Kickout | F | 1 | F1-1 |  | Text | The yes/no answer to whether the plant has one or more pond/impoundments or landfills. | 3153 | 3370
POTW_effl_CS | CS_General | A | 7 | A7-3 |  | Text | The Yes/No response to if the POTW effluent used in the cooling water system. | 3154 | 367
prime_purpose | Plant_General | A | 1.2 | A1-11 |  | Text | The yes/no answer to whether the plant's primary purpose is the generation of electricity. | 3157 | 89
prime_purpose_desc | Plant_General | A | 1.2 | A1-11 |  | Text | The description of the plant's primary purpose in the event that it is not the generation of electricity. | 3158 | 90
purpose_defoam | FGD_Additives | B | 3 | B3-1 | Table B-3 | Text | Purpose of additive is as a defoaming agent | 3159 | 892
purpose_Hg_rem | FGD_Additives | B | 3 | B3-1 | Table B-3 | Text | Purpose of additive is to increase mercury removal | 3160 | 890
purpose_other | FGD_Additives | B | 3 | B3-1 | Table B-3 | Text | Other purpose of additive | 3161 | 893
purpose_other_desc | FGD_Additives | B | 3 | B3-1 | Table B-3 | Text | Other purpose of additive description | 3162 | 894
purpose_prvt_oxdtn | FGD_Additives | B | 3 | B3-1 | Table B-3 | Text | Purpose of additive is to inhibit oxidation of FGD solids | 3163 | 889
purpose_scale_inhibit | FGD_Additives | B | 3 | B3-1 | Table B-3 | Text | Purpose of additive is as a scale inhibitor | 3164 | 891
purpose_SO2_rem | FGD_Additives | B | 3 | B3-1 | Table B-3 | Text | Purpose of additive is to increase sulfur dioxide removal | 3165 | 888
radioactive_WW | Nuc_Wastewaters | H | 1 | H1-3 | Table H-1 | Text | Designates if process wastewater is radioactive or nonradioactive | 3166 | 3202
RCRA_pend | Plant_IDs_Pend_Permits | A | 2.1 | A2-4 | Table A-2 | Text | The yes/no answer to whether the plant's Resource Conservation and Recovery Act (RCRA) permit is under development. | 3167 | 135
reactor_bwr | SE_Units_Planned | A | 6 | A6-2 | Table A-9 | Text | The type of boiler or reactor for the associated Steam Electric Unit is a boiling water reactor. | 3168 | 309
reactor_phwr | SE_Units_Planned | A | 6 | A6-2 | Table A-9 | Text | The type of boiler or reactor for the associated Steam Electric Unit is a pressurized heavy water reactor. | 3169 | 310
reactor_pwr | SE_Units_Planned | A | 6 | A6-2 | Table A-9 | Text | The type of boiler or reactor for the associated Steam Electric Unit is a pressurized water reactor. | 3170 | 308
retired | Plant_General | A | 1.2 | A1-6 |  | Text | The yes/no answer to whether the plant is permanently retired or will it be permanently retired by December 31, 2011. | 3171 | 66
RetSPD-01 | Retired_Pond_Systems | D | 2 | D2-6 | Table D-1 | Text | Checkbox to indicate RET SPD-1 included in pond system. | 3172 | 2629
RetSPD-02 | Retired_Pond_Systems | D | 2 | D2-6 | Table D-1 | Text | Checkbox to indicate RET SPD-2 included in pond system. | 3173 | 2630
RetSPD-03 | Retired_Pond_Systems | D | 2 | D2-6 | Table D-1 | Text | Checkbox to indicate RET SPD-3 included in pond system. | 3174 | 2631
RetSPD-04 | Retired_Pond_Systems | D | 2 | D2-6 | Table D-1 | Text | Checkbox to indicate RET SPD-4 included in pond system. | 3175 | 2632
RUS_ID | Plant_IDs_Pend_Permits | A | 2.1 | A2-2 |  | Text | The plant's RUS Plant Identification Code. | 3176 | 132
SCR_regen_commingle | SCR_Catalyst_Regen_Plant | A | 9 | A9-5 |  | Text | Indicates whether SCR catalyst regeneration wastewater is commingled with any other wastewaters at the plant. | 3177 | 506
SCR_regen_commingle_ba | SCR_Catalyst_Regen_Plant | A | 9 | A9-5 |  | Text | SCR catalyst regeneration wastewater is commingled with bottom ash transport water. | 3178 | 508
SCR_regen_commingle_CTB | SCR_Catalyst_Regen_Plant | A | 9 | A9-5 |  | Text | SCR catalyst regeneration wastewater is commingled with cooling tower blowdown. | 3179 | 510
SCR_regen_commingle_CW | SCR_Catalyst_Regen_Plant | A | 9 | A9-5 |  | Text | SCR catalyst regeneration wastewater is commingled with once-through cooling water. | 3180 | 511
SCR_regen_commingle_fa | SCR_Catalyst_Regen_Plant | A | 9 | A9-5 |  | Text | SCR catalyst regeneration wastewater is commingled with fly ash transport water. | 3181 | 507
SCR_regen_commingle_FGD | SCR_Catalyst_Regen_Plant | A | 9 | A9-5 |  | Text | SCR catalyst regeneration wastewater is commingled with FGD scrubber purge. | 3182 | 509
SCR_regen_commingle_mcw | SCR_Catalyst_Regen_Plant | A | 9 | A9-5 |  | Text | SCR catalyst regeneration wastewater is commingled with metal cleaning waste | 3183 | 512
SCR_regen_commingle_other | SCR_Catalyst_Regen_Plant | A | 9 | A9-5 |  | Text | SCR catalyst regeneration wastewater is commingled with other process wastewater. | 3184 | 513
SCR_regen_commingle_other_desc | SCR_Catalyst_Regen_Plant | A | 9 | A9-5 |  | Text | Description of other process wastewater commingled with SCR catalyst regeneration wastewater. | 3185 | 514
SCR_regen_company1_city | SCR_Catalyst_Regen_Plant | A | 9 | A9-2 | Table A-13 | Text | City company 1 is located. | 3186 | 492
SCR_regen_company1_name | SCR_Catalyst_Regen_Plant | A | 9 | A9-2 | Table A-13 | Text | Name of company 1 that performed the last 2 SCR catalyst regenerations. | 3187 | 491
SCR_regen_company1_state | SCR_Catalyst_Regen_Plant | A | 9 | A9-2 | Table A-13 | Text | State company 1 is located. | 3188 | 493
SCR_regen_company1_tele | SCR_Catalyst_Regen_Plant | A | 9 | A9-2 | Table A-13 | Text | Telephone number of company 1. | 3189 | 494
SCR_regen_company2_city | SCR_Catalyst_Regen_Plant | A | 9 | A9-2 | Table A-13 | Text | City company 2 is located in. | 3190 | 496
SCR_regen_company2_name | SCR_Catalyst_Regen_Plant | A | 9 | A9-2 | Table A-13 | Text | Name of company 2 that performed the last 2 SCR catalyst regenerations. | 3191 | 495
SCR_regen_company2_state | SCR_Catalyst_Regen_Plant | A | 9 | A9-2 | Table A-13 | Text | State company 2 is located in. | 3192 | 497
SCR_regen_company2_tele | SCR_Catalyst_Regen_Plant | A | 9 | A9-2 | Table A-13 | Text | Telephone number of company 2. | 3193 | 498
SCR_regen_dest_NPDES | SCR_Catalyst_Regen_Plant | A | 9 | A9-6 |  | Text | SCR catalyst regeneration wastewater is discharged to surface water. | 3194 | 525
SCR_regen_dest_other | SCR_Catalyst_Regen_Plant | A | 9 | A9-6 |  | Text | SCR catalyst regeneration wastewater is transferred to another destination. | 3195 | 528
SCR_regen_dest_other_desc | SCR_Catalyst_Regen_Plant | A | 9 | A9-6 |  | Text | Description of other destination that the SCR catalyst regeneration wastewater is transferred to. | 3196 | 529
SCR_regen_dest_POTW | SCR_Catalyst_Regen_Plant | A | 9 | A9-6 |  | Text | SCR catalyst regeneration wastewater is indirectly discharged to a publically or privately owned treatment works. | 3197 | 527
SCR_regen_dest_reuse | SCR_Catalyst_Regen_Plant | A | 9 | A9-6 |  | Text | SCR catalyst regeneration wastewater is immediately recycled back to plant process. | 3198 | 516
SCR_regen_dest_reuse_desc | SCR_Catalyst_Regen_Plant | A | 9 | A9-6 |  | Text | SCR catalyst regeneration wastewater is immediately recycled back to. | 3199 | 517
SCR_regen_dest_treat | SCR_Catalyst_Regen_Plant | A | 9 | A9-6 |  | Text | SCR catalyst regeneration wastewater is transferred to an on-site treatment system. | 3200 | 518
SCR_regen_dest_treat_chemprec | SCR_Catalyst_Regen_Plant | A | 9 | A9-6 |  | Text | SCR catalyst regeneration wastewater is treated with a chemical precipitation system. | 3201 | 521
SCR_regen_dest_treat_other | SCR_Catalyst_Regen_Plant | A | 9 | A9-6 |  | Text | SCR catalyst regeneration wastewater is treated with other types of treatment. | 3202 | 523
SCR_regen_dest_treat_other_desc | SCR_Catalyst_Regen_Plant | A | 9 | A9-6 |  | Text | Description of other types of treatment that the system treating SCR catalyst regeneration wastewater has. | 3203 | 524
SCR_regen_dest_treat_pH | SCR_Catalyst_Regen_Plant | A | 9 | A9-6 |  | Text | SCR catalyst regeneration wastewater is treated with pH adjustment. | 3204 | 520
SCR_regen_dest_treat_pond | SCR_Catalyst_Regen_Plant | A | 9 | A9-6 |  | Text | SCR catalyst regeneration wastewater is treated with a settling pond. | 3205 | 519
SCR_regen_dest_treat_wetlands | SCR_Catalyst_Regen_Plant | A | 9 | A9-6 |  | Text | SCR catalyst regeneration wastewater is treated with constructed wetlands. | 3206 | 522
SCR_regen_flow_every | SCR_Catalyst_Regen_Plant | A | 9 | A9-4 |  | Number (Double) | The frequency at which the SCR catalyst regeneration wastewater is generated (times every). | 3207 | 503
SCR_regen_flow_gpy | SCR_Catalyst_Regen_Plant | A | 9 | A9-4 |  | Number (Double) | The typical flow volume of SCR catalyst regeneration wastewater generated (gpy). | 3208 | 502
SCR_regen_flow_yr | SCR_Catalyst_Regen_Plant | A | 9 | A9-4 |  | Number (Double) | The frequency at which the SCR catalyst regeneration wastewater is generated (years). | 3209 | 504
scr_regen_last_loc | SCR_Catalyst_Regen_Unit | A | 9 | A9-1 | Table A-12 | Text | Where last SCR catalyst regeneration occurred. | 3210 | 483
scr_regen_last_mo | SCR_Catalyst_Regen_Unit | A | 9 | A9-1 | Table A-12 | Text | Month of last SCR catalyst replacement or regeneration. | 3211 | 481
scr_regen_last_repl | SCR_Catalyst_Regen_Unit | A | 9 | A9-1 | Table A-12 | Text | Drop down menu for if the last SCR catalyst was replaced/regenerated/not replaced or regenerated. | 3212 | 480
scr_regen_last_yr | SCR_Catalyst_Regen_Unit | A | 9 | A9-1 | Table A-12 | Text | Year of last SCR catalyst replacement or regeneration. | 3213 | 482
scr_regen_next_loc | SCR_Catalyst_Regen_Unit | A | 9 | A9-1 | Table A-12 | Text | Where the next planned SCR catalyst regeneration is planned to occur. | 3214 | 487
scr_regen_next_mo | SCR_Catalyst_Regen_Unit | A | 9 | A9-1 | Table A-12 | Text | Month of next planned SCR catalyst replacement or regeneration. | 3215 | 485
scr_regen_next_repl | SCR_Catalyst_Regen_Unit | A | 9 | A9-1 | Table A-12 | Text | Drop down menu for if the next planned SCR catalyst will be replaced/regenerated/not replaced or regenerated. | 3216 | 484
scr_regen_next_yr | SCR_Catalyst_Regen_Unit | A | 9 | A9-1 | Table A-12 | Text | Year of next planned SCR catalyst replacement or regeneration. | 3217 | 486
SCR_regen_no_offsite | SCR_Catalyst_Regen_Plant | A | 9 | A9-2 | Table A-13 | Text | The plant did not send SCR catalyst offsite for regeneration. | 3218 | 490
SCR_regen_onsite_WW | SCR_Catalyst_Regen_Plant | A | 9 | A9-3 |  | Text | The yes/no response Indicating whether process wastewater is generated from the SCR regeneration process, if the SCR catalyst is regenerated on site. | 3219 | 500
SCR_wash_commingle | SCR_Catalyst_Wash | A | 9 | A9-10 |  | Text | The yes/no answer to if the SCR catalyst washing wastewater commingled with other wastewaters. | 3220 | 540
SCR_wash_commingle_ba | SCR_Catalyst_Wash | A | 9 | A9-10 |  | Text | The SCR catalyst washing wastewater is commingled with bottom ash transport water. | 3221 | 542
SCR_wash_commingle_CTB | SCR_Catalyst_Wash | A | 9 | A9-10 |  | Text | The SCR catalyst washing wastewater is commingled with cooling tower blowdown. | 3222 | 544
SCR_wash_commingle_CW | SCR_Catalyst_Wash | A | 9 | A9-10 |  | Text | The SCR catalyst washing wastewater is commingled with once-through cooling water. | 3223 | 545
SCR_wash_commingle_fa | SCR_Catalyst_Wash | A | 9 | A9-10 |  | Text | The SCR catalyst washing wastewater is commingled with fly ash transport water. | 3224 | 541
SCR_wash_commingle_FGD | SCR_Catalyst_Wash | A | 9 | A9-10 |  | Text | The SCR catalyst washing wastewater is commingled with FGD scrubber purge. | 3225 | 543
SCR_wash_commingle_mcw | SCR_Catalyst_Wash | A | 9 | A9-10 |  | Text | The SCR catalyst washing wastewater is commingled with cleaning wastes from cleaning metal process equipment. | 3226 | 546
SCR_wash_commingle_other | SCR_Catalyst_Wash | A | 9 | A9-10 |  | Text | The SCR catalyst washing wastewater is commingled with another type of wastewater. | 3227 | 547
SCR_wash_commingle_other_desc | SCR_Catalyst_Wash | A | 9 | A9-10 |  | Text | A description of what the other type of wastewater the SCR catalyst washing wastewater is. | 3228 | 548
SCR_wash_dest_NPDES | SCR_Catalyst_Wash | A | 9 | A9-11 |  | Text | The SCR catalyst washing wastewater is discharged to surface water. | 3229 | 559
SCR_wash_dest_other | SCR_Catalyst_Wash | A | 9 | A9-11 |  | Text | The SCR catalyst washing wastewater is transferred to another destination. | 3230 | 562
SCR_wash_dest_other_desc | SCR_Catalyst_Wash | A | 9 | A9-11 |  | Text | A description of other destination that the SCR catalyst washing wastewater is transferred to. | 3231 | 563
SCR_wash_dest_POTW | SCR_Catalyst_Wash | A | 9 | A9-11 |  | Text | The SCR catalyst washing wastewater is indirectly discharged to a publicly or privately owned treatment works. | 3232 | 561
SCR_wash_dest_reuse | SCR_Catalyst_Wash | A | 9 | A9-11 |  | Text | The SCR catalyst washing wastewater is immediately recycled back to plant process. | 3233 | 550
SCR_wash_dest_reuse_desc | SCR_Catalyst_Wash | A | 9 | A9-11 |  | Text | A description on how the process wastewater is reused. | 3234 | 551
SCR_wash_dest_treat | SCR_Catalyst_Wash | A | 9 | A9-11 |  | Text | The SCR catalyst washing wastewater is transferred to on-site treatment system. | 3235 | 552
SCR_wash_dest_treat_chemprec | SCR_Catalyst_Wash | A | 9 | A9-11 |  | Text | The SCR catalyst washing wastewater is treated by chemical precipitation. | 3236 | 555
SCR_wash_dest_treat_other | SCR_Catalyst_Wash | A | 9 | A9-11 |  | Text | The SCR catalyst washing wastewater is treated by some other process. | 3237 | 557
SCR_wash_dest_treat_other_desc | SCR_Catalyst_Wash | A | 9 | A9-11 |  | Text | A description of the other type of process that treats the wastewater. | 3238 | 558
SCR_wash_dest_treat_pH | SCR_Catalyst_Wash | A | 9 | A9-11 |  | Text | The SCR catalyst washing wastewater is adjusted for pH. | 3239 | 554
SCR_wash_dest_treat_pond | SCR_Catalyst_Wash | A | 9 | A9-11 |  | Text | The SCR catalyst washing wastewater is transferred to a settling pond. | 3240 | 553
SCR_wash_dest_treat_wetlands | SCR_Catalyst_Wash | A | 9 | A9-11 |  | Text | The SCR catalyst washing wastewater is transferred to constructed wetlands on-site. | 3241 | 556
SCR_wash_flow_every | SCR_Catalyst_Wash | A | 9 | A9-9 |  | Number (Double) | The frequency at which the process wastewater is generated (times every). | 3242 | 537
SCR_wash_flow_gpy | SCR_Catalyst_Wash | A | 9 | A9-9 |  | Number (Double) | The typical volume of SCR catalyst washing wastewater generated (gpy). | 3243 | 536
SCR_wash_flow_yr | SCR_Catalyst_Wash | A | 9 | A9-9 |  | Number (Double) | The frequency at which the process wastewater is generated (year). | 3244 | 538
SCR_wash_gen_WW | SCR_Catalyst_Wash | A | 9 | A9-8 |  | Text | The yes/no answer to if there is process wastewater generated from the SCR catalyst washing process. | 3245 | 534
SCR_wash_onsite | SCR_Catalyst_Wash | A | 9 | A9-7 |  | Text | The yes/no answer to whether the SCR catalyst is washed on site. | 3246 | 532
SE_unit_online_mo | SE_Units_Planned | A | 6 | A6-2 | Table A-9 | Text | Month of the initial date of operation or planned date of operation. | 3247 | 314
SE_unit_online_yr | SE_Units_Planned | A | 6 | A6-2 | Table A-9 | Text | Year of the initial date of operation or planned date of operation. | 3248 | 315
seunit_id | Economizer_Ash | C | 4 | SE_Unit_ID |  | Text | Steam electric generating unit ID | 3249 | 2509
seunit_id | Air_Heater_Ash | C | 5 | SE_Unit_ID |  | Text | Steam electric generating unit ID | 3250 | 2541
seunit_id | Fuel_Usage | A | 8 | SEunit_ID | Table A-11 | Text | Steam Electric Generating Unit ID | 3251 | 369
seunit_ID | Fly_Ash_System | C | 2.1 | seunit_ID | Table C-2 | Text | Steam electric generating Unit ID | 3252 | 1487
seunit_ID | Fly_Ash_Sluicing | C | 2.1 | seunit_ID | Table C-3 | Text | Steam electric generating unit ID | 3253 | 1514
seunit_ID | Fly_Ash_Wet_Vacuum | C | 2.1 | seunit_ID |  | Text | Steam electric generating unit ID | 3254 | 1542
seunit_ID | Fly_Ash_Storage_Dest | C | 2.1 | seunit_ID | Table C-4 | Text | Steam electric generating unit ID | 3255 | 1564
seunit_ID | Fly_Ash_WetAndDry | C | 2.1 | seunit_ID |  | Text | Steam electric generating unit ID | 3256 | 1572
seunit_ID | Fly_Ash_Handling_Changes | C | 2.1 | seunit_ID |  | Text | Steam electric generating unit ID | 3257 | 1599
seunit_ID | Fly_Ash_Dry_Retrofit | C | 2.1 | seunit_ID |  | Text | Steam electric generating unit ID | 3258 | 1610
seunit_ID | Fly_Ash_Dry_Installation | C | 2.1 | seunit_ID |  | Text | Steam electric generating unit ID | 3259 | 1646
seunit_ID | Fly_Ash_Outages | C | 2.1 | seunit_ID |  | Text | Steam electric generating unit ID | 3260 | 1707
seunit_ID | Fly_Cnvy_Cmpnts | C | 2.3 | seunit_ID | Table C-10 | Text | Steam electric generating unit ID | 3261 | 1795
seunit_ID | Fly_Cnvy_General | C | 2.3 | seunit_ID |  | Text | Steam electric generating unit ID | 3262 | 1804
seunit_ID | Fly_Cnvy_Capital_Cost | C | 2.3 | seunit_ID | Table C-11 | Text | Steam electric generating unit ID | 3263 | 1820
seunit_ID | Fly_Cnvy_OM_Cost | C | 2.3 | seunit_ID | Table C-12 | Text | Steam electric generating unit ID | 3264 | 1828
seunit_ID | Btm_Ash_System | C | 3.1 | seunit_ID |  | Text | Steam electric generating unit ID | 3265 | 1979
seunit_id | Btm_Ash_Sluicing | C | 3.1 | seunit_ID | Table C-19 | Text | Steam electric generating unit ID | 3266 | 2012
seunit_id | Btm_Ash_Solids_Rmvl | C | 3.1 | seunit_ID |  | Text | Steam electric generating unit ID | 3267 | 2040
seunit_id | Btm_Ash_Mech_Drag | C | 3.1 | seunit_ID |  | Text | Steam electric generating unit ID | 3268 | 2087
seunit_ID | Btm_Ash_Storage_Dest | C | 3.1 | seunit_ID | Table C-21 | Text | Steam electric generating unit ID | 3269 | 2111
seunit_id | Btm_Ash_Dry_Handling | C | 3.1 | seunit_ID |  | Text | Steam electric generating unit ID | 3270 | 2119
seunit_id | Btm_Ash_Dry_Retrofit | C | 3.1 | seunit_ID |  | Text | Steam electric generating unit ID | 3271 | 2155
seunit_id | Btm_Ash_Dry_Installation | C | 3.1 | seunit_ID |  | Text | Steam electric generating unit ID | 3272 | 2194
seunit_id | Btm_Ash_Outages | C | 3.1 | seunit_ID |  | Text | Steam electric generating unit ID | 3273 | 2256
seunit_ID | Btm_Cnvy_Cmpnts | C | 3.3 | seunit_ID | Table C-26 | Text | Steam electric generating ID | 3274 | 2325
seunit_ID | Btm_Cnvy_General | C | 3.3 | seunit_ID |  | Text | Steam electric generating unit ID | 3275 | 2334
seunit_ID | Btm_Cnvy_Capital_Cost | C | 3.3 | seunit_ID | Table C-27 | Text | Steam electric generating unit ID | 3276 | 2350
seunit_ID | Btm_Cnvy_OM_Cost | C | 3.3 | seunit_ID | Table C-28 | Text | Steam electric generating unit ID | 3277 | 2358
seunit_id | MCW_Chem | E | 2 | seunit_ID | Table E-1 | Text | Steam electric unit identification number (Assigned in Part A) | 3278 | 2992
seunit_ID | MCW_No_Chem | E | 2 | seunit_ID | Table E-2 | Text | Steam electric unit identification number (Assigned in Part A) | 3279 | 3033
seunit_ID | MCW_WW_Treatment | E | 3 | seunit_ID |  | Text | Steam electric unit identification number (Assigned in Part A) | 3280 | 3050
seunit_ID | MCW_Slds_Res_Gen | E | 3 | seunit_ID |  | Text | Steam electric unit identification number (Assigned in Part A) | 3281 | 3080
seunit_id | SE_Units_Operating | A | 6 | A6-1 | Table A-8 | Text | EPA-assigned Steam Electric Unit ID for those operating prior to January 1, 2010. | 3282 | 270
seunit_id | SE_Units_Planned | A | 6 | A6-2 | Table A-9 | Text | EPA-assigned Steam Electric Unit ID for units that commenced operating after December 31, 2009, or the plant is currently constructing/installing or planning to construct/install by December 31, 2015. | 3283 | 292
seunit_id | NOx_Controls | A | 9 | A9-1 | Table A-12 | Text | SE Unit ID | 3284 | 454
seunit_id | SCR_Catalyst_Regen_Unit | A | 9 | A9-1 | Table A-12 | Text | SE Unit ID | 3285 | 478
seunit_retired | SE_Units_Operating | A | 6 | A6-1 | Table A-8 | Text | The yes/no answer to whether the steam electric unit is now retired? | 3286 | 290
seunit_type | SE_Units_Operating | A | 6 | A6-1 | Table A-8 | Text | The type of unit. | 3287 | 288
seunit_type | SE_Units_Planned | A | 6 | A6-2 | Table A-9 | Text | Type of unit (selected from the following: Base load/Peaking/Cycling/Intermediate/Other) | 3288 | 318
seunit_type_other | SE_Units_Operating | A | 6 | A6-1 | Table A-8 | Text | The name of the "other" type of unit, if selected. | 3289 | 289
seunit_type_other | SE_Units_Planned | A | 6 | A6-2 | Table A-9 | Text | If "Other" is selected, a description of what the other type of unit is. | 3290 | 319
Smpl_Loc_Desc | Leach_Smpl_Data | G | Sample Results | Smpl_results | Table G-4 | Text | Description of the sampling location | 3291 | 3177
smple_pts_landfill_BD | Leach_General | G | 3 | G3-3 |  | Yes/No | Checkbox for the identification of sample points of the landfill block diagram submitted in Part F (QG3-3) | 3292 | 3133
sorbent_1 | FGD_Systems | B | 1 | B1-2 | Table B-1 | Text | Primary type of sorbent | 3293 | 857
sorbent_1_other | FGD_Systems | B | 1 | B1-2 | Table B-1 | Text | Description of primary type of sorbent if state other in sorbent_1 | 3294 | 858
sorbent_2 | FGD_Systems | B | 1 | B1-2 | Table B-1 | Text | Secondary type of sorbent | 3295 | 859
sorbent_2_other | FGD_Systems | B | 1 | B1-2 | Table B-1 | Text | Description of secondary type of sorbent if state other in sorbent_2 | 3296 | 860
sorbent_3 | FGD_Systems | B | 1 | B1-2 | Table B-1 | Text | Tertiary type of sorbent | 3297 | 861
sorbent_3_other | FGD_Systems | B | 1 | B1-2 | Table B-1 | Text | Description of tertiary type of sorbent if state other in sorbent_3 | 3298 | 862
sorbent_4 | FGD_Systems | B | 1 | B1-2 | Table B-1 | Text | Quaternary type of sorbent | 3299 | 863
sorbent_4_other | FGD_Systems | B | 1 | B1-2 | Table B-1 | Text | Description of quaternary type of sorbent if state other in sorbent_4 | 3300 | 864
Space_Avail | WWT_System_Information | D | 5.1 | D5-9 |  | Memo | Information on impacts space availability had, or will have, on design and/or cost of WWTS. | 3301 | 2838
SPD-01 | Active_Pond_Systems | D | 2 | D2-6 | Table D-1 | Text | Checkbox to indicate SPD-1 included in pond system. | 3302 | 2609
SPD-010 | Active_Pond_Systems | D | 2 | D2-6 | Table D-1 | Text | Checkbox to indicate SPD-10 included in pond system. | 3303 | 2618
SPD-011 | Active_Pond_Systems | D | 2 | D2-6 | Table D-1 | Text | Checkbox to indicate SPD-11 included in pond system. | 3304 | 2619
SPD-012 | Active_Pond_Systems | D | 2 | D2-6 | Table D-1 | Text | Checkbox to indicate SPD-12 included in pond system. | 3305 | 2620
SPD-013 | Active_Pond_Systems | D | 2 | D2-6 | Table D-1 | Text | Checkbox to indicate SPD-13 included in pond system. | 3306 | 2621
SPD-014 | Active_Pond_Systems | D | 2 | D2-6 | Table D-1 | Text | Checkbox to indicate SPD-14 included in pond system. | 3307 | 2622
SPD-02 | Active_Pond_Systems | D | 2 | D2-6 | Table D-1 | Text | Checkbox to indicate SPD-2 included in pond system. | 3308 | 2610
SPD-03 | Active_Pond_Systems | D | 2 | D2-6 | Table D-1 | Text | Checkbox to indicate SPD-3 included in pond system. | 3309 | 2611
SPD-04 | Active_Pond_Systems | D | 2 | D2-6 | Table D-1 | Text | Checkbox to indicate SPD-4 included in pond system. | 3310 | 2612
SPD-05 | Active_Pond_Systems | D | 2 | D2-6 | Table D-1 | Text | Checkbox to indicate SPD-5 included in pond system. | 3311 | 2613
SPD-06 | Active_Pond_Systems | D | 2 | D2-6 | Table D-1 | Text | Checkbox to indicate SPD-6 included in pond system. | 3312 | 2614
SPD-07 | Active_Pond_Systems | D | 2 | D2-6 | Table D-1 | Text | Checkbox to indicate SPD-7 included in pond system. | 3313 | 2615
SPD-08 | Active_Pond_Systems | D | 2 | D2-6 | Table D-1 | Text | Checkbox to indicate SPD-8 included in pond system. | 3314 | 2616
SPD-09 | Active_Pond_Systems | D | 2 | D2-6 | Table D-1 | Text | Checkbox to indicate SPD-9 included in pond system. | 3315 | 2617
SPD-0A | Planned_Pond_Systems | D | 2 | D2-6 | Table D-1 | Text | Checkbox to indicate SPD-A included in pond system. | 3316 | 2639
SPD-0B | Planned_Pond_Systems | D | 2 | D2-6 | Table D-1 | Text | Checkbox to indicate SPD-B included in pond system. | 3317 | 2640
SPD-0C | Planned_Pond_Systems | D | 2 | D2-6 | Table D-1 | Text | Checkbox to indicate SPD-C included in pond system. | 3318 | 2641
SPD-0D | Planned_Pond_Systems | D | 2 | D2-6 | Table D-1 | Text | Checkbox to indicate SPD-D included in pond system. | 3319 | 2642
SPD-0E | Planned_Pond_Systems | D | 2 | D2-6 | Table D-1 | Text | Checkbox to indicate SPD-E included in pond system. | 3320 | 2643
ST_capacity | SE_Units_Operating | A | 6 | A6-1 | Table A-8 | Number (Double) | The steam turbine capacity (MW). | 3322 | 286
ST_capacity | SE_Units_Planned | A | 6 | A6-2 | Table A-9 | Number (Double) | Total unit steam turbine capacity (MW). | 3323 | 316
steam_elec | Plant_General | A | 1.2 | A1-12 |  | Text | The plant uses steam generated at the plant for electricity generation. | 3324 | 92
steam_elec_per | Plant_General | A | 1.2 | A1-12 |  | Number (Double) | The percent of steam used for electricity generation. | 3325 | 93
steam_heat_cool | Plant_General | A | 1.2 | A1-12 |  | Text | The plant uses steam generated at the plant for heating and/or cooling. | 3326 | 94
steam_heat_cool_per | Plant_General | A | 1.2 | A1-12 |  | Number (Double) | The percent of steam used for heating and/or cooling. | 3327 | 95
steam_use_other | Plant_General | A | 1.2 | A1-12 |  | Text | The plant uses steam generated at the plant for something other than electricity generation or heating and/or cooling. | 3328 | 96
steam_use_other_desc | Plant_General | A | 1.2 | A1-12 |  | Memo | The description of what the steam is used for if it is not electricity generation or heating and/or cooling. | 3329 | 98
steam_use_other_per | Plant_General | A | 1.2 | A1-12 |  | Number (Double) | The percent of steam used for something other than electricity generation or heating and/or cooling. | 3330 | 97
storage_ID | Fly_Storage_General | C | 2.4 | Storage_ID |  | Text | Storage destination ID (from Codes Table tab) | 3331 | 1850
storage_ID | Fly_Storage_Cmpnts | C | 2.4 | Storage_ID | Table C-13 | Text | Storage destination ID | 3332 | 1869
storage_ID | Fly_Storage_Capital_Cost | C | 2.4 | Storage_ID | Table C-14 | Text | Storage destination ID | 3333 | 1878
storage_ID | Fly_Storage_OM_Cost | C | 2.4 | Storage_ID | Table C-15 | Text | Storage ID (from Storage destination table in Codes Tab) | 3334 | 1886
storage_ID | Btm_storage_General | C | 3.4 | Storage_ID |  | Text | Storage destination identification (from Storage Destinations in Code Tables tab) | 3335 | 2380
storage_ID | Btm_storage_Cmpnts | C | 3.4 | Storage_ID | Table C-29 | Text | Storage ID from Storage Destination table in Code Tables tab | 3336 | 2399
storage_ID | Btm_storage_Capital_Cost | C | 3.4 | Storage_ID | Table C-30 | Text | Storage ID from Storage Destination table in Code Tables tab | 3337 | 2408
storage_ID | Btm_storage_OM_Cost | C | 3.4 | Storage_ID | Table C-31 | Text | Storage ID from Storage Destination table in Code Tables tab | 3338 | 2416
storage_ID | Fly_Ash_Storage_Dest | C | 2.1 | C2-9 | Table C-4 | Text | Storage destination ID (from Storage Destination table in the codes tab) | 3339 | 1567
storage_ID | Fly_Ash_Storage | C | 2.2 | C2-25 | Table C-6 | Text | Storage destination ID (from Storage Destination Table in Codes Table tab) | 3340 | 1743
storage_ID | Fly_Ash_Moisten_Water | C | 2.2 | C2-26 | Table C-7 | Text | Storage destination ID from Storage Destination Table in Codes Table tab | 3341 | 1761
storage_ID | Btm_Ash_Storage_Dest | C | 3.1 | C3-15 | Table C-21 | Text | Storage destination ID (from Storage Destination Table in Code Tables tab) | 3342 | 2114
storage_ID | Btm_Ash_Storage | C | 3.2 | C3-32 | Table C-23 | Text | Storage destination ID (from Storage Destination Table in Code Tables tab) | 3343 | 2292
storage_ID_other | Fly_Ash_Storage_Dest | C | 2.1 | C2-9 | Table C-4 | Text | "Other" storage destination description if "other" is selected | 3344 | 1568
storage_ID_other | Fly_Ash_Storage | C | 2.2 | C2-25 | Table C-6 | Text | Description of storage destination if "other" is selected | 3345 | 1744
storage_ID_other | Fly_Ash_Moisten_Water | C | 2.2 | C2-26 | Table C-7 | Text | Description of storage destination if "other" is selected | 3346 | 1762
storage_ID_other | Btm_Ash_Storage_Dest | C | 3.1 | C3-15 | Table C-21 | Text | Description of "Other" storage destination | 3347 | 2115
storage_ID_other | Btm_Ash_Storage | C | 3.2 | C3-32 | Table C-23 | Text | Description of "Other" storage destination ID | 3348 | 2293
Stormwater_pend | Plant_IDs_Pend_Permits | A | 2.1 | A2-4 | Table A-2 | Text | The yes/no answer to whether the plant's Stormwater permit is under development. | 3349 | 136
Sulf_Addn_Capbl | WWT_System_Information | D | 5.1 | D5-6 |  | Text | Yes/no if WWTS is capable of performing sulfide addition. | 3350 | 2832
SummaryStudies | WWT_Study | D | 2 | D2-3 |  | Text | Yes/no if a summary and/or report documenting pilot or full scale study prepared. | 3351 | 2599
SummaryStudiesDesc | WWT_Study | D | 2 | D2-3 |  | Memo | Description of pilot or full scale study. | 3352 | 2600
surfwater_name | Plant_Outfalls | A | 2.2 | A2-8 |  | Text | Name of the receiving surface water. | 3353 | 167
surfwater_type | Plant_Outfalls | A | 2.2 | A2-8 |  | Text | Type of surface water. | 3354 | 169
surfwater_type_other | Plant_Outfalls | A | 2.2 | A2-8 |  | Text | Other type of surface water. | 3355 | 170
surfwater_unnamed_desc | Plant_Outfalls | A | 2.2 | A2-8 |  | Text | The name(s) of the next receiving water downstream if the receiving surface water is unnamed. | 3356 | 168
System_ID | Treatment_Diagram | D | 3.1 | System_ID |  | Text | Pond/Impoundment system or wastewater treatment identification. | 3357 | 2653
System_ID | Treatment_Influents | D | 3.2 | System_ID | Table D-3 | Text | Pond/Impoundment system or wastewater treatment system identification. | 3358 | 2657
System_ID | Treatment_Effluents | D | 3.2 | System_ID | Table D-4 | Text | Pond/Impoundment system or wastewater treatment system identification. | 3359 | 2668
System_ID | Pond_WWT_OandM | D | 6.1 | System_ID | Table D-14 | Text | Wastewater treatment or pond system identification. | 3360 | 2920
System_ID | Pond_WWT_Capital | D | 6.1 | System_ID | Table D-15 | Text | Wastewater treatment or pond system identification. | 3361 | 2961
System_ID | Pond_WWT_Capital_Info | D | 6.1 | System_ID |  | Text | Wastewater treatment or pond system identification. | 3362 | 2967
System_ID | FGD_WWT_Purchase | D | 6.1 | System_ID |  | Text | Wastewater treatment or pond system identification. | 3363 | 2974
System_ID | WWTS_Ancillary_Equip | D | 6.2 | System_ID | Table D-16 | Text | Wastewater treatment or pond system identification. | 3364 | 2980
System_ID | WWT_System_Information | D | 5.1 | WWTS_ID |  | Text | Wastewater treatment system identification. | 3365 | 2822
System_ID | WWT_Pollutants | D | 5.1 | WWTS_ID |  | Text | Wastewater treatment system identification. | 3366 | 2843
System_ID | WWT_Units | D | 5.1 | WWTS_ID | Table D-11 | Text | Wastewater treatment system identification. | 3367 | 2869
System_ID | WWTS_Pld_Improvements | D | 5.1 | WWTS_ID | Table D-12 | Text | Wastewater treatment system identification. | 3368 | 2893
System_ID | Active_Pond_Systems | D | 2 | D2-6 | Table D-1 | Text | Pond/Impoundment system identification. | 3369 | 2605
System_ID | Retired_Pond_Systems | D | 2 | D2-6 | Table D-1 | Text | Pond/Impoundment system ID. | 3370 | 2625
System_ID | Planned_Pond_Systems | D | 2 | D2-6 | Table D-1 | Text | Pond/Impoundment system ID. | 3371 | 2635
System_ID | WWT_Systems | D | 2 | D2-7 | Table D-2 | Text | Wastewater treatment system ID. | 3372 | 2646
System_ID | Pond_Leachate_Coll_Sys | F | 2 | F2-7 |  | Text | Wastewater treatment system ID receiving the leachate. | 3373 | 3414
System_ID | Landfill_Leachate_Dest | F | 3.1 | F3-14 |  | Text | The wastewater treatment system ID that treats the leachate from Part D, Table D-2. | 3374 | 3521
tech1_city | Plant_Contact_Info | A | 1.1 | A1-2 |  | Text | City the primary contact for technical information is located in. | 3376 | 13
tech1_email | Plant_Contact_Info | A | 1.1 | A1-2 |  | Text | Email address of the primary contact for technical information. | 3377 | 11
tech1_fax | Plant_Contact_Info | A | 1.1 | A1-2 |  | Text | Fax number of the primary contact for technical information. | 3378 | 17
tech1_name | Plant_Contact_Info | A | 1.1 | A1-2 |  | Text | Name of the primary contact for technical information presented in questionnaire. | 3379 | 9
tech1_state | Plant_Contact_Info | A | 1.1 | A1-2 |  | Text | State the primary contact for technical information is located in. | 3380 | 14
tech1_street | Plant_Contact_Info | A | 1.1 | A1-2 |  | Text | Street address for the primary contact for technical information. | 3381 | 12
tech1_telephone | Plant_Contact_Info | A | 1.1 | A1-2 |  | Text | Telephone number of the primary contact for technical information. | 3382 | 16
tech1_time_lower | Plant_Contact_Info | A | 1.1 | A1-2 |  | Date/Time | Earliest time to call the primary contact for technical information (Eastern Time). | 3383 | 18
tech1_time_lower_unit | Plant_Contact_Info | A | 1.1 | A1-2 |  | Text | The AM/PM designation for the earliest time to call. | 3384 | 19
tech1_time_upper | Plant_Contact_Info | A | 1.1 | A1-2 |  | Date/Time | Latest time to call the primary contact for technical information (Eastern Time). | 3385 | 20
tech1_time_upper_unit | Plant_Contact_Info | A | 1.1 | A1-2 |  | Text | The AM/PM designation for the latest time to call. | 3386 | 21
tech1_title | Plant_Contact_Info | A | 1.1 | A1-2 |  | Text | Title of the primary contact for technical information. | 3387 | 10
tech1_zip | Plant_Contact_Info | A | 1.1 | A1-2 |  | Number (Double) | Zip code for the primary contact for technical information. | 3388 | 15
tech2_city | Plant_Contact_Info | A | 1.1 | A1-3 |  | Text | City the secondary contact for technical information is located in. | 3389 | 27
tech2_email | Plant_Contact_Info | A | 1.1 | A1-3 |  | Text | Email address of the secondary contact for technical information. | 3390 | 25
tech2_fax | Plant_Contact_Info | A | 1.1 | A1-3 |  | Text | Fax number of the secondary contact for technical information. | 3391 | 31
tech2_name | Plant_Contact_Info | A | 1.1 | A1-3 |  | Text | Name of the secondary contact for technical information presented in questionnaire. | 3392 | 23
tech2_state | Plant_Contact_Info | A | 1.1 | A1-3 |  | Text | State the secondary contact for technical information is located in. | 3393 | 28
tech2_street | Plant_Contact_Info | A | 1.1 | A1-3 |  | Text | Street address for the secondary contact for technical information. | 3394 | 26
tech2_telephone | Plant_Contact_Info | A | 1.1 | A1-3 |  | Text | Telephone number of the secondary contact for technical information. | 3395 | 30
tech2_time_lower | Plant_Contact_Info | A | 1.1 | A1-3 |  | Date/Time | Earliest time to call the secondary contact for technical information (Eastern Time). | 3396 | 32
tech2_time_lower_unit | Plant_Contact_Info | A | 1.1 | A1-3 |  | Text | The AM/PM designation for the earliest time to call. | 3397 | 33
tech2_time_upper | Plant_Contact_Info | A | 1.1 | A1-3 |  | Date/Time | Latest time to call the secondary contact for technical information (Eastern Time). | 3398 | 34
tech2_time_upper_unit | Plant_Contact_Info | A | 1.1 | A1-3 |  | Text | The AM/PM designation for the latest time to call. | 3399 | 35
tech2_title | Plant_Contact_Info | A | 1.1 | A1-3 |  | Text | Title of the secondary contact for technical information. | 3400 | 24
tech2_zip | Plant_Contact_Info | A | 1.1 | A1-3 |  | Number (Double) | Zip code for the secondary contact for technical information. | 3401 | 29
technology | Nuc_WWTS_Technology | H | 3 | H3-4 | Table H-3 | Text | Technology used/planned in the wastewater treatment system | 3402 | 3309
technology | Nuc_WWTS_Technology | H | 3 | H3-5 | Table H-5 | Text | Technology used/planned in the wastewater treatment system | 3403 | 3340
technology_other | Nuc_WWTS_Technology | H | 3 | H3-4 | Table H-3 | Text | Description of technology if the plant selected other as the technology used/planned in the wastewater treatment system | 3404 | 3310
technology_other | Nuc_WWTS_Technology | H | 3 | H3-5 | Table H-5 | Text | Description of technology if the plant selected other as the technology used/planned in the wastewater treatment system | 3405 | 3341
technology_status | Nuc_WWTS_Technology | H | 3 | Status | Table H-3 | Text | Designates if the plant is operating the technology or if they plant to install the technology by 2020 | 3406 | 3312
technology_status | Nuc_WWTS_Technology | H | 3 | Status | Table H-5 | Text | Designates if the plant is operating the technology or if they plant to install the technology by 2020 | 3407 | 3343
total_acre | Ash_General | C | 1 | C1-2 | Table C-1 | Number (Double) | Total acreage of the plant including all contiguous and non-adjoining property within 20 miles under the operational control of the plant or operated by the same ultimate parent, and receiving the plant's waste | 3408 | 1472
treat_flow_recyc_dpy | Nuc_WW_Treat | H | 3 | H3-7 |  | Number (Double) | Frequency of effluent transfers from treatment system in 2009, dpy (recycled portion) | 3409 | 3306
treat_flow_recyc_hpd | Nuc_WW_Treat | H | 3 | H3-7 |  | Number (Double) | Duration of effluent transfers from treatment system in 2009, hpd (recycled portion) | 3410 | 3305
treat_flow_recyc_max | Nuc_WW_Treat | H | 3 | H3-7 |  | Number (Double) | Maximum flow rate in 2009 through wastewater treatment system that is recycled back to plant processes, gpm | 3411 | 3304
treat_flow_recyc_typ | Nuc_WW_Treat | H | 3 | H3-7 |  | Number (Double) | Typical flow rate in 2009 through wastewater treatment system that is recycled back to plant processes, gpm (QH3-7) | 3412 | 3303
treat_handled_burial | Nuc_WW_Treat | H | 3 | H3-6 |  | Text | Transported to an approved licensed burial ground | 3413 | 3299
treat_handled_discharge_treat | Nuc_WW_Treat | H | 3 | H3-6 |  | Text | Discharged to surface water following on-site treatment, including those located on non-adjoining property. | 3414 | 3295
treat_handled_other | Nuc_WW_Treat | H | 3 | H3-6 |  | Text | Transported to another location not specified in the other fields | 3415 | 3300
treat_handled_other_desc | Nuc_WW_Treat | H | 3 | H3-6 |  | Text | Description of how the plant handled the wastewater if they selected other | 3416 | 3301
treat_handled_recyc | Nuc_WW_Treat | H | 3 | H3-6 |  | Text | Immediately recycled back to plant process (QH3-6) | 3417 | 3288
treat_handled_recyc_ct | Nuc_WW_Treat | H | 3 | H3-6 |  | Text | Treated wastewater is reused in cooling towers | 3418 | 3289
treat_handled_recyc_other | Nuc_WW_Treat | H | 3 | H3-6 |  | Text | Treated wastewater is reused in another process not specified in the other fields | 3419 | 3293
treat_handled_recyc_other_desc | Nuc_WW_Treat | H | 3 | H3-6 |  | Text | Description of how the process wastewater is used if the plant selected other process | 3420 | 3294
treat_handled_recyc_pc | Nuc_WW_Treat | H | 3 | H3-6 |  | Text | Treated wastewater is reused as primary coolant | 3421 | 3291
treat_handled_recyc_rc | Nuc_WW_Treat | H | 3 | H3-6 |  | Text | Treated wastewater is reused as reactor coolant | 3422 | 3290
treat_handled_recyc_sc | Nuc_WW_Treat | H | 3 | H3-6 |  | Text | Treated wastewater is reused as secondary coolant | 3423 | 3292
treat_handled_treatmentworks | Nuc_WW_Treat | H | 3 | H3-6 |  | Text | Transferred to publically or privately owned treatment works | 3424 | 3297
treat_handled_wasteprocessor | Nuc_WW_Treat | H | 3 | H3-6 |  | Text | Transported to an offsite vendor waste processor | 3425 | 3298
treat_nuc_flow_dpy | Nuc_WW_Treat | H | 3 | H3-3 |  | Number (Double) | Frequency of effluent transfers from wastewater treatment system in 2009, dpy | 3426 | 3286
treat_nuc_flow_hpd | Nuc_WW_Treat | H | 3 | H3-3 |  | Number (Double) | Duration of effluent transfers from wastewater treatment system in 2009, hpd | 3427 | 3285
treat_nuc_flow_max | Nuc_WW_Treat | H | 3 | H3-3 |  | Number (Double) | Maximum flow rate through wastewater treatment system in 2009, gpm | 3428 | 3284
treat_nuc_flow_typ | Nuc_WW_Treat | H | 3 | H3-3 |  | Number (Double) | Typical flow rate through wastewater treatment system in 2009, gpm (QH3-3) | 3429 | 3283
treat_radioactive | Nuc_WW_Treat | H | 3 | H3-1 |  | Text | Designates whether the wastewater treatment system treats radioactive waste (QH3-1) | 3430 | 3244
type_primemover | SE_Units_Operating | A | 6 | A6-1 | Table A-8 | Text | The type of steam electric prime mover (or turbine). | 3431 | 284
type_primemover | SE_Units_Planned | A | 6 | A6-2 | Table A-9 | Text | Type of steam electric prime mover (or turbine). | 3432 | 313
UIC_pend | Plant_IDs_Pend_Permits | A | 2.1 | A2-4 | Table A-2 | Text | The yes/no answer to whether the plant's Underground Injection Control (UIC) permit is under development. | 3433 | 138
untr_flow_dpy | Nuc_WW_Generation | H | 2 | H2-1 | Table H-2 | Number (Double) | Typical duration in dpy of the process wastewater | 3434 | 3221
untr_flow_every | Nuc_WW_Generation | H | 2 | H2-1 | Table H-2 | Text | Typical frequency - number of times in the statement # times every # years | 3435 | 3222
untr_flow_hpd | Nuc_WW_Generation | H | 2 | H2-1 | Table H-2 | Number (Double) | Typical duration in hpd of the process wastewater | 3436 | 3220
untr_flow_rate | Nuc_WW_Generation | H | 2 | H2-1 | Table H-2 | Number (Double) | Flow rate of the process wastewater (gpm) | 3437 | 3218
untr_flow_type | Nuc_WW_Generation | H | 2 | H2-1 | Table H-2 | Text | Designates whether the flow of the process wastewater is continuous. (QH2-1) | 3438 | 3217
untr_flow_volume | Nuc_WW_Generation | H | 2 | H2-1 | Table H-2 | Number (Double) | Typical volume generated annually in gallons by the process wastewater | 3439 | 3219
untr_flow_years | Nuc_WW_Generation | H | 2 | H2-1 | Table H-2 | Text | Typical frequency - number of years in the statement # times every # years | 3440 | 3223
untr_handled_burial | Nuc_WW_Generation | H | 2 | H2-2 | Table H-2 | Text | Transported to an approved licensed burial ground | 3441 | 3238
untr_handled_discharge_treat | Nuc_WW_Generation | H | 2 | H2-2 | Table H-2 | Text | Discharged to surface water following on-site treatment, including those located on non-adjoining property. | 3442 | 3232
untr_handled_discharge_treat_outfall | Nuc_WW_Generation | H | 2 | H2-2 | Table H-2 | Text | NPDES outfall number for the discharge of treated process wastewater | 3443 | 3233
untr_handled_discharge_untreat | Nuc_WW_Generation | H | 2 | H2-2 | Table H-2 | Text | Discharged to surface water untreated | 3444 | 3234
untr_handled_discharge_untreat_outfall | Nuc_WW_Generation | H | 2 | H2-2 | Table H-2 | Text | NPDES outfall number for the discharge of untreated process wastewater | 3445 | 3235
untr_handled_other | Nuc_WW_Generation | H | 2 | H2-2 | Table H-2 | Text | Transported to another location not specified in the other fields | 3446 | 3239
untr_handled_other_desc | Nuc_WW_Generation | H | 2 | H2-2 | Table H-2 | Text | Description of how the plant handled the wastewater if they selected other | 3447 | 3240
untr_handled_recyc | Nuc_WW_Generation | H | 2 | H2-2 | Table H-2 | Text | Immediately recycled back to a plant process. (QH2-2) | 3448 | 3225
untr_handled_recyc_ct | Nuc_WW_Generation | H | 2 | H2-2 | Table H-2 | Text | Process wastewater is reused in cooling towers | 3449 | 3226
untr_handled_recyc_other | Nuc_WW_Generation | H | 2 | H2-2 | Table H-2 | Text | Process wastewater is reused in another process not specified in the other fields | 3450 | 3230
untr_handled_recyc_other_desc | Nuc_WW_Generation | H | 2 | H2-2 | Table H-2 | Text | Description of how the process wastewater is used if the plant selected other process | 3451 | 3231
untr_handled_recyc_pc | Nuc_WW_Generation | H | 2 | H2-2 | Table H-2 | Text | Process wastewater is reused as primary coolant | 3452 | 3228
untr_handled_recyc_rc | Nuc_WW_Generation | H | 2 | H2-2 | Table H-2 | Text | Process wastewater is reused as reactor coolant | 3453 | 3227
untr_handled_recyc_sc | Nuc_WW_Generation | H | 2 | H2-2 | Table H-2 | Text | Process wastewater is reused as secondary coolant | 3454 | 3229
untr_handled_treatmentworks | Nuc_WW_Generation | H | 2 | H2-2 | Table H-2 | Text | Transferred to publically or privately owned treatment works | 3455 | 3236
untr_handled_wasteprocessor | Nuc_WW_Generation | H | 2 | H2-2 | Table H-2 | Text | Transported to an offsite vendor waste processor | 3456 | 3237
unusable_acre | Ash_General | C | 1 | C1-2 | Table C-1 | Number (Double) | Total acreage of unusable land | 3457 | 1479
unusable_type | Ash_General | C | 1 | C1-2 | Table C-1 | Text | Description of type of unusable land | 3458 | 1478
Use_Ponds | Treatment_General | D | 1 | D1-1 |  | Text | Yes/no if the plant uses or plans to use ponds for storage, treatment, and/or disposal of process ww, residues, or by-products from the combustion of coal, pet coke, or oil. | 3459 | 2576
Use_WWT | Treatment_General | D | 1 | D1-2 |  | Text | Yes/no if the plant operates or plans to operate any WWTS for water from ash handling or FGD operations. | 3460 | 2578
Wbalance_attach | Plant_General | A | 5 | A5-3 |  | Text | A water balance diagram for the plant is attached. | 3461 | 127
WESP_characterize_WW | Wet_ESP_WW | A | 12 | A12-8 |  | Text | Yes/no response to whether there were characterization samples of wet ESP wastewater collected during the study. | 3462 | 719
WESP_criteria_cl | Wet_ESP_WW | A | 12 | A12-4 |  | Text | The source of the water used in the wet ESP system requires a limit on chloride concentration. | 3463 | 676
WESP_criteria_cl_ppm | Wet_ESP_WW | A | 12 | A12-4 |  | Number (Double) | The maximum chlorides concentration in ppm that is acceptable for use as a water source in the wet ESP system. | 3464 | 677
WESP_criteria_other | Wet_ESP_WW | A | 12 | A12-4 |  | Text | The source of the water used in the wet ESP system requires other criteria. | 3465 | 680
WESP_criteria_other_desc | Wet_ESP_WW | A | 12 | A12-4 |  | Text | The other criteria necessary for a water source to be accepted for use in the wet ESP system. | 3466 | 681
WESP_criteria_solids | Wet_ESP_WW | A | 12 | A12-4 |  | Text | The source of the water used in the wet ESP system requires a limit on percent solids. | 3467 | 678
WESP_criteria_solids_per | Wet_ESP_WW | A | 12 | A12-4 |  | Number (Double) | The solids percentage (%) that is acceptable for use as a water source in the wet ESP system. | 3468 | 679
WESP_dest_DWI | Wet_ESP_WW | A | 12 | A12-5 |  | Text | The wet ESP wastewater is injected into a deep well. | 3469 | 706
WESP_dest_NPDES | Wet_ESP_WW | A | 12 | A12-5 |  | Text | The wet ESP wastewater is discharged to surface water. | 3470 | 703
WESP_dest_other | Wet_ESP_WW | A | 12 | A12-5 |  | Text | The wet ESP wastewater is transferred to another destination. | 3471 | 707
WESP_dest_other_desc | Wet_ESP_WW | A | 12 | A12-5 |  | Text | Description of the other destination to which the wet ESP wastewater is transferred. | 3472 | 708
WESP_dest_POTW | Wet_ESP_WW | A | 12 | A12-5 |  | Text | The wet ESP wastewater is indirectly discharged to a publically or privately owned treatment works. | 3473 | 705
WESP_dest_recyc | Wet_ESP_WW | A | 12 | A12-5 |  | Text | The wet ESP wastewater is immediately recycled back to a plant process. | 3474 | 683
WESP_dest_recyc_desc | Wet_ESP_WW | A | 12 | A12-5 |  | Text | Description of the plant process to which the wet ESP wastewater is recycled back to. | 3475 | 684
WESP_dest_ssep | Wet_ESP_WW | A | 12 | A12-5 |  | Text | The wet ESP wastewater is transferred to a solids separation process. | 3476 | 685
WESP_dest_ssep_centr | Wet_ESP_WW | A | 12 | A12-5 |  | Text | The solids separation process to which the wet ESP wastewater is transferred contains a centrifuge. | 3477 | 687
WESP_dest_ssep_dewtr | Wet_ESP_WW | A | 12 | A12-5 |  | Text | The solids separation process to which the wet ESP wastewater is transferred contains a dewatering bin. | 3478 | 686
WESP_dest_ssep_filter | Wet_ESP_WW | A | 12 | A12-5 |  | Text | The solids separation process to which the wet ESP wastewater is transferred contains a filter. | 3479 | 689
WESP_dest_ssep_hydro | Wet_ESP_WW | A | 12 | A12-5 |  | Text | The solids separation process to which the wet ESP wastewater is transferred contains a hydrocyclone. | 3480 | 688
WESP_dest_ssep_other | Wet_ESP_WW | A | 12 | A12-5 |  | Text | The solids separation process to which the wet ESP wastewater is transferred contains another type of equipment | 3481 | 690
WESP_dest_ssep_other_desc | Wet_ESP_WW | A | 12 | A12-5 |  | Text | Description of the other type of equipment used in the solids separation process to which the wet ESP wastewater is transferred. | 3482 | 691
WESP_dest_treat | Wet_ESP_WW | A | 12 | A12-5 |  | Text | The wet ESP wastewater is transferred to a treatment system reported in Part D. | 3483 | 692
WESP_dest_treat_bioaer | Wet_ESP_WW | A | 12 | A12-5 |  | Text | The wet ESP wastewater is treated with an aerobic biological reactor. | 3484 | 694
WESP_dest_treat_bioanaer | Wet_ESP_WW | A | 12 | A12-5 |  | Text | The wet ESP wastewater is treated with an anaerobic biological reactor. | 3485 | 695
WESP_dest_treat_chemprec | Wet_ESP_WW | A | 12 | A12-5 |  | Text | The wet ESP wastewater is treated with a chemical precipitation system. | 3486 | 696
WESP_dest_treat_mvc | Wet_ESP_WW | A | 12 | A12-5 |  | Text | The wet ESP wastewater is treated with a mechanical vapor compression (brine concentrator). | 3487 | 698
WESP_dest_treat_mvc_crys | Wet_ESP_WW | A | 12 | A12-5 |  | Text | The wet ESP wastewater is treated with a mechanical vapor compression (brine concentrator) with crystallizer. | 3488 | 700
WESP_dest_treat_mvc_spray | Wet_ESP_WW | A | 12 | A12-5 |  | Text | The wet ESP wastewater is treated with a mechanical vapor compression (brine concentrator) with spray dryer. | 3489 | 699
WESP_dest_treat_other | Wet_ESP_WW | A | 12 | A12-5 |  | Text | The wet ESP wastewater is treated with another treatment technology. | 3490 | 701
WESP_dest_treat_other_desc | Wet_ESP_WW | A | 12 | A12-5 |  | Text | Description of the other treatment technology that treats the wet ESP wastewater. | 3491 | 702
WESP_dest_treat_pond | Wet_ESP_WW | A | 12 | A12-5 |  | Text | The wet ESP wastewater is treated with a settling pond. | 3492 | 693
WESP_dest_treat_wetlands | Wet_ESP_WW | A | 12 | A12-5 |  | Text | The wet ESP wastewater is treated with constructed wetlands. | 3493 | 697
WESP_flow_dpy | Wet_ESP_WW | A | 12 | A12-2 |  | Number (Double) | The flow frequency of the wastewater generated from the wet ESP system in 2009 (dpy). | 3494 | 666
WESP_flow_gpm | Wet_ESP_WW | A | 12 | A12-2 |  | Number (Double) | The flow rate of the wastewater generated from the wet ESP system in 2009 (gpm). | 3495 | 664
WESP_flow_hpd | Wet_ESP_WW | A | 12 | A12-2 |  | Number (Double) | The flow duration of the wastewater generated from the wet ESP system in 2009 (hpd). | 3496 | 665
WESP_id | Wet_ESP | A | 12 | A12-1 | Table A-16 | Text | Wet Electrostatic Precipitator System identification number. | 3497 | 642
WESP_install_mo | Wet_ESP | A | 12 | A12-1 | Table A-16 | Text | Month the wet ESP system was installed or planned to be installed. | 3498 | 656
WESP_install_yr | Wet_ESP | A | 12 | A12-1 | Table A-16 | Number (Double) | Year the wet ESP system was installed or planned to be installed. | 3499 | 657
WESP_loc | Wet_ESP | A | 12 | A12-1 | Table A-16 | Text | Location of wet ESP system. | 3500 | 658
WESP_loc_other_desc | Wet_ESP | A | 12 | A12-1 | Table A-16 | Text | Description of location of wet ESP system if plant selected other. | 3501 | 659
WESP_per_FG | Wet_ESP | A | 12 | A12-1 | Table A-16 | Number (Double) | The percent of flue gas treated by the wet ESP system. | 3502 | 661
wESP_report_attach | Wet_ESP_WW | A | 12 | A12-7 |  | Text | The plant attached the final technical evaluation report for the wet ESP system. | 3503 | 715
WESP_report_company | Wet_ESP_WW | A | 12 | A12-7 |  | Text | Name of the company whose wet ESP technology was tested. | 3504 | 712
WESP_report_end | Wet_ESP_WW | A | 12 | A12-7 |  | Text | End date of the wet ESP system study. | 3505 | 714
WESP_report_notattach | Wet_ESP_WW | A | 12 | A12-7 |  | Text | The plant did not attach the final technical evaluation report for the wet ESP system. | 3506 | 716
WESP_report_notattach_desc | Wet_ESP_WW | A | 12 | A12-7 |  | Text | Explanation for why the plant did not attach the final technical evaluation report for the wet FGD system. | 3507 | 717
WESP_report_start | Wet_ESP_WW | A | 12 | A12-7 |  | Text | Start date of the wet ESP system study. | 3508 | 713
WESP_results_attach | Wet_ESP_WW | A | 12 | A12-8 |  | Text | The plant attached the analytical results of the wet ESP wastewater characterization. | 3509 | 720
WESP_results_notattach | Wet_ESP_WW | A | 12 | A12-8 |  | Text | The plant did not attach the analytical results of the wet ESP wastewater characterization. | 3510 | 721
WESP_results_notattach_desc | Wet_ESP_WW | A | 12 | A12-8 |  | Text | Explanation for why the plant did not attach the analytical results of the wet ESP wastewater characterization. | 3511 | 722
WESP_scale | Wet_ESP | A | 12 | A12-1 | Table A-16 | Text | Indicates whether the wet ESP system is full scale or pilot scale. | 3512 | 660
WESP_seunit_other | Wet_ESP | A | 12 | A12-1 | Table A-16 | Text | Description of other SE Unit(s) that correspond to the wet ESP system. | 3513 | 655
WESP_seunit1 | Wet_ESP | A | 12 | A12-1 | Table A-16 | Text | SE Unit 1 corresponds to the wet ESP system. | 3514 | 645
WESP_seunit10 | Wet_ESP | A | 12 | A12-1 | Table A-16 | Text | SE Unit 10 corresponds to the wet ESP system. | 3515 | 654
WESP_seunit2 | Wet_ESP | A | 12 | A12-1 | Table A-16 | Text | SE Unit 2 corresponds to the wet ESP system. | 3516 | 646
WESP_seunit3 | Wet_ESP | A | 12 | A12-1 | Table A-16 | Text | SE Unit 3 corresponds to the wet ESP system. | 3517 | 647
WESP_seunit4 | Wet_ESP | A | 12 | A12-1 | Table A-16 | Text | SE Unit 4 corresponds to the wet ESP system. | 3518 | 648
WESP_seunit5 | Wet_ESP | A | 12 | A12-1 | Table A-16 | Text | SE Unit 5 corresponds to the wet ESP system. | 3519 | 649
WESP_seunit6 | Wet_ESP | A | 12 | A12-1 | Table A-16 | Text | SE Unit 6 corresponds to the wet ESP system. | 3520 | 650
WESP_seunit7 | Wet_ESP | A | 12 | A12-1 | Table A-16 | Text | SE Unit 7 corresponds to the wet ESP system. | 3521 | 651
WESP_seunit8 | Wet_ESP | A | 12 | A12-1 | Table A-16 | Text | SE Unit 8 corresponds to the wet ESP system. | 3522 | 652
WESP_seunit9 | Wet_ESP | A | 12 | A12-1 | Table A-16 | Text | SE Unit 9 corresponds to the wet ESP system. | 3523 | 653
WESP_source_intake | Wet_ESP_WW | A | 12 | A12-3 |  | Text | The source of the water used in the wet ESP system is intake water that has been treated on-site. | 3524 | 669
WESP_source_other | Wet_ESP_WW | A | 12 | A12-3 |  | Text | The source of the water used in the wet ESP system is another source not specified in the question. | 3525 | 673
WESP_source_other_desc | Wet_ESP_WW | A | 12 | A12-3 |  | Text | Description of the other source of water used in the wet ESP system. | 3526 | 674
WESP_source_raw | Wet_ESP_WW | A | 12 | A12-3 |  | Text | The source of the water used in the wet ESP system is raw intake water. | 3527 | 668
WESP_source_WW | Wet_ESP_WW | A | 12 | A12-3 |  | Text | The source of the water used in the wet ESP system is a process wastewater. | 3528 | 670
WESP_source_WW_desc | Wet_ESP_WW | A | 12 | A12-3 |  | Text | Dropdown indicating which process wastewater is the source of the water used in the wet ESP system | 3529 | 671
WESP_source_WW_other_desc | Wet_ESP_WW | A | 12 | A12-3 |  | Text | Description of the process wastewater that is the source of the water used in the wet ESP system if the process wastewater is not in the dropdown menu. | 3530 | 672
WESP_status | Wet_ESP | A | 12 | A12-1 | Table A-16 | Text | Indicates whether the wet ESP system was either operating in 2009 or is planned. | 3531 | 644
WESP_study_WW | Wet_ESP_WW | A | 12 | A12-6 |  | Text | Yes/no response to whether the plant operated any full or pilot scale wet ESP systems for studies that evaluated the process wastewaters generated by the technology. | 3532 | 710
WFGD_%solids_lwr | FGD_Wet_Water_Gen | B | 5 | B5-2 | Table B-8 | Number (Double) | Typical range of percent solids of FGD slurry blowdown (or slurry discharge) exiting the absorber - Lower % | 3533 | 1147
WFGD_%solids_upr | FGD_Wet_Water_Gen | B | 5 | B5-2 | Table B-8 | Number (Double) | Typical range of percent solids of FGD slurry blowdown (or slurry discharge) exiting the absorber - Higher % | 3534 | 1148
WFGD_abs_mkup_flow_dpy | FGD_Wet_General | B | 4 | B4-9 |  | Number (Double) | Absorber make-up water for the FGD system typical frequency 2009 dpy (QB4-9) | 3535 | 944
WFGD_abs_mkup_flow_gpm | FGD_Wet_General | B | 4 | B4-9 |  | Number (Double) | Absorber make-up water for the FGD system typical flow rate 2009 gpm (QB4-9) | 3536 | 942
WFGD_abs_mkup_flow_hpd | FGD_Wet_General | B | 4 | B4-9 |  | Number (Double) | Absorber make-up water for the FGD system typical duration 2009 hpd (QB4-9) | 3537 | 943
WFGD_absorb_type | FGD_Wet_Water_Gen | B | 5 | B5-2 | Table B-8 | Text | Type of wet FGD absorber | 3538 | 1145
WFGD_bd_chlor | FGD_Wet_General | B | 4 | B4-4 |  | Text | Chloride used to determine when FGD slurry is blown down (B4-4) | 3539 | 915
WFGD_bd_chlor_ppm | FGD_Wet_General | B | 4 | B4-4 |  | Number (Double) | Chloride concentration maintained less than - ppm (B4-4) | 3540 | 916
WFGD_bd_other | FGD_Wet_General | B | 4 | B4-4 |  | Text | Other parameters used to determine when FGD slurry is blown down (B4-4) | 3541 | 920
WFGD_bd_other_desc | FGD_Wet_General | B | 4 | B4-4 |  | Text | Description of other parameters used to determine when FGD slurry is blown down (B4-4) | 3542 | 921
WFGD_bd_solids | FGD_Wet_General | B | 4 | B4-4 |  | Text | Solids used to determine when FGD slurry is blown down (B4-4) | 3543 | 917
WFGD_bd_solids_high | FGD_Wet_General | B | 4 | B4-4 |  | Number (Double) | Solids percentage maintained below -% (B4-4) | 3544 | 919
WFGD_bd_solids_low | FGD_Wet_General | B | 4 | B4-4 |  | Number (Double) | Solids percentage maintained above -% (B4-4) | 3545 | 918
WFGD_chlor_abs_max | FGD_Wet_General | B | 4 | B4-2 |  | Number (Double) | Maximum operating concentration of chlorides within the FGD scrubber absorber (QB4-2) | 3546 | 899
WFGD_chlor_abs_min | FGD_Wet_General | B | 4 | B4-2 |  | Number (Double) | Minimum operating concentration of chlorides within the FGD scrubber absorber (QB4-2) | 3547 | 898
WFGD_cost_haul_2005 | FGD_Wet_Solids_Cost | B | 4 Tables | B4-22 | Table B-6 | Number (Double) | Total cost for hauling FGD solids 2005 | 3548 | 1103
WFGD_cost_haul_2007 | FGD_Wet_Solids_Cost | B | 4 Tables | B4-22 | Table B-6 | Number (Double) | Total cost for hauling FGD solids 2007 | 3549 | 1104
WFGD_cost_haul_2009 | FGD_Wet_Solids_Cost | B | 4 Tables | B4-22 | Table B-6 | Number (Double) | Total cost for hauling FGD solids 2009 | 3550 | 1105
WFGD_cost_offsite_disp_2005 | FGD_Wet_Solids_Cost | B | 4 Tables | B4-22 | Table B-6 | Number (Double) | Total cost of off site disposal 2005 | 3551 | 1109
WFGD_cost_offsite_disp_2007 | FGD_Wet_Solids_Cost | B | 4 Tables | B4-22 | Table B-6 | Number (Double) | Total cost of off site disposal 2007 | 3552 | 1110
WFGD_cost_offsite_disp_2009 | FGD_Wet_Solids_Cost | B | 4 Tables | B4-22 | Table B-6 | Number (Double) | Total cost of off site disposal 2009 | 3553 | 1111
WFGD_cost_onsite_disp_2005 | FGD_Wet_Solids_Cost | B | 4 Tables | B4-22 | Table B-6 | Number (Double) | Total cost of on site disposal 2005 | 3554 | 1106
WFGD_cost_onsite_disp_2007 | FGD_Wet_Solids_Cost | B | 4 Tables | B4-22 | Table B-6 | Number (Double) | Total cost of on site disposal 2007 | 3555 | 1107
WFGD_cost_onsite_disp_2009 | FGD_Wet_Solids_Cost | B | 4 Tables | B4-22 | Table B-6 | Number (Double) | Total cost of on site disposal 2009 | 3556 | 1108
WFGD_cost_other1_2005 | FGD_Wet_Solids_Cost | B | 4 Tables | B4-22 | Table B-6 | Number (Double) | Total cost 2005 (1) | 3557 | 1113
WFGD_cost_other1_2007 | FGD_Wet_Solids_Cost | B | 4 Tables | B4-22 | Table B-6 | Number (Double) | Total cost 2007 (1) | 3558 | 1114
WFGD_cost_other1_2009 | FGD_Wet_Solids_Cost | B | 4 Tables | B4-22 | Table B-6 | Number (Double) | Total cost 2009 (1) | 3559 | 1115
WFGD_cost_other1_desc | FGD_Wet_Solids_Cost | B | 4 Tables | B4-22 | Table B-6 | Text | Description (1) of other type of cost incurred to remove or dispose of wet FGD solids | 3560 | 1112
WFGD_cost_other2_2005 | FGD_Wet_Solids_Cost | B | 4 Tables | B4-22 | Table B-6 | Number (Double) | Total cost 2005 (2) | 3561 | 1117
WFGD_cost_other2_2007 | FGD_Wet_Solids_Cost | B | 4 Tables | B4-22 | Table B-6 | Number (Double) | Total cost 2007 (2) | 3562 | 1118
WFGD_cost_other2_2009 | FGD_Wet_Solids_Cost | B | 4 Tables | B4-22 | Table B-6 | Number (Double) | Total cost 2009 (2) | 3563 | 1119
WFGD_cost_other2_desc | FGD_Wet_Solids_Cost | B | 4 Tables | B4-22 | Table B-6 | Text | Description (2) of other type of cost incurred to remove or dispose of wet FGD solids | 3564 | 1116
WFGD_cost_other3_2005 | FGD_Wet_Solids_Cost | B | 4 Tables | B4-22 | Table B-6 | Number (Double) | Total cost 2005 (3) | 3565 | 1121
WFGD_cost_other3_2007 | FGD_Wet_Solids_Cost | B | 4 Tables | B4-22 | Table B-6 | Number (Double) | Total cost 2007 (3) | 3566 | 1122
WFGD_cost_other3_2009 | FGD_Wet_Solids_Cost | B | 4 Tables | B4-22 | Table B-6 | Number (Double) | Total cost 2009 (3) | 3567 | 1123
WFGD_cost_other3_desc | FGD_Wet_Solids_Cost | B | 4 Tables | B4-22 | Table B-6 | Text | Description (3) of other type of cost incurred to remove or dispose of wet FGD solids | 3568 | 1120
WFGD_cost_solid_dwr_2005 | FGD_Wet_Solids_Cost | B | 4 Tables | B4-22 | Table B-6 | Number (Double) | Total cost for solids dewatering 2005 | 3569 | 1100
WFGD_cost_solid_dwr_2007 | FGD_Wet_Solids_Cost | B | 4 Tables | B4-22 | Table B-6 | Number (Double) | Total cost for solids dewatering 2007 | 3570 | 1101
WFGD_cost_solid_dwr_2009 | FGD_Wet_Solids_Cost | B | 4 Tables | B4-22 | Table B-6 | Number (Double) | Total cost for solids dewatering 2009 | 3571 | 1102
WFGD_cost_solid_sep_2005 | FGD_Wet_Solids_Cost | B | 4 Tables | B4-22 | Table B-6 | Number (Double) | Total cost for solids separate 2005 | 3572 | 1097
WFGD_cost_solid_sep_2007 | FGD_Wet_Solids_Cost | B | 4 Tables | B4-22 | Table B-6 | Number (Double) | Total cost for solids separate 2007 | 3573 | 1098
WFGD_cost_solid_sep_2009 | FGD_Wet_Solids_Cost | B | 4 Tables | B4-22 | Table B-6 | Number (Double) | Total cost for solids separate 2009 | 3574 | 1099
WFGD_cost_total_2005 | FGD_Wet_Solids_Cost | B | 4 Tables | B4-22 | Table B-6 | Number (Double) | Total 2005 costs incurred to remove or dispose of wet FGD solids | 3575 | 1124
WFGD_cost_total_2007 | FGD_Wet_Solids_Cost | B | 4 Tables | B4-22 | Table B-6 | Number (Double) | Total 2007 costs incurred to remove or dispose of wet FGD solids | 3576 | 1125
WFGD_cost_total_2009 | FGD_Wet_Solids_Cost | B | 4 Tables | B4-22 | Table B-6 | Number (Double) | Total 2009 costs incurred to remove or dispose of wet FGD solids | 3577 | 1126
WFGD_equip1 | FGD_Wet_General | B | 4 | B4-3 |  | Text | FGD equipment 1 that determines maximum design concentration (QB4-3) | 3578 | 902
WFGD_equip1_mat | FGD_Wet_General | B | 4 | B4-3 |  | Text | FGD equipment 1 material that determines maximum design concentration (QB4-3) | 3579 | 903
WFGD_equip1_mat_other | FGD_Wet_General | B | 4 | B4-3 |  | Text | FGD equipment 1 other description that determines maximum design concentration (QB4-3) | 3580 | 904
WFGD_equip2 | FGD_Wet_General | B | 4 | B4-3 |  | Text | FGD equipment 2 that determines maximum design concentration (QB4-3) | 3581 | 905
WFGD_equip2_mat | FGD_Wet_General | B | 4 | B4-3 |  | Text | FGD equipment 2 material that determines maximum design concentration (QB4-3) | 3582 | 906
WFGD_equip2_mat_other | FGD_Wet_General | B | 4 | B4-3 |  | Text | FGD equipment 2 other description that determines maximum design concentration (QB4-3) | 3583 | 907
WFGD_equip3 | FGD_Wet_General | B | 4 | B4-3 |  | Text | FGD equipment 3 that determines maximum design concentration (QB4-3) | 3584 | 908
WFGD_equip3_mat | FGD_Wet_General | B | 4 | B4-3 |  | Text | FGD equipment 3 material that determines maximum design concentration (QB4-3) | 3585 | 909
WFGD_equip3_mat_other | FGD_Wet_General | B | 4 | B4-3 |  | Text | FGD equipment 3 other description that determines maximum design concentration (QB4-3) | 3586 | 910
WFGD_equip4 | FGD_Wet_General | B | 4 | B4-3 |  | Text | FGD equipment 4 that determines maximum design concentration (QB4-3) | 3587 | 911
WFGD_equip4_mat | FGD_Wet_General | B | 4 | B4-3 |  | Text | FGD equipment 4 material that determines maximum design concentration (QB4-3) | 3588 | 912
WFGD_equip4_mat_other | FGD_Wet_General | B | 4 | B4-3 |  | Text | FGD equipment 4 other description that determines maximum design concentration (QB4-3) | 3589 | 913
WFGD_gen_pozz | FGD_Wet_General | B | 4 | B4-15 |  | Text | Designates if cementitious/pozzolanic material produced with the FGD solids at the plant (QB4-15) | 3590 | 983
WFGD_mist_flow_dpy | FGD_Wet_General | B | 4 | B4-6 |  | Number (Double) | Mist eliminator wash water for the FGD system typical frequency 2009 dpy (QB4-6) | 3591 | 932
WFGD_mist_flow_gpm | FGD_Wet_General | B | 4 | B4-6 |  | Number (Double) | Mist eliminator wash water for the FGD system typical flow rate 2009 gpm (QB4-6) | 3592 | 930
WFGD_mist_flow_hpd | FGD_Wet_General | B | 4 | B4-6 |  | Number (Double) | Mist eliminator wash water for the FGD system typical duration 2009 hpd (QB4-6) | 3593 | 931
WFGD_mkt_dest1_desc | FGD_Wet_Solids_Mkt_Sold | B | 4 Tables | B4-21 | Table B-5 | Text | Destination (1) of wet FGD solids marketed | 3594 | 1050
WFGD_mkt_dest1_rev_2005 | FGD_Wet_Solids_Mkt_Sold | B | 4 Tables | B4-21 | Table B-5 | Number (Double) | Revenue from wet FGD solids sold to destination (1) in 2005 | 3595 | 1052
WFGD_mkt_dest1_rev_2007 | FGD_Wet_Solids_Mkt_Sold | B | 4 Tables | B4-21 | Table B-5 | Number (Double) | Revenue from wet FGD solids sold to destination (1) in 2007 | 3596 | 1054
WFGD_mkt_dest1_rev_2009 | FGD_Wet_Solids_Mkt_Sold | B | 4 Tables | B4-21 | Table B-5 | Number (Double) | Revenue from wet FGD solids sold to destination (1) in 2009 | 3597 | 1056
WFGD_mkt_dest1_ton_2005 | FGD_Wet_Solids_Mkt_Sold | B | 4 Tables | B4-21 | Table B-5 | Number (Double) | Tons of wet FGD solids sold to destination (1) in 2005 | 3598 | 1051
WFGD_mkt_dest1_ton_2007 | FGD_Wet_Solids_Mkt_Sold | B | 4 Tables | B4-21 | Table B-5 | Number (Double) | Tons of wet FGD solids sold to destination (1) in 2007 | 3599 | 1053
WFGD_mkt_dest1_ton_2009 | FGD_Wet_Solids_Mkt_Sold | B | 4 Tables | B4-21 | Table B-5 | Number (Double) | Tons of wet FGD solids sold to destination (1) in 2009 | 3600 | 1055
WFGD_mkt_dest2_desc | FGD_Wet_Solids_Mkt_Sold | B | 4 Tables | B4-21 | Table B-5 | Text | Destination (2) of wet FGD solids marketed | 3601 | 1057
WFGD_mkt_dest2_rev_2005 | FGD_Wet_Solids_Mkt_Sold | B | 4 Tables | B4-21 | Table B-5 | Number (Double) | Revenue from wet FGD solids sold to destination (2) in 2005 | 3602 | 1059
WFGD_mkt_dest2_rev_2007 | FGD_Wet_Solids_Mkt_Sold | B | 4 Tables | B4-21 | Table B-5 | Number (Double) | Revenue from wet FGD solids sold to destination (2) in 2007 | 3603 | 1061
WFGD_mkt_dest2_rev_2009 | FGD_Wet_Solids_Mkt_Sold | B | 4 Tables | B4-21 | Table B-5 | Number (Double) | Revenue from wet FGD solids sold to destination (2) in 2009 | 3604 | 1063
WFGD_mkt_dest2_ton_2005 | FGD_Wet_Solids_Mkt_Sold | B | 4 Tables | B4-21 | Table B-5 | Number (Double) | Tons of wet FGD solids sold to destination (2) in 2005 | 3605 | 1058
WFGD_mkt_dest2_ton_2007 | FGD_Wet_Solids_Mkt_Sold | B | 4 Tables | B4-21 | Table B-5 | Number (Double) | Tons of wet FGD solids sold to destination (2) in 2007 | 3606 | 1060
WFGD_mkt_dest2_ton_2009 | FGD_Wet_Solids_Mkt_Sold | B | 4 Tables | B4-21 | Table B-5 | Number (Double) | Tons of wet FGD solids sold to destination (2) in 2009 | 3607 | 1062
WFGD_mkt_dest3_desc | FGD_Wet_Solids_Mkt_Sold | B | 4 Tables | B4-21 | Table B-5 | Text | Destination (3) of wet FGD solids marketed | 3608 | 1064
WFGD_mkt_dest3_rev_2005 | FGD_Wet_Solids_Mkt_Sold | B | 4 Tables | B4-21 | Table B-5 | Number (Double) | Revenue from wet FGD solids sold to destination (3) in 2005 | 3609 | 1066
WFGD_mkt_dest3_rev_2007 | FGD_Wet_Solids_Mkt_Sold | B | 4 Tables | B4-21 | Table B-5 | Number (Double) | Revenue from wet FGD solids sold to destination (3) in 2007 | 3610 | 1068
WFGD_mkt_dest3_rev_2009 | FGD_Wet_Solids_Mkt_Sold | B | 4 Tables | B4-21 | Table B-5 | Number (Double) | Revenue from wet FGD solids sold to destination (3) in 2009 | 3611 | 1070
WFGD_mkt_dest3_ton_2005 | FGD_Wet_Solids_Mkt_Sold | B | 4 Tables | B4-21 | Table B-5 | Number (Double) | Tons of wet FGD solids sold to destination (3) in 2005 | 3612 | 1065
WFGD_mkt_dest3_ton_2007 | FGD_Wet_Solids_Mkt_Sold | B | 4 Tables | B4-21 | Table B-5 | Number (Double) | Tons of wet FGD solids sold to destination (3) in 2007 | 3613 | 1067
WFGD_mkt_dest3_ton_2009 | FGD_Wet_Solids_Mkt_Sold | B | 4 Tables | B4-21 | Table B-5 | Number (Double) | Tons of wet FGD solids sold to destination (3) in 2009 | 3614 | 1069
WFGD_mkt_dest4_desc | FGD_Wet_Solids_Mkt_Sold | B | 4 Tables | B4-21 | Table B-5 | Text | Destination (4) of wet FGD solids marketed | 3615 | 1071
WFGD_mkt_dest4_rev_2005 | FGD_Wet_Solids_Mkt_Sold | B | 4 Tables | B4-21 | Table B-5 | Number (Double) | Revenue from wet FGD solids sold to destination (4) in 2005 | 3616 | 1073
WFGD_mkt_dest4_rev_2007 | FGD_Wet_Solids_Mkt_Sold | B | 4 Tables | B4-21 | Table B-5 | Number (Double) | Revenue from wet FGD solids sold to destination (4) in 2007 | 3617 | 1075
WFGD_mkt_dest4_rev_2009 | FGD_Wet_Solids_Mkt_Sold | B | 4 Tables | B4-21 | Table B-5 | Number (Double) | Revenue from wet FGD solids sold to destination (4) in 2009 | 3618 | 1077
WFGD_mkt_dest4_ton_2005 | FGD_Wet_Solids_Mkt_Sold | B | 4 Tables | B4-21 | Table B-5 | Number (Double) | Tons of wet FGD solids sold to destination (4) in 2005 | 3619 | 1072
WFGD_mkt_dest4_ton_2007 | FGD_Wet_Solids_Mkt_Sold | B | 4 Tables | B4-21 | Table B-5 | Number (Double) | Tons of wet FGD solids sold to destination (4) in 2007 | 3620 | 1074
WFGD_mkt_dest4_ton_2009 | FGD_Wet_Solids_Mkt_Sold | B | 4 Tables | B4-21 | Table B-5 | Number (Double) | Tons of wet FGD solids sold to destination (4) in 2009 | 3621 | 1076
WFGD_mkt_dest5_desc | FGD_Wet_Solids_Mkt_Sold | B | 4 Tables | B4-21 | Table B-5 | Text | Destination (5) of wet FGD solids marketed | 3622 | 1078
WFGD_mkt_dest5_other_desc | FGD_Wet_Solids_Mkt_Sold | B | 4 Tables | B4-21 | Table B-5 | Text | Description of other destination (5) | 3623 | 1079
WFGD_mkt_dest5_rev_2005 | FGD_Wet_Solids_Mkt_Sold | B | 4 Tables | B4-21 | Table B-5 | Number (Double) | Revenue from wet FGD solids sold to destination (5) in 2005 | 3624 | 1081
WFGD_mkt_dest5_rev_2007 | FGD_Wet_Solids_Mkt_Sold | B | 4 Tables | B4-21 | Table B-5 | Number (Double) | Revenue from wet FGD solids sold to destination (5) in 2007 | 3625 | 1083
WFGD_mkt_dest5_rev_2009 | FGD_Wet_Solids_Mkt_Sold | B | 4 Tables | B4-21 | Table B-5 | Number (Double) | Revenue from wet FGD solids sold to destination (5) in 2009 | 3626 | 1085
WFGD_mkt_dest5_ton_2005 | FGD_Wet_Solids_Mkt_Sold | B | 4 Tables | B4-21 | Table B-5 | Number (Double) | Tons of wet FGD solids sold to destination (5) in 2005 | 3627 | 1080
WFGD_mkt_dest5_ton_2007 | FGD_Wet_Solids_Mkt_Sold | B | 4 Tables | B4-21 | Table B-5 | Number (Double) | Tons of wet FGD solids sold to destination (5) in 2007 | 3628 | 1082
WFGD_mkt_dest5_ton_2009 | FGD_Wet_Solids_Mkt_Sold | B | 4 Tables | B4-21 | Table B-5 | Number (Double) | Tons of wet FGD solids sold to destination (5) in 2009 | 3629 | 1084
WFGD_mkt_dest6_desc | FGD_Wet_Solids_Mkt_Sold | B | 4 Tables | B4-21 | Table B-5 | Text | Destination (6) of wet FGD solids marketed | 3630 | 1086
WFGD_mkt_dest6_other_desc | FGD_Wet_Solids_Mkt_Sold | B | 4 Tables | B4-21 | Table B-5 | Text | Description of other destination (6) | 3631 | 1087
WFGD_mkt_dest6_rev_2005 | FGD_Wet_Solids_Mkt_Sold | B | 4 Tables | B4-21 | Table B-5 | Number (Double) | Revenue from wet FGD solids sold to destination (6) in 2005 | 3632 | 1089
WFGD_mkt_dest6_rev_2007 | FGD_Wet_Solids_Mkt_Sold | B | 4 Tables | B4-21 | Table B-5 | Number (Double) | Revenue from wet FGD solids sold to destination (6) in 2007 | 3633 | 1091
WFGD_mkt_dest6_rev_2009 | FGD_Wet_Solids_Mkt_Sold | B | 4 Tables | B4-21 | Table B-5 | Number (Double) | Revenue from wet FGD solids sold to destination (6) in 2009 | 3634 | 1093
WFGD_mkt_dest6_ton_2005 | FGD_Wet_Solids_Mkt_Sold | B | 4 Tables | B4-21 | Table B-5 | Number (Double) | Tons of wet FGD solids sold to destination (6) in 2005 | 3635 | 1088
WFGD_mkt_dest6_ton_2007 | FGD_Wet_Solids_Mkt_Sold | B | 4 Tables | B4-21 | Table B-5 | Number (Double) | Tons of wet FGD solids sold to destination (6) in 2007 | 3636 | 1090
WFGD_mkt_dest6_ton_2009 | FGD_Wet_Solids_Mkt_Sold | B | 4 Tables | B4-21 | Table B-5 | Number (Double) | Tons of wet FGD solids sold to destination (6) in 2009 | 3637 | 1092
WFGD_purge_chlor | FGD_Wastewater_Treatment | B | 7 | B5-3 |  | Text | Chlorides content of untreated scrubber purge transferred to the wwt (ppm) | 3638 | 1237
WFGD_purge_chlor_ppm | FGD_Wastewater_Treatment | B | 7 | B5-3 |  | Number (Double) | Chlorides content of untreated scrubber purge transferred to the wwt (ppm) | 3639 | 1238
WFGD_purge_gen_dpy | FGD_Wet_Water_Gen | B | 5 | B5-2 | Table B-8 | Number (Double) | Typical frequency of FGD scrubber purge (or slurry discharge) generation (dpy) | 3640 | 1153
WFGD_purge_gen_hpd | FGD_Wet_Water_Gen | B | 5 | B5-2 | Table B-8 | Number (Double) | Typical duration of FGD scrubber purge (or slurry discharge) generation (tpd) | 3641 | 1152
WFGD_purge_TSS | FGD_Wastewater_Treatment | B | 7 | B5-3 |  | Text | TSS concentration of untreated scrubber purge transferred to the wwt (ppm) | 3642 | 1239
WFGD_purge_TSS_ppm | FGD_Wastewater_Treatment | B | 7 | B5-3 |  | Number (Double) | TSS concentration of untreated scrubber purge transferred to the wwt (ppm) | 3643 | 1240
WFGD_purge_WWTS_gpd | FGD_Wet_Water_Gen | B | 5 | B5-2 | Table B-8 | Number (Double) | Typical amount of FGD scrubber purge (or slurry discharge) sent to wastewater treatment or discharge (gpd) | 3644 | 1151
WFGD_purge_WWTS_gpm | FGD_Wet_Water_Gen | B | 5 | B5-2 | Table B-8 | Number (Double) | Typical amount of FGD scrubber purge (or slurry discharge) sent to wastewater treatment or discharge (gpm) | 3645 | 1150
WFGD_rgnt_slry_flow_dpy | FGD_Wet_General | B | 4 | B4-8 |  | Number (Double) | Reagent slurry for the FGD system typical frequency 2009 dpy (QB4-8) | 3646 | 940
WFGD_rgnt_slry_flow_gpm | FGD_Wet_General | B | 4 | B4-8 |  | Number (Double) | Reagent slurry for the FGD system typical flow rate 2009 gpm (QB4-8) | 3647 | 938
WFGD_rgnt_slry_flow_hpd | FGD_Wet_General | B | 4 | B4-8 |  | Number (Double) | Reagent slurry for the FGD system typical duration 2009 hpd (QB4-8) | 3648 | 939
WFGD_rpw_flow_dpy | FGD_Wet_General | B | 4 | B4-7 |  | Number (Double) | Reagent preparation water for the FGD system typical frequency 2009 dpy (QB4-7) | 3649 | 936
WFGD_rpw_flow_gpm | FGD_Wet_General | B | 4 | B4-7 |  | Number (Double) | Reagent preparation water for the FGD system typical flow rate 2009 gpm (QB4-7) | 3650 | 934
WFGD_rpw_flow_hpd | FGD_Wet_General | B | 4 | B4-7 |  | Number (Double) | Reagent preparation water for the FGD system typical duration 2009 hpd (QB4-7) | 3651 | 935
WFGD_sep_bd_pond | FGD_Wet_General | B | 4 | B4-16 |  | Text | Blowdown sent directly to a pond system (QB4-16) | 3652 | 990
WFGD_sep_bd_WWTS | FGD_Wet_General | B | 4 | B4-16 |  | Text | Blowdown sent directly to a wastewater treatment system (QB4-16) | 3653 | 991
WFGD_sep_cntrfge | FGD_Wet_General | B | 4 | B4-16 |  | Text | Centrifuge used in solids separation of FGD slurry blowdown (QB4-16) | 3654 | 986
WFGD_sep_hdrclne | FGD_Wet_General | B | 4 | B4-16 |  | Text | Hydroclones used in solids separation of FGD slurry blowdown (QB4-16) | 3655 | 985
WFGD_sep_other | FGD_Wet_General | B | 4 | B4-16 |  | Text | Other method used in solids separation of FGD slurry blowdown (QB4-16) | 3656 | 988
WFGD_sep_other_desc | FGD_Wet_General | B | 4 | B4-16 |  | Text | Description of other method used in solids separation of FGD slurry blowdown (QB4-16) | 3657 | 989
WFGD_sep_Thknr | FGD_Wet_General | B | 4 | B4-16 |  | Text | Thickener used in solids separation of FGD slurry blowdown (QB4-16) | 3658 | 987
WFGD_slds_sep_recyc_gpd | FGD_Wet_Water_Gen | B | 5 | B5-2 | Table B-8 | Number (Double) | Typical amount of solids separation recycle returned to absorber (gpd) | 3659 | 1149
WFGD_slurry_bd_gpd | FGD_Wet_Water_Gen | B | 5 | B5-2 | Table B-8 | Number (Double) | Typical FGD slurry blowdown (or slurry discharge) flow rate exiting the absorber (gpd) | 3660 | 1146
WFGD_solids_CaSO3 | FGD_Wet_General | B | 4 | B4-13 |  | Text | Generate calcium sulfite (B4-13) | 3661 | 972
WFGD_solids_CaSO3_per | FGD_Wet_General | B | 4 | B4-13 |  | Number (Double) | Percentage of calcium sulfite generated (B4-13) | 3662 | 973
WFGD_solids_chlor_max | FGD_Wet_General | B | 4 | B4-18 |  | Number (Double) | Maximum concentration of chlorides of the FGD solids produced (ppm) | 3663 | 1001
WFGD_solids_chlor_min | FGD_Wet_General | B | 4 | B4-18 |  | Number (Double) | Minimum concentration of chlorides of the FGD solids produced (ppm) | 3664 | 1000
WFGD_solids_chlor_typ | FGD_Wet_General | B | 4 | B4-18 |  | Number (Double) | Typical concentration of chlorides of the FGD solids produced (ppm) | 3665 | 999
WFGD_solids_comb | FGD_Wet_General | B | 4 | B4-14 |  | Text | Designates if FGD solids combined with fly ash, bottom ash, or other material (QB4-14) | 3666 | 981
WFGD_solids_dest_other1_2005 | FGD_Wet_Solids_Dest | B | 4 Tables | B4-20 | Table B-4 | Number (Double) | Amount of wet FGD solids 2005 - Other destination (1) | 3667 | 1040
WFGD_solids_dest_other1_2007 | FGD_Wet_Solids_Dest | B | 4 Tables | B4-20 | Table B-4 | Number (Double) | Amount of wet FGD solids 2007 - Other destination (1) | 3668 | 1041
WFGD_solids_dest_other1_2009 | FGD_Wet_Solids_Dest | B | 4 Tables | B4-20 | Table B-4 | Number (Double) | Amount of wet FGD solids 2009 - Other destination (1) | 3669 | 1042
WFGD_solids_dest_other1_desc | FGD_Wet_Solids_Dest | B | 4 Tables | B4-20 | Table B-4 | Text | Description of other ultimate destination of wet FGD solids (1) | 3670 | 1039
WFGD_solids_dest_other2_2005 | FGD_Wet_Solids_Dest | B | 4 Tables | B4-20 | Table B-4 | Number (Double) | Amount of wet FGD solids 2005 - Other destination (2) | 3671 | 1044
WFGD_solids_dest_other2_2007 | FGD_Wet_Solids_Dest | B | 4 Tables | B4-20 | Table B-4 | Number (Double) | Amount of wet FGD solids 2007 - Other destination (2) | 3672 | 1045
WFGD_solids_dest_other2_2009 | FGD_Wet_Solids_Dest | B | 4 Tables | B4-20 | Table B-4 | Number (Double) | Amount of wet FGD solids 2009 - Other destination (2) | 3673 | 1046
WFGD_solids_dest_other2_desc | FGD_Wet_Solids_Dest | B | 4 Tables | B4-20 | Table B-4 | Text | Description of other ultimate destination of wet FGD solids (2) | 3674 | 1043
WFGD_solids_dwr_bltfltr | FGD_Wet_General | B | 4 | B4-17 |  | Text | Vacuum belt filter used in solids dewatering of the FGD solids (B4-17) | 3675 | 994
WFGD_solids_dwr_drmfltr | FGD_Wet_General | B | 4 | B4-17 |  | Text | Vacuum drum filter used in solids dewatering of the FGD solids (B4-17) | 3676 | 993
WFGD_solids_dwr_gyp_stk | FGD_Wet_General | B | 4 | B4-17 |  | Text | Gypsum stacking use in solids dewatering of the FGD solids (B4-17) | 3677 | 995
WFGD_solids_dwr_other | FGD_Wet_General | B | 4 | B4-17 |  | Text | Other method used in solids dewatering (B4-17) | 3678 | 996
WFGD_solids_dwr_other_desc | FGD_Wet_General | B | 4 | B4-17 |  | Text | Description of other method used in solids dewatering (B4-17) | 3679 | 997
WFGD_solids_gv_awy_2005 | FGD_Wet_Solids_Dest | B | 4 Tables | B4-20 | Table B-4 | Number (Double) | Amount of wet FGD solids given away in 2005 | 3680 | 1036
WFGD_solids_gv_awy_2007 | FGD_Wet_Solids_Dest | B | 4 Tables | B4-20 | Table B-4 | Number (Double) | Amount of wet FGD solids given away in 2007 | 3681 | 1037
WFGD_solids_gv_awy_2009 | FGD_Wet_Solids_Dest | B | 4 Tables | B4-20 | Table B-4 | Number (Double) | Amount of wet FGD solids given away in 2009 | 3682 | 1038
WFGD_solids_gypsum | FGD_Wet_General | B | 4 | B4-13 |  | Text | Generate calcium sulfate (gypsum) (B4-13) | 3683 | 970
WFGD_solids_gypsum_per | FGD_Wet_General | B | 4 | B4-13 |  | Number (Double) | Percentage of gypsum generated (B4-13) | 3684 | 971
WFGD_solids_landfill_offsite_2005 | FGD_Wet_Solids_Dest | B | 4 Tables | B4-20 | Table B-4 | Number (Double) | Amount of wet FGD solids disposed of in a landfill not reported in Table A-6 in 2005 | 3685 | 1027
WFGD_solids_landfill_offsite_2007 | FGD_Wet_Solids_Dest | B | 4 Tables | B4-20 | Table B-4 | Number (Double) | Amount of wet FGD solids disposed of in a landfill not reported in Table A-6 in 2007 | 3686 | 1028
WFGD_solids_landfill_offsite_2009 | FGD_Wet_Solids_Dest | B | 4 Tables | B4-20 | Table B-4 | Number (Double) | Amount of wet FGD solids disposed of in a landfill not reported in Table A-6 in 2009 | 3687 | 1029
WFGD_solids_landfill_perm_2005 | FGD_Wet_Solids_Dest | B | 4 Tables | B4-20 | Table B-4 | Number (Double) | Amount of wet FGD solids permanently stored in a Table A-6 landfill in 2005 | 3688 | 1015
WFGD_solids_landfill_perm_2007 | FGD_Wet_Solids_Dest | B | 4 Tables | B4-20 | Table B-4 | Number (Double) | Amount of wet FGD solids permanently stored in a Table A-6 landfill in 2007 | 3689 | 1016
WFGD_solids_landfill_perm_2009 | FGD_Wet_Solids_Dest | B | 4 Tables | B4-20 | Table B-4 | Number (Double) | Amount of wet FGD solids permanently stored in a Table A-6 landfill in 2009 | 3690 | 1017
WFGD_solids_landfill_temp_2005 | FGD_Wet_Solids_Dest | B | 4 Tables | B4-20 | Table B-4 | Number (Double) | Amount of wet FGD solids temporarily stored in a Table A-6 landfill in 2005 | 3691 | 1018
WFGD_solids_landfill_temp_2007 | FGD_Wet_Solids_Dest | B | 4 Tables | B4-20 | Table B-4 | Number (Double) | Amount of wet FGD solids temporarily stored in a Table A-6 landfill in 2007 | 3692 | 1019
WFGD_solids_landfill_temp_2009 | FGD_Wet_Solids_Dest | B | 4 Tables | B4-20 | Table B-4 | Number (Double) | Amount of wet FGD solids temporarily stored in a Table A-6 landfill in 2009 | 3693 | 1020
WFGD_solids_mkt_chlor | FGD_Wet_General | B | 4 | B4-19 |  | Text | Chlorides affects the ability of FGD solids that can be marketed, sold, or given away | 3694 | 1003
WFGD_solids_mkt_chlor_ppm | FGD_Wet_General | B | 4 | B4-19 |  | Number (Double) | Chloride content (ppm) of FGD solids that can be marketed, sold, or given away | 3695 | 1004
WFGD_solids_mkt_H2O | FGD_Wet_General | B | 4 | B4-19 |  | Text | Moisture content affects the ability of FGD solids that can be marketed, sold, or given away | 3696 | 1005
WFGD_solids_mkt_H2O_per | FGD_Wet_General | B | 4 | B4-19 |  | Number (Double) | Moisture content (%) of FGD solids that can be marketed, sold, or given away | 3697 | 1006
WFGD_solids_mkt_NA | FGD_Wet_General | B | 4 | B4-19 |  | Text | N/A FGD solids are not marketed | 3698 | 1011
WFGD_solids_mkt_none | FGD_Wet_General | B | 4 | B4-19 |  | Text | None - Industries to which the FGD solids are marketed has not specified standards | 3699 | 1010
WFGD_solids_mkt_other | FGD_Wet_General | B | 4 | B4-19 |  | Text | Other parameter affecting the marketability of the FGD solids | 3700 | 1007
WFGD_solids_mkt_other_desc | FGD_Wet_General | B | 4 | B4-19 |  | Text | Description of other FGD solids marketability parameter | 3701 | 1008
WFGD_solids_mkt_other_ppm | FGD_Wet_General | B | 4 | B4-19 |  | Number (Double) | Other parameter (ppm) | 3702 | 1009
WFGD_solids_other1 | FGD_Wet_General | B | 4 | B4-13 |  | Text | Generate other solids (B4-13) | 3703 | 974
WFGD_solids_other1_desc | FGD_Wet_General | B | 4 | B4-13 |  | Text | Description of other1 solids (B4-13) | 3704 | 975
WFGD_solids_other1_per | FGD_Wet_General | B | 4 | B4-13 |  | Number (Double) | Percentage of other 1 solids generated (B4-13) | 3705 | 976
WFGD_solids_other2 | FGD_Wet_General | B | 4 | B4-13 |  | Text | Generate other solids (B4-13) | 3706 | 977
WFGD_solids_other2_desc | FGD_Wet_General | B | 4 | B4-13 |  | Text | Description of other2 solids (B4-13) | 3707 | 978
WFGD_solids_other2_per | FGD_Wet_General | B | 4 | B4-13 |  | Number (Double) | Percentage of other 2 solids generated (B4-13) | 3708 | 979
WFGD_solids_pond_offsite_2005 | FGD_Wet_Solids_Dest | B | 4 Tables | B4-20 | Table B-4 | Number (Double) | Amount of wet FGD solids disposed of in a pond not reported in Table A-4 in 2005 | 3709 | 1030
WFGD_solids_pond_offsite_2007 | FGD_Wet_Solids_Dest | B | 4 Tables | B4-20 | Table B-4 | Number (Double) | Amount of wet FGD solids disposed of in a pond not reported in Table A-4 in 2007 | 3710 | 1031
WFGD_solids_pond_offsite_2009 | FGD_Wet_Solids_Dest | B | 4 Tables | B4-20 | Table B-4 | Number (Double) | Amount of wet FGD solids disposed of in a pond not reported in Table A-4 in 2009 | 3711 | 1032
WFGD_solids_pond_perm_2005 | FGD_Wet_Solids_Dest | B | 4 Tables | B4-20 | Table B-4 | Number (Double) | Amount of wet FGD solids permanently stored in Table A-4 pond in 2005 | 3712 | 1021
WFGD_solids_pond_perm_2007 | FGD_Wet_Solids_Dest | B | 4 Tables | B4-20 | Table B-4 | Number (Double) | Amount of wet FGD solids permanently stored in Table A-4 pond in 2007 | 3713 | 1022
WFGD_solids_pond_perm_2009 | FGD_Wet_Solids_Dest | B | 4 Tables | B4-20 | Table B-4 | Number (Double) | Amount of wet FGD solids permanently stored in Table A-4 pond in 2009 | 3714 | 1023
WFGD_solids_pond_temp_2005 | FGD_Wet_Solids_Dest | B | 4 Tables | B4-20 | Table B-4 | Number (Double) | Amount of wet FGD solids temporarily stored in Table A-4 pond in 2005 | 3715 | 1024
WFGD_solids_pond_temp_2007 | FGD_Wet_Solids_Dest | B | 4 Tables | B4-20 | Table B-4 | Number (Double) | Amount of wet FGD solids temporarily stored in Table A-4 pond in 2007 | 3716 | 1025
WFGD_solids_pond_temp_2009 | FGD_Wet_Solids_Dest | B | 4 Tables | B4-20 | Table B-4 | Number (Double) | Amount of wet FGD solids temporarily stored in Table A-4 pond in 2009 | 3717 | 1026
WFGD_solids_sold_2005 | FGD_Wet_Solids_Dest | B | 4 Tables | B4-20 | Table B-4 | Number (Double) | Amount of wet FGD solids marketed and sold in 2005 | 3718 | 1033
WFGD_solids_sold_2007 | FGD_Wet_Solids_Dest | B | 4 Tables | B4-20 | Table B-4 | Number (Double) | Amount of wet FGD solids marketed and sold in 2007 | 3719 | 1034
WFGD_solids_sold_2009 | FGD_Wet_Solids_Dest | B | 4 Tables | B4-20 | Table B-4 | Number (Double) | Amount of wet FGD solids marketed and sold in 2009 | 3720 | 1035
WFGD_source_abs_mkup_other | FGD_Wet_General | B | 4 | B4-12 |  | Text | Other source used for the absorber make-up water (B4-12) | 3721 | 967
WFGD_source_abs_mkup_other_desc | FGD_Wet_General | B | 4 | B4-12 |  | Text | Description of other source used for the absorber make-up water (B4-12) | 3722 | 968
WFGD_source_abs_mkup_procWW | FGD_Wet_General | B | 4 | B4-12 |  | Text | Process wastewater used as source for the absorber make-up water (B4-12) | 3723 | 964
WFGD_source_abs_mkup_procWW_desc | FGD_Wet_General | B | 4 | B4-12 |  | Text | Description of process wastewater used as source for the absorber make-up water (B4-12) | 3724 | 965
WFGD_source_abs_mkup_procWW_other | FGD_Wet_General | B | 4 | B4-12 |  | Text | Description of other process wastewater used as source for the absorber make-up water (B4-12) | 3725 | 966
WFGD_source_abs_mkup_raw | FGD_Wet_General | B | 4 | B4-12 |  | Text | Raw intake water used as source for the absorber make-up water (B4-12) | 3726 | 962
WFGD_source_abs_mkup_treat | FGD_Wet_General | B | 4 | B4-12 |  | Text | Treated intake water used as source for the absorber make-up water(B4-12) | 3727 | 963
WFGD_source_H20_%solids | FGD_Wet_General | B | 4 | B4-5 |  | Number (Double) | Maximum solids concentration percent | 3728 | 926
WFGD_source_H2O_chlor | FGD_Wet_General | B | 4 | B4-5 |  | Text | Chlorides determine water source that can be used as FGD reagent preparation water or absorber make-up water (B4-5) | 3729 | 923
WFGD_source_H2O_chlor_ppm | FGD_Wet_General | B | 4 | B4-5 |  | Number (Double) | Maximum chlorides concentration ppm (B4-5) | 3730 | 924
WFGD_source_H2O_other | FGD_Wet_General | B | 4 | B4-5 |  | Text | Other parameters determine water source that can be used as FGD reagent preparation water or absorber make-up water | 3731 | 927
WFGD_source_H2O_other_desc | FGD_Wet_General | B | 4 | B4-5 |  | Text | Description of other parameters that determine water source that can be used as FGD reagent preparation water or absorber make-up water | 3732 | 928
WFGD_source_H2O_solids | FGD_Wet_General | B | 4 | B4-5 |  | Text | Solids determine water source that can be used as FGD reagent preparation water or absorber make-up water (B4-5) | 3733 | 925
WFGD_source_mist_other | FGD_Wet_General | B | 4 | B4-10 |  | Text | Other source used for the mist eliminator wash water (B4-10) | 3734 | 951
WFGD_source_mist_other_desc | FGD_Wet_General | B | 4 | B4-10 |  | Text | Description of other source used for the mist eliminator wash water (B4-10) | 3735 | 952
WFGD_source_mist_procWW | FGD_Wet_General | B | 4 | B4-10 |  | Text | Process wastewater used as source for the mist eliminator wash water (B4-10) | 3736 | 948
WFGD_source_mist_procWW_desc | FGD_Wet_General | B | 4 | B4-10 |  | Text | Description of process wastewater used as source for the mist eliminator wash water (B4-10) | 3737 | 949
WFGD_source_mist_procWW_other | FGD_Wet_General | B | 4 | B4-10 |  | Text | Description of other process wastewater used as source for the mist eliminator wash water (B4-10) | 3738 | 950
WFGD_source_mist_raw | FGD_Wet_General | B | 4 | B4-10 |  | Text | Raw intake water used as source for the mist eliminator wash water (B4-10) | 3739 | 946
WFGD_source_mist_treat | FGD_Wet_General | B | 4 | B4-10 |  | Text | Treated intake water used as source for the mist eliminator wash water (B4-10) | 3740 | 947
WFGD_source_rpw_other | FGD_Wet_General | B | 4 | B4-11 |  | Text | Other source used for the reagent preparation water (B4-11) | 3741 | 959
WFGD_source_rpw_other_desc | FGD_Wet_General | B | 4 | B4-11 |  | Text | Description of other source used for the reagent preparation water (B4-11) | 3742 | 960
WFGD_source_rpw_procWW | FGD_Wet_General | B | 4 | B4-11 |  | Text | Process wastewater used as source for the reagent preparation water (B4-11) | 3743 | 956
WFGD_source_rpw_procWW_desc | FGD_Wet_General | B | 4 | B4-11 |  | Text | Description of process wastewater used as source for the reagent preparation water (B4-11) | 3744 | 957
WFGD_source_rpw_procWW_other | FGD_Wet_General | B | 4 | B4-11 |  | Text | Description of other process wastewater used as source for the reagent preparation water (B4-11) | 3745 | 958
WFGD_source_rpw_raw | FGD_Wet_General | B | 4 | B4-11 |  | Text | Raw intake water used as source for the reagent preparation water (B4-11) | 3746 | 954
WFGD_source_rpw_treat | FGD_Wet_General | B | 4 | B4-11 |  | Text | Treated intake water used as source for the reagent preparation water (B4-11) | 3747 | 955
WFGD_sys_chlor_max | FGD_Wet_General | B | 4 | B4-3 |  | Number (Double) | FGD system maximum design chlorides concentration ppm (QB4-3) | 3748 | 901
WFGD_water_source_other_desc | FGD_Wet_Sources_Flow | B | 5 | B5-1 | Table B-7 | Text | FGD system water source (other) description | 3749 | 1139
WFGD_water_source_other_gpd | FGD_Wet_Sources_Flow | B | 5 | B5-1 | Table B-7 | Number (Double) | Flow rate (gpd) of FGD system water source | 3750 | 1141
WFGD_water_source_other_per | FGD_Wet_Sources_Flow | B | 5 | B5-1 | Table B-7 | Number (Double) | Percent contribution of FGD system water source | 3751 | 1140
WFGD_water_source1 | FGD_Wet_Sources_Flow | B | 5 | B5-1 | Table B-7 | Text | FGD system water source (1) | 3752 | 1130
WFGD_water_source1_gpd | FGD_Wet_Sources_Flow | B | 5 | B5-1 | Table B-7 | Number (Double) | Flow rate (gpd) of FGD system water source | 3753 | 1132
WFGD_water_source1_per | FGD_Wet_Sources_Flow | B | 5 | B5-1 | Table B-7 | Number (Double) | Percent contribution of FGD system water source | 3754 | 1131
WFGD_water_source2 | FGD_Wet_Sources_Flow | B | 5 | B5-1 | Table B-7 | Text | FGD system water source (2) | 3755 | 1133
WFGD_water_source2_gpd | FGD_Wet_Sources_Flow | B | 5 | B5-1 | Table B-7 | Number (Double) | Flow rate (gpd) of FGD system water source | 3756 | 1135
WFGD_water_source2_per | FGD_Wet_Sources_Flow | B | 5 | B5-1 | Table B-7 | Number (Double) | Percent contribution of FGD system water source | 3757 | 1134
WFGD_water_source3 | FGD_Wet_Sources_Flow | B | 5 | B5-1 | Table B-7 | Text | FGD system water source (3) | 3758 | 1136
WFGD_water_source3_gpd | FGD_Wet_Sources_Flow | B | 5 | B5-1 | Table B-7 | Number (Double) | Flow rate (gpd) of FGD system water source | 3759 | 1138
WFGD_water_source3_per | FGD_Wet_Sources_Flow | B | 5 | B5-1 | Table B-7 | Number (Double) | Percent contribution of FGD system water source | 3760 | 1137
WW_assoc_SE_unit_1 | Nuc_Wastewaters | H | 1 | H1-3 | Table H-1 | Text | Designates if SE unit 1 is associated with the process wastewater | 3761 | 3203
WW_assoc_SE_unit_2 | Nuc_Wastewaters | H | 1 | H1-3 | Table H-1 | Text | Designates if SE unit 2 is associated with the process wastewater | 3762 | 3204
WW_assoc_SE_unit_3 | Nuc_Wastewaters | H | 1 | H1-3 | Table H-1 | Text | Designates if SE unit 3 is associated with the process wastewater | 3763 | 3205
WW_assoc_SE_unit_4 | Nuc_Wastewaters | H | 1 | H1-3 | Table H-1 | Text | Designates if SE unit 4 is associated with the process wastewater | 3764 | 3206
WW_assoc_SE_unit_5 | Nuc_Wastewaters | H | 1 | H1-3 | Table H-1 | Text | Designates if SE unit 5 is associated with the process wastewater | 3765 | 3207
WW_assoc_SE_unit_6 | Nuc_Wastewaters | H | 1 | H1-3 | Table H-1 | Text | Designates if SE unit 6 is associated with the process wastewater | 3766 | 3208
WW_assoc_SE_unit_7 | Nuc_Wastewaters | H | 1 | H1-3 | Table H-1 | Text | Designates if SE unit 7 is associated with the process wastewater | 3767 | 3209
WW_assoc_SE_unit_8 | Nuc_Wastewaters | H | 1 | H1-3 | Table H-1 | Text | Designates if SE unit 8 is associated with the process wastewater | 3768 | 3210
WW_assoc_SE_unit_9 | Nuc_Wastewaters | H | 1 | H1-3 | Table H-1 | Text | Designates if SE unit 9 is associated with the process wastewater | 3769 | 3211
WW_assoc_SE_unit_ID_other | Nuc_Wastewaters | H | 1 | H1-3 | Table H-1 | Text | Designates if other SE units are associated with the process wastewater | 3770 | 3212
WW_assoc_SE_unit_ID_other_desc | Nuc_Wastewaters | H | 1 | H1-3 | Table H-1 | Text | Defines the other SE units that are associated with the process wastewater | 3771 | 3213
WWT_Anc_Equip | WWTS_Ancillary_Equip | D | 6.2 | D6-7 | Table D-16 | Text | Type of ancillary equipment. | 3772 | 2982
WWT_at_Plant | Treatment_General | D | 1 | D5-1 |  | Text | ID of any WWT system in Table D-2. | 3773 | 2590
WWT_ID | Landfill_Storm_Dest | F | 3.1 | F3-17 |  | Text | The on-site wastewater treatment system ID receiving the stormwater runoff. | 3774 | 3539
WWT_ID | Landfill_Storm_Dest | F | 3.1 | F3-19 |  | Text | The on-site wastewater treatment system ID receiving the stormwater runoff. | 3775 | 3559
WWT_Nmbr_Anc_Equip | WWTS_Ancillary_Equip | D | 6.2 | D6-7 | Table D-16 | Number (Double) | Number of ancillary equipment pieces in the system. | 3776 | 2983
WWTS_id | WWTU_Chem_Addn | D | 5.2 | WWTS_ID | Table D-13 | Text | Wastewater treatment system identification. | 3777 | 2902
WWTS_id | WWTU_Chem_Addn_Info | D | 5.2 | WWTS_ID |  | Text | Wastewater treatment system identification. | 3778 | 2916
WWTS_Info_Avg_Des_Flow | WWT_System_Information | D | 5.1 | D5-3 |  | Number (Double) | Average design flow rate of WWTS in gallons per minute. | 3779 | 2824
WWTS_Info_Duration | WWT_System_Information | D | 5.1 | D5-3 |  | Number (Double) | Duration of effluent transfers from WWTS in 2009 in hours per day. | 3780 | 2829
WWTS_Info_Frequency | WWT_System_Information | D | 5.1 | D5-3 |  | Number (Double) | Frequency of effluent transfers from WWTS in 209 in days per year. | 3781 | 2830
WWTS_Info_Max_Daily_GPD | WWT_System_Information | D | 5.1 | D5-3 |  | Number (Double) | Maximum daily flow rate of WWTS in 2009 in gallons per day. | 3782 | 2828
WWTS_Info_Max_Daily_GPM | WWT_System_Information | D | 5.1 | D5-3 |  | Number (Double) | Maximum daily flow rate of WWTS in 2009 in gallons per minute. | 3783 | 2827
WWTS_Info_Max_Des_Flow | WWT_System_Information | D | 5.1 | D5-3 |  | Number (Double) | Maximum design flow rate of WWTS in gallons per minute. | 3784 | 2825
WWTS_Info_Typ_Flow | WWT_System_Information | D | 5.1 | D5-3 |  | Number (Double) | Typical flow rate of WWTS in 2009 in gallons per minute. | 3785 | 2826
WWTS_Lim_1 | WWT_Pollutants | D | 5.1 | D5-5 |  | Number (Double) | Limitation of first pollutant. | 3786 | 2857
WWTS_Lim_2 | WWT_Pollutants | D | 5.1 | D5-5 |  | Number (Double) | Limitation of second pollutant. | 3787 | 2860
WWTS_Lim_3 | WWT_Pollutants | D | 5.1 | D5-5 |  | Number (Double) | Limitation of third pollutant. | 3788 | 2863
WWTS_Lim_Unit_1 | WWT_Pollutants | D | 5.1 | D5-5 |  | Text | Units for limitation of first pollutant. | 3789 | 2858
WWTS_Lim_Unit_2 | WWT_Pollutants | D | 5.1 | D5-5 |  | Text | Units for limitation of second pollutant. | 3790 | 2861
WWTS_Lim_Unit_3 | WWT_Pollutants | D | 5.1 | D5-5 |  | Text | Units for limitation of third pollutant. | 3791 | 2864
WWTS_Poll_1 | WWT_Pollutants | D | 5.1 | D5-5 |  | Text | Name of first pollutant driving operation of pond. | 3792 | 2856
WWTS_Poll_2 | WWT_Pollutants | D | 5.1 | D5-5 |  | Text | Name of second pollutant driving operation of pond. | 3793 | 2859
WWTS_Poll_3 | WWT_Pollutants | D | 5.1 | D5-5 |  | Text | Name of third pollutant driving operation of pond. | 3794 | 2862
WWTS_Trgtd_Chlor_Oxidizing | WWT_Pollutants | D | 5.1 | D5-4 |  | Text | Checkbox to indicate chlorine and other oxidizing agents as targeted pollutants. | 3795 | 2850
WWTS_Trgtd_Metals | WWT_Pollutants | D | 5.1 | D5-4 |  | Text | Checkbox to indicate metal as targeted pollutant. | 3796 | 2845
WWTS_Trgtd_Metals_Specify | WWT_Pollutants | D | 5.1 | D5-4 |  | Text | Specify type of metal targeted. | 3797 | 2846
WWTS_Trgtd_NA | WWT_Pollutants | D | 5.1 | D5-4 |  | Text | Checkbox to indicate no pollutants are targeted for removal by pond. | 3798 | 2854
WWTS_Trgtd_Ntr | WWT_Pollutants | D | 5.1 | D5-4 |  | Text | Checkbox to indicate nitrogen compounds as targeted pollutant. | 3799 | 2848
WWTS_Trgtd_OandG | WWT_Pollutants | D | 5.1 | D5-4 |  | Text | Checkbox to indicate oil and grease as targeted pollutant. | 3800 | 2851
WWTS_Trgtd_Org_Acids | WWT_Pollutants | D | 5.1 | D5-4 |  | Text | Checkbox to indicate organic acids as targeted pollutant. | 3801 | 2849
WWTS_Trgtd_Other | WWT_Pollutants | D | 5.1 | D5-4 |  | Text | Checkbox to indicate plant targets other pollutants not listed. | 3802 | 2852
WWTS_Trgtd_Other_Specify | WWT_Pollutants | D | 5.1 | D5-4 |  | Text | Other targeted pollutants not listed on survey. | 3803 | 2853
WWTS_Trgtd_TSS | WWT_Pollutants | D | 5.1 | D5-4 |  | Text | Checkbox to indicate TSS as targeted pollutant. | 3804 | 2847
WWTStudies | WWT_Study | D | 2 | D2-1 |  | Text | Yes/no if plant involved in ash or FGD treatment studies since 2000. | 3805 | 2595
WWTU_Chem_Add | WWTU_Chem_Addn_Info | D | 5.2 | D5-13 |  | Text | Yes/no/na if plant added chemicals to any wastewater treatment unit in 2009. | 3806 | 2918
WWTU_Chem_Add_Rate | WWTU_Chem_Addn | D | 5.2 | D5-13 | Table D-13 | Number (Double) | Average addition rate of chemical to WWT unit. | 3807 | 2911
WWTU_Chem_Add_Rate_Type | WWTU_Chem_Addn | D | 5.2 | D5-13 | Table D-13 | Text | Average addition rate type, phase of added chemical, solid or liquid. | 3808 | 2913
WWTU_Chem_Add_Rate_Unit | WWTU_Chem_Addn | D | 5.2 | D5-13 | Table D-13 | Text | Units of specified average addition rate, gpd or lb/day. | 3809 | 2912
WWTU_Chem_Avg_Dose | WWTU_Chem_Addn | D | 5.2 | D5-13 | Table D-13 | Number (Double) | Average dose concentration of chemical added, in grams per liter. | 3810 | 2910
WWTU_Chem_Freq | WWTU_Chem_Addn | D | 5.2 | D5-13 | Table D-13 | Number (Double) | Frequency of addition of chemical to WWT unit, in days per year. | 3811 | 2914
WWTU_Chem_Manu | WWTU_Chem_Addn | D | 5.2 | D5-13 | Table D-13 | Text | Manufacturer of chemical added to WWT unit. | 3812 | 2908
WWTU_Chem_Purpose | WWTU_Chem_Addn | D | 5.2 | D5-13 | Table D-13 | Text | Purpose for adding chemical to WWT unit. | 3813 | 2909
WWTU_Chem_Trade | WWTU_Chem_Addn | D | 5.2 | D5-13 | Table D-13 | Text | Trade name of chemical added to WWT unit. | 3814 | 2907
WWTU_Chem_Type | WWTU_Chem_Addn | D | 5.2 | D5-13 | Table D-13 | Text | Type of chemical added to WWT unit. | 3815 | 2906
WWTU_Date_Add | WWT_Units | D | 5.1 | D5-2 | Table D-11 | Date/Time | Date unit was added to wastewater treatment system. | 3816 | 2875
WWTU_Footprint | WWT_Units | D | 5.1 | D5-2 | Table D-11 | Number (Double) | Footprint or surface area of wastewater treatment unit, in ft2. | 3817 | 2877
WWTU_ID | Treatment_Influents | D | 3.2 | D3-2 | Table D-3 | Text | Wastewater treatment unit identification, selected from dropdown menu. | 3818 | 2665
WWTU_ID | Treatment_Effluents | D | 3.2 | D3-3 | Table D-4 | Text | Wastewater treatment unit identification selected from dropdown menu. | 3819 | 2679
WWTU_ID | WWT_Units | D | 5.1 | D5-2 | Table D-11 | Text | Wastewater treatment unit identification. | 3820 | 2871
WWTU_ID | WWTS_Pld_Improvements | D | 5.1 | D5-11 | Table D-12 | Text | Wastewater treatment unit identification. | 3821 | 2895
WWTU_ID | WWTU_Chem_Addn | D | 5.2 | D5-13 | Table D-13 | Text | Wastewater treatment unit identification. | 3822 | 2904
WWTU_ID_Other | Treatment_Influents | D | 3.2 | D3-2 | Table D-3 | Text | Wastewater treatment unit identification, plant entered description for 'other'. | 3823 | 2666
WWTU_ID_Other | Treatment_Effluents | D | 3.2 | D3-3 | Table D-4 | Text | Wastewater treatment unit identification, plant entered description for 'other'. | 3824 | 2680
WWTU_ID_Other | WWT_Units | D | 5.1 | D5-2 | Table D-11 | Text | Plant specified WWT unit identification. | 3825 | 2872
WWTU_ID_Other | WWTS_Pld_Improvements | D | 5.1 | D5-11 | Table D-12 | Text | Plant specified WWT unit identification. | 3826 | 2896
WWTU_ID_Other | WWTU_Chem_Addn | D | 5.2 | D5-13 | Table D-13 | Text | Plant specified WWT unit identification. | 3827 | 2905
WWTU_MOC_2205 | WWT_Units | D | 5.1 | D5-2 | Table D-11 | Text | Checkbox to indicate material of construction is 2205 stainless steel. | 3828 | 2883
WWTU_MOC_255 | WWT_Units | D | 5.1 | D5-2 | Table D-11 | Text | Checkbox to indicate material of construction is 255 stainless steel. | 3829 | 2882
WWTU_MOC_316L | WWT_Units | D | 5.1 | D5-2 | Table D-11 | Text | Checkbox to indicate material of construction is 316L stainless steel. | 3830 | 2879
WWTU_MOC_317LM | WWT_Units | D | 5.1 | D5-2 | Table D-11 | Text | Checkbox to indicate material of construction is 317LM stainless steel. | 3831 | 2880
WWTU_MOC_317MN | WWT_Units | D | 5.1 | D5-2 | Table D-11 | Text | Checkbox to indicate material of construction is 317LMN stainless steel. | 3832 | 2881
WWTU_MOC_625 | WWT_Units | D | 5.1 | D5-2 | Table D-11 | Text | Checkbox to indicate material of construction is 625 stainless steel. | 3833 | 2884
WWTU_MOC_Carbon_Lined | WWT_Units | D | 5.1 | D5-2 | Table D-11 | Text | Checkbox to indicate material of construction is lined carbon steel. | 3834 | 2886
WWTU_MOC_Carbon_Liner | WWT_Units | D | 5.1 | D5-2 | Table D-11 | Text | Plant specified liner material for those units that are lined carbon steel. | 3835 | 2887
WWTU_MOC_CarbonStl | WWT_Units | D | 5.1 | D5-2 | Table D-11 | Text | Checkbox to indicate material of construction is carbon steel. | 3836 | 2885
WWTU_MOC_Fiberglass | WWT_Units | D | 5.1 | D5-2 | Table D-11 | Text | Checkbox to indicate material of construction is fiberglass. | 3837 | 2888
WWTU_MOC_Other | WWT_Units | D | 5.1 | D5-2 | Table D-11 | Text | Checkbox to indicate material of construction is other, not one of those listed. | 3838 | 2890
WWTU_MOC_Other Desc | WWT_Units | D | 5.1 | D5-2 | Table D-11 | Text | Description of material of construction. | 3839 | 2891
WWTU_MOC_Titanium | WWT_Units | D | 5.1 | D5-2 | Table D-11 | Text | Checkbox to indicate material of construction is titanium. | 3840 | 2889
WWTU_Plant_Desig | WWT_Units | D | 5.1 | D5-2 | Table D-11 | Text | Plant's name for wastewater treatment unit. | 3841 | 2874
WWTU_Res_Time | WWT_Units | D | 5.1 | D5-2 | Table D-11 | Number (Double) | Residence time of wastewater treatment unit, in hours. | 3842 | 2878
WWTU_Volume | WWT_Units | D | 5.1 | D5-2 | Table D-11 | Number (Double) | Volume of wastewater treatment unit, in ft3. | 3843 | 2876

## Part_Section_Q#
Part | Section | Question | Questionnaire Table Number | Database Table Name | Database Field Name | Field Type | Field Description | Order for P, S, Q | Order
A | 1.1 | Plant_ID |  | Plant_Contact_Info | plant_id | Number (Double) | Plant identification number. | 1 | 1
A | 1.1 | A1-1 |  | Plant_Contact_Info | cbi_address | Yes/No | CBI designation checkbox for A1-1. | 2 | 2
A | 1.1 | A1-1 |  | Plant_Contact_Info | plant_name | Text | Name of the plant associated with the plant identification number. | 3 | 3
A | 1.1 | A1-1 |  | Plant_Contact_Info | plant_street | Text | Physical street address of the designated plant. | 4 | 4
A | 1.1 | A1-1 |  | Plant_Contact_Info | plant_city | Text | City the plant is located in. | 5 | 5
A | 1.1 | A1-1 |  | Plant_Contact_Info | plant_state | Text | State that the plant is located in. | 6 | 6
A | 1.1 | A1-1 |  | Plant_Contact_Info | plant_zip | Number (Double) | Zip code of the plant location. | 7 | 7
A | 1.1 | A1-2 |  | Plant_Contact_Info | cbi_tech1 | Yes/No | CBI designation checkbox for A1-2. | 8 | 8
A | 1.1 | A1-2 |  | Plant_Contact_Info | tech1_name | Text | Name of the primary contact for technical information presented in questionnaire. | 9 | 9
A | 1.1 | A1-2 |  | Plant_Contact_Info | tech1_title | Text | Title of the primary contact for technical information. | 10 | 10
A | 1.1 | A1-2 |  | Plant_Contact_Info | tech1_email | Text | Email address of the primary contact for technical information. | 11 | 11
A | 1.1 | A1-2 |  | Plant_Contact_Info | tech1_street | Text | Street address for the primary contact for technical information. | 12 | 12
A | 1.1 | A1-2 |  | Plant_Contact_Info | tech1_city | Text | City the primary contact for technical information is located in. | 13 | 13
A | 1.1 | A1-2 |  | Plant_Contact_Info | tech1_state | Text | State the primary contact for technical information is located in. | 14 | 14
A | 1.1 | A1-2 |  | Plant_Contact_Info | tech1_zip | Number (Double) | Zip code for the primary contact for technical information. | 15 | 15
A | 1.1 | A1-2 |  | Plant_Contact_Info | tech1_telephone | Text | Telephone number of the primary contact for technical information. | 16 | 16
A | 1.1 | A1-2 |  | Plant_Contact_Info | tech1_fax | Text | Fax number of the primary contact for technical information. | 17 | 17
A | 1.1 | A1-2 |  | Plant_Contact_Info | tech1_time_lower | Date/Time | Earliest time to call the primary contact for technical information (Eastern Time). | 18 | 18
A | 1.1 | A1-2 |  | Plant_Contact_Info | tech1_time_lower_unit | Text | The AM/PM designation for the earliest time to call. | 19 | 19
A | 1.1 | A1-2 |  | Plant_Contact_Info | tech1_time_upper | Date/Time | Latest time to call the primary contact for technical information (Eastern Time). | 20 | 20
A | 1.1 | A1-2 |  | Plant_Contact_Info | tech1_time_upper_unit | Text | The AM/PM designation for the latest time to call. | 21 | 21
A | 1.1 | A1-3 |  | Plant_Contact_Info | cbi_tech2 | Yes/No | CBI designation checkbox for A1-3. | 22 | 22
A | 1.1 | A1-3 |  | Plant_Contact_Info | tech2_name | Text | Name of the secondary contact for technical information presented in questionnaire. | 23 | 23
A | 1.1 | A1-3 |  | Plant_Contact_Info | tech2_title | Text | Title of the secondary contact for technical information. | 24 | 24
A | 1.1 | A1-3 |  | Plant_Contact_Info | tech2_email | Text | Email address of the secondary contact for technical information. | 25 | 25
A | 1.1 | A1-3 |  | Plant_Contact_Info | tech2_street | Text | Street address for the secondary contact for technical information. | 26 | 26
A | 1.1 | A1-3 |  | Plant_Contact_Info | tech2_city | Text | City the secondary contact for technical information is located in. | 27 | 27
A | 1.1 | A1-3 |  | Plant_Contact_Info | tech2_state | Text | State the secondary contact for technical information is located in. | 28 | 28
A | 1.1 | A1-3 |  | Plant_Contact_Info | tech2_zip | Number (Double) | Zip code for the secondary contact for technical information. | 29 | 29
A | 1.1 | A1-3 |  | Plant_Contact_Info | tech2_telephone | Text | Telephone number of the secondary contact for technical information. | 30 | 30
A | 1.1 | A1-3 |  | Plant_Contact_Info | tech2_fax | Text | Fax number of the secondary contact for technical information. | 31 | 31
A | 1.1 | A1-3 |  | Plant_Contact_Info | tech2_time_lower | Date/Time | Earliest time to call the secondary contact for technical information (Eastern Time). | 32 | 32
A | 1.1 | A1-3 |  | Plant_Contact_Info | tech2_time_lower_unit | Text | The AM/PM designation for the earliest time to call. | 33 | 33
A | 1.1 | A1-3 |  | Plant_Contact_Info | tech2_time_upper | Date/Time | Latest time to call the secondary contact for technical information (Eastern Time). | 34 | 34
A | 1.1 | A1-3 |  | Plant_Contact_Info | tech2_time_upper_unit | Text | The AM/PM designation for the latest time to call. | 35 | 35
A | 1.1 | A1-4 |  | Plant_Contact_Info | cbi_econ1 | Yes/No | CBI designation checkbox for A1-4. | 36 | 36
A | 1.1 | A1-4 |  | Plant_Contact_Info | econ1_name | Text | Name of the primary contact for economic/financial information presented in questionnaire. | 37 | 37
A | 1.1 | A1-4 |  | Plant_Contact_Info | econ1_title | Text | Title of the primary contact for economic/financial information. | 38 | 38
A | 1.1 | A1-4 |  | Plant_Contact_Info | econ1_email | Text | Email address of the primary contact for economic/financial information. | 39 | 39
A | 1.1 | A1-4 |  | Plant_Contact_Info | econ1_street | Text | Street address for the primary contact for economic/financial information. | 40 | 40
A | 1.1 | A1-4 |  | Plant_Contact_Info | econ1_city | Text | City the primary contact for economic/financial information is located in. | 41 | 41
A | 1.1 | A1-4 |  | Plant_Contact_Info | econ1_state | Text | State the primary contact for economic/financial information is located in. | 42 | 42
A | 1.1 | A1-4 |  | Plant_Contact_Info | econ1_zip | Number (Double) | Zip code for the primary contact for economic/financial information. | 43 | 43
A | 1.1 | A1-4 |  | Plant_Contact_Info | econ1_telephone | Text | Telephone number of the primary contact for economic/financial information. | 44 | 44
A | 1.1 | A1-4 |  | Plant_Contact_Info | econ1_fax | Text | Fax number of the primary contact for economic/financial information. | 45 | 45
A | 1.1 | A1-4 |  | Plant_Contact_Info | econ1_time_lower | Date/Time | Earliest time to call the primary contact for economic/financial information (Eastern Time). | 46 | 46
A | 1.1 | A1-4 |  | Plant_Contact_Info | econ1_time_lower_unit | Text | The AM/PM designation for the earliest time to call. | 47 | 47
A | 1.1 | A1-4 |  | Plant_Contact_Info | econ1_time_upper | Date/Time | Earliest time to call the primary contact for economic/financial information contact (Eastern Time). | 48 | 48
A | 1.1 | A1-4 |  | Plant_Contact_Info | econ1_time_upper_unit | Text | The AM/PM designation for the latest time to call. | 49 | 49
A | 1.1 | A1-5 |  | Plant_Contact_Info | cbi_econ2 | Yes/No | CBI designation checkbox for A1-5. | 50 | 50
A | 1.1 | A1-5 |  | Plant_Contact_Info | econ2_name | Text | Name of the secondary contact for economic/financial information presented in questionnaire. | 51 | 51
A | 1.1 | A1-5 |  | Plant_Contact_Info | econ2_title | Text | Title of the secondary contact for economic/financial information. | 52 | 52
A | 1.1 | A1-5 |  | Plant_Contact_Info | econ2_email | Text | Email address of the secondary contact for economic/financial information. | 53 | 53
A | 1.1 | A1-5 |  | Plant_Contact_Info | econ2_street | Text | Street address for the secondary contact for economic/financial information. | 54 | 54
A | 1.1 | A1-5 |  | Plant_Contact_Info | econ2_city | Text | City the secondary contact for economic/financial information is located in. | 55 | 55
A | 1.1 | A1-5 |  | Plant_Contact_Info | econ2_state | Text | State the secondary contact for economic/financial information is located in. | 56 | 56
A | 1.1 | A1-5 |  | Plant_Contact_Info | econ2_zip | Number (Double) | Zip code for the secondary contact for economic/financial information. | 57 | 57
A | 1.1 | A1-5 |  | Plant_Contact_Info | econ2_telephone | Text | Telephone number of the secondary contact for economic/financial information. | 58 | 58
A | 1.1 | A1-5 |  | Plant_Contact_Info | econ2_fax | Text | Fax number of the secondary contact for economic/financial information. | 59 | 59
A | 1.1 | A1-5 |  | Plant_Contact_Info | econ2_time_lower | Date/Time | Earliest time to call the secondary contact for economic/financial information (Eastern Time). | 60 | 60
A | 1.1 | A1-5 |  | Plant_Contact_Info | econ2_time_lower_unit | Text | The AM/PM designation for the latest time to call. | 61 | 61
A | 1.1 | A1-5 |  | Plant_Contact_Info | econ2_time_upper | Date/Time | Earliest time to call the secondary contact for economic/financial information contact (Eastern Time). | 62 | 62
A | 1.1 | A1-5 |  | Plant_Contact_Info | econ2_time_upper_unit | Text | The AM/PM designation for the latest time to call. | 63 | 63
A | 1.2 | Plant_ID |  | Plant_General | plant_id | Number (Double) | Plant identification number. | 64 | 64
A | 1.2 | A1-6 |  | Plant_General | cbi_retired | Yes/No | CBI designation checkbox for A1-6. | 65 | 65
A | 1.2 | A1-6 |  | Plant_General | retired | Text | The yes/no answer to whether the plant is permanently retired or will it be permanently retired by December 31, 2011. | 66 | 66
A | 1.2 | A1-7 |  | Plant_General | cbi_gen_elec | Yes/No | CBI designation checkbox for A1-7. | 67 | 67
A | 1.2 | A1-7 |  | Plant_General | gen_elec | Text | The yes/no answer to whether the plant generates or has the potential to generate electricity from a steam electric generating unit. | 68 | 68
A | 1.2 | A1-8 |  | Plant_General | cbi_fuels | Yes/No | CBI designation checkbox for A1-8. | 69 | 69
A | 1.2 | A1-8 |  | Plant_General | fuels_coal | Text | The plant used coal to generate electricity in 2009. | 70 | 70
A | 1.2 | A1-8 |  | Plant_General | fuels_oil | Text | The plant used oil to generate electricity in 2009. | 71 | 71
A | 1.2 | A1-8 |  | Plant_General | fuels_gas | Text | The plant used gas to generate electricity in 2009. | 72 | 72
A | 1.2 | A1-8 |  | Plant_General | fuels_petcoke | Text | The plant used petroleum coke to generate electricity in 2009. | 73 | 73
A | 1.2 | A1-8 |  | Plant_General | fuels_nuclear | Text | The plant used nuclear fuel to generate electricity in 2009. | 74 | 74
A | 1.2 | A1-8 |  | Plant_General | fuels_none | Text | The plant did not use nuclear or fossil fuels other than for start up in 2009. | 75 | 75
A | 1.2 | A1-9 |  | Plant_General | cbi_per_elec | Yes/No | CBI designation checkbox for A1-9. | 76 | 76
A | 1.2 | A1-9 |  | Plant_General | elec_used | Text | The plant uses the electricity generated on site. | 77 | 77
A | 1.2 | A1-9 |  | Plant_General | elec_used_per | Number (Double) | The percent of electricity used on site (by end use). | 78 | 78
A | 1.2 | A1-9 |  | Plant_General | elec_distributed | Text | The plant distributes the electricity generated for sale. | 79 | 79
A | 1.2 | A1-9 |  | Plant_General | elec_distributed_per | Number (Double) | The percent of electricity distributed for sale (by end use). | 80 | 80
A | 1.2 | A1-9 |  | Plant_General | elec_other | Text | Other use of electricity (not used on site or distributed for sale). | 81 | 81
A | 1.2 | A1-9 |  | Plant_General | elec_other_per | Number (Double) | The percent of electricity associated with the other use (by end use). | 82 | 82
A | 1.2 | A1-9 |  | Plant_General | elec_other_desc | Memo | A description of the other electricity end use/handling. | 83 | 83
A | 1.2 | A1-10 |  | Plant_General | cbi_naics | Yes/No | CBI designation checkbox for A1-10. | 84 | 84
A | 1.2 | A1-10 |  | Plant_General | naics_primary | Text | Primary six-digit North American Industry Classification System (NAICS) codes that best describe the plant’s activities. | 85 | 85
A | 1.2 | A1-10 |  | Plant_General | naics_secondary | Text | Secondary six-digit NAICS codes that best describe the plant’s activities. | 86 | 86
A | 1.2 | A1-10 |  | Plant_General | naics_tertiary | Text | Tertiary six-digit NAICS codes that best describe the plant’s activities. | 87 | 87
A | 1.2 | A1-11 |  | Plant_General | cbi_prime_purpose | Yes/No | CBI designation checkbox for A1-11. | 88 | 88
A | 1.2 | A1-11 |  | Plant_General | prime_purpose | Text | The yes/no answer to whether the plant's primary purpose is the generation of electricity. | 89 | 89
A | 1.2 | A1-11 |  | Plant_General | prime_purpose_desc | Text | The description of the plant's primary purpose in the event that it is not the generation of electricity. | 90 | 90
A | 1.2 | A1-12 |  | Plant_General | cbi_steam_use | Yes/No | CBI designation checkbox for A1-12. | 91 | 91
A | 1.2 | A1-12 |  | Plant_General | steam_elec | Text | The plant uses steam generated at the plant for electricity generation. | 92 | 92
A | 1.2 | A1-12 |  | Plant_General | steam_elec_per | Number (Double) | The percent of steam used for electricity generation. | 93 | 93
A | 1.2 | A1-12 |  | Plant_General | steam_heat_cool | Text | The plant uses steam generated at the plant for heating and/or cooling. | 94 | 94
A | 1.2 | A1-12 |  | Plant_General | steam_heat_cool_per | Number (Double) | The percent of steam used for heating and/or cooling. | 95 | 95
A | 1.2 | A1-12 |  | Plant_General | steam_use_other | Text | The plant uses steam generated at the plant for something other than electricity generation or heating and/or cooling. | 96 | 96
A | 1.2 | A1-12 |  | Plant_General | steam_use_other_per | Number (Double) | The percent of steam used for something other than electricity generation or heating and/or cooling. | 97 | 97
A | 1.2 | A1-12 |  | Plant_General | steam_use_other_desc | Memo | The description of what the steam is used for if it is not electricity generation or heating and/or cooling. | 98 | 98
A | 1.2 | A1-13 |  | Plant_General | cbi_capacity | Yes/No | CBI designation checkbox for A1-13. | 99 | 99
A | 1.2 | A1-13 |  | Plant_General | capacity_nameplate | Number (Double) | The total plant nameplate electric generating capacity. | 100 | 100
A | 1.2 | A1-13 |  | Plant_General | capacity_summer | Number (Double) | The total electric net summer electric generating capacity. | 101 | 101
A | 1.2 | A1-13 |  | Plant_General | capacity_winter | Number (Double) | The total electric net winter electric generating capacity. | 102 | 102
A | 1.2 | A1-14 | Table A-1 | Plant_General | cbi_elec_gen | Yes/No | CBI designation checkbox for A1-14. | 103 | 103
A | 1.2 | A1-14 | Table A-1 | Plant_General | elec_net_2007 | Number (Double) | The total net electrical generation for all electric generating units at the plant during calendar year 2007. | 104 | 104
A | 1.2 | A1-14 | Table A-1 | Plant_General | elec_net_2008 | Number (Double) | The total net electrical generation for all electric generating units at the plant during calendar year 2008. | 105 | 105
A | 1.2 | A1-14 | Table A-1 | Plant_General | elec_net_2009 | Number (Double) | The total net electrical generation for all electric generating units at the plant during calendar year 2009. | 106 | 106
A | 1.2 | A1-14 | Table A-1 | Plant_General | elec_gross_2007 | Number (Double) | The total gross electrical generation for all electric generating units at the plant during calendar year 2007. | 107 | 107
A | 1.2 | A1-14 | Table A-1 | Plant_General | elec_gross_2008 | Number (Double) | The total gross electrical generation for all electric generating units at the plant during calendar year 2008. | 108 | 108
A | 1.2 | A1-14 | Table A-1 | Plant_General | elec_gross_2009 | Number (Double) | The total gross electrical generation for all electric generating units at the plant during calendar year 2009. | 109 | 109
A | 2.1 | Plant_ID |  | Plant_IDs_Pend_Permits | plant_id | Number (Double) | Plant identification number. | 110 | 128
A | 2.1 | Plant_ID | Table A-2 | Plant_Permits | plant_id | Number (Double) | Plant identification number. | 111 | 139
A | 2.1 | A2-1 |  | Plant_IDs_Pend_Permits | cbi_EIA | Yes/No | CBI designation checkbox for A2-1. | 112 | 129
A | 2.1 | A2-1 |  | Plant_IDs_Pend_Permits | EIA_ID | Text | The plant's EIA Plant Identification Code. | 113 | 130
A | 2.1 | A2-2 |  | Plant_IDs_Pend_Permits | cbi_RUS | Yes/No | CBI designation checkbox for A2-2. | 114 | 131
A | 2.1 | A2-2 |  | Plant_IDs_Pend_Permits | RUS_ID | Text | The plant's RUS Plant Identification Code. | 115 | 132
A | 2.1 | A2-3 |  | Plant_General | cbi_EAreport | Yes/No | CBI designation checkbox for A2-3. | 116 | 110
A | 2.1 | A2-3 |  | Plant_General | EAreport | Text | The yes/no answer to whether the plant conduct any Environmental Assessment (EA) or Environmental Impact Statement (EIS) studies on receiving waters or pond/impoundments reported in Table A-4. | 117 | 111
A | 2.1 | A2-3 |  | Plant_General | EAreport_attach | Text | Checkbox indicating that the plant did attach the results from the study(ies). | 118 | 112
A | 2.1 | A2-3 |  | Plant_General | EAreport_notattach | Text | Checkbox indicating that the plant did not attach the results from the study(ies). | 119 | 113
A | 2.1 | A2-3 |  | Plant_General | EAreport_notattach_desc | Text | Explanation on why the plant did not attach the results from the study(ies). | 120 | 114
A | 2.1 | A2-4 | Table A-2 | Plant_IDs_Pend_Permits | cbi_permit_tbl | Yes/No | CBI designation checkbox for A2-4. | 121 | 133
A | 2.1 | A2-4 | Table A-2 | Plant_IDs_Pend_Permits | NPDES_pend | Text | The yes/no answer to whether the plant's National Pollutant Discharge Elimination System (NPDES) permit is under development. | 122 | 134
A | 2.1 | A2-4 | Table A-2 | Plant_IDs_Pend_Permits | RCRA_pend | Text | The yes/no answer to whether the plant's Resource Conservation and Recovery Act (RCRA) permit is under development. | 123 | 135
A | 2.1 | A2-4 | Table A-2 | Plant_IDs_Pend_Permits | Stormwater_pend | Text | The yes/no answer to whether the plant's Stormwater permit is under development. | 124 | 136
A | 2.1 | A2-4 | Table A-2 | Plant_IDs_Pend_Permits | Air_pend | Text | The yes/no answer to whether the plant's Air Pollution Operating permit is under development. | 125 | 137
A | 2.1 | A2-4 | Table A-2 | Plant_IDs_Pend_Permits | UIC_pend | Text | The yes/no answer to whether the plant's Underground Injection Control (UIC) permit is under development. | 126 | 138
A | 2.1 | A2-4 | Table A-2 | Plant_Permits | cbi_permit_tbl | Yes/No | CBI designation checkbox for QA2-4, Table A-2. | 127 | 140
A | 2.1 | A2-4 | Table A-2 | Plant_Permits | permit_type | Text | The plant’s most recently approved permit associated with industrial activities | 128 | 141
A | 2.1 | A2-4 | Table A-2 | Plant_Permits | permit_ID | Text | The permit ID of the plant’s most recently approved permit associated with industrial activities. | 129 | 142
A | 2.1 | A2-4 | Table A-2 | Plant_Permits | permit_app_mo | Text | Approval month of the plant’s most recently approved permit associated with industrial activities. | 130 | 143
A | 2.1 | A2-4 | Table A-2 | Plant_Permits | permit_app_yr | Text | Approval year of the plant’s most recently approved permit associated with industrial activities. | 131 | 144
A | 2.1 | A2-4 | Table A-2 | Plant_Permits | permit_exp_mo | Text | Expiration month of the plant’s most recently approved permit associated with industrial activities. | 132 | 145
A | 2.1 | A2-4 | Table A-2 | Plant_Permits | permit_exp_yr | Text | Expiration year of the plant’s most recently approved permit associated with industrial activities. | 133 | 146
A | 2.2 | Plant_ID |  | Plant_Outfalls | plant_id | Number (Double) | Plant identification number. | 134 | 147
A | 2.2 | Plant_ID | Table A-3 | Plant_Outfalls_Flow | plant_id | Number (Double) | Plant identification number. | 135 | 173
A | 2.2 | Outfall_Number |  | Plant_Outfalls | Outfall_number | Text | Plant's outfall number. | 136 | 148
A | 2.2 | Outfall_Number | Table A-3 | Plant_Outfalls_Flow | Outfall_number | Text | Plant's outfall number. | 137 | 174
A | 2.2 | A2-5 |  | Plant_Outfalls | cbi_outfall | Yes/No | CBI designation checkbox for A2-5. | 138 | 149
A | 2.2 | A2-5 |  | Plant_Outfalls | oufall_name | Text | Name of the outfall. | 139 | 150
A | 2.2 | A2-5 |  | Plant_Outfalls | outfall_lat_deg | Number (Double) | The degrees coordinate of the outfall's latitude. | 140 | 151
A | 2.2 | A2-5 |  | Plant_Outfalls | outfall_lat_min | Number (Double) | The minutes coordinate of the outfall's latitude. | 141 | 152
A | 2.2 | A2-5 |  | Plant_Outfalls | outfall_lat_sec | Number (Double) | The seconds coordinate of the outfall's latitude. | 142 | 153
A | 2.2 | A2-5 |  | Plant_Outfalls | outfall_long_deg | Number (Double) | The degrees coordinate of the outfall's longitude. | 143 | 154
A | 2.2 | A2-5 |  | Plant_Outfalls | outfall_long_min | Number (Double) | The minutes coordinate of the outfall's longitude. | 144 | 155
A | 2.2 | A2-5 |  | Plant_Outfalls | outfall_long_sec | Number (Double) | The seconds coordinate of the outfall's longitude. | 145 | 156
A | 2.2 | A2-5 |  | Plant_Outfalls | outfall_gpy | Number (Double) | Outfall's discharge flow in gallons per year. | 146 | 157
A | 2.2 | A2-5 |  | Plant_Outfalls | outfall_gpd | Number (Double) | Outfall's discharge flow in gallons per day. | 147 | 158
A | 2.2 | A2-5 |  | Plant_Outfalls | outfall_gpm | Number (Double) | Outfall's discharge flow in gallons per minute. | 148 | 159
A | 2.2 | A2-5 |  | Plant_Outfalls | outfall_hpd | Number (Double) | Outfall's discharge flow in hours per day. | 149 | 160
A | 2.2 | A2-5 |  | Plant_Outfalls | outfall_dpy | Number (Double) | Outfall's discharge flow in days per year. | 150 | 161
A | 2.2 | A2-6 |  | Plant_Outfalls | cbi_outfall_type | Yes/No | CBI designation checkbox for A2-6. | 151 | 162
A | 2.2 | A2-6 |  | Plant_Outfalls | oufall_type | Text | The response to whether the outfall is an internal outflow or external outflow. | 152 | 163
A | 2.2 | A2-7 |  | Plant_Outfalls | cbi_discharge_canal | Yes/No | CBI designation checkbox for A2-7. | 153 | 164
A | 2.2 | A2-7 |  | Plant_Outfalls | discharge_canal | Text | The yes/no answer to whether the plant's outfall releases water to a discharge canal prior to discharging to surface water. | 154 | 165
A | 2.2 | A2-8 |  | Plant_Outfalls | cbi_surfwater | Yes/No | CBI designation checkbox for A2-8. | 155 | 166
A | 2.2 | A2-8 |  | Plant_Outfalls | surfwater_name | Text | Name of the receiving surface water. | 156 | 167
A | 2.2 | A2-8 |  | Plant_Outfalls | surfwater_unnamed_desc | Text | The name(s) of the next receiving water downstream if the receiving surface water is unnamed. | 157 | 168
A | 2.2 | A2-8 |  | Plant_Outfalls | surfwater_type | Text | Type of surface water. | 158 | 169
A | 2.2 | A2-8 |  | Plant_Outfalls | surfwater_type_other | Text | Other type of surface water. | 159 | 170
A | 2.2 | A2-9 |  | Plant_Outfalls | cbi_mixzone | Yes/No | CBI designation checkbox for A2-9. | 160 | 171
A | 2.2 | A2-9 |  | Plant_Outfalls | mixzone | Text | The yes/no answer to whether a mixing zone has been applied to the outfall. | 161 | 172
A | 2.2 | A2-10 | Table A-3 | Plant_Outfalls_Flow | cbi_outfall_flow_tbl | Yes/No | CBI designation checkbox for A2-10. | 162 | 175
A | 2.2 | A2-10 | Table A-3 | Plant_Outfalls_Flow | outfall_per_CW | Number (Double) | Percent contribution from cooling water outfall flow. | 163 | 176
A | 2.2 | A2-10 | Table A-3 | Plant_Outfalls_Flow | outfall_per_fa_sluice | Number (Double) | Percent contribution from fly ash sluice outfall flow. | 164 | 177
A | 2.2 | A2-10 | Table A-3 | Plant_Outfalls_Flow | outfall_per_ba_sluice | Number (Double) | Percent contribution from bottom ash sluice outfall flow. | 165 | 178
A | 2.2 | A2-10 | Table A-3 | Plant_Outfalls_Flow | outfall_per_FGD_scrub | Number (Double) | Percent contribution from FGD scrubber wastewater (slurry blowdown or scrubber purge) outfall flow. | 166 | 179
A | 2.2 | A2-10 | Table A-3 | Plant_Outfalls_Flow | outfall_per_leachate | Number (Double) | Percent contribution of leachate from coal combustion residue landfills or ponds/impoundments. | 167 | 180
A | 2.2 | A2-10 | Table A-3 | Plant_Outfalls_Flow | outfall_per_coal_runoff | Number (Double) | Percent contribution from the coal pile runoff. | 168 | 181
A | 2.2 | A2-10 | Table A-3 | Plant_Outfalls_Flow | outfall_per_mcw | Number (Double) | Percent contribution from metal cleaning waste outfall flow. | 169 | 182
A | 2.2 | A2-10 | Table A-3 | Plant_Outfalls_Flow | outfall_per_stormwater | Number (Double) | Percent contribution from storm water. | 170 | 183
A | 2.2 | A2-10 | Table A-3 | Plant_Outfalls_Flow | outfall_per_other | Number (Double) | Percent contribution from an other type of outfall flow, not already identified. | 171 | 184
A | 2.2 | A2-10 | Table A-3 | Plant_Outfalls_Flow | emrgncy_outfall | Text | Checkbox if the outfall is used for emergency discharges only. | 172 | 185
A | 3 | Plant_ID |  | Plant_Systems_Summary | plant_id | Number (Double) | Plant identification number. | 173 | 186
A | 3 | Plant_ID | Table A-4 | Pond_General | plant_id | Number (Double) | Plant identification number. | 174 | 199
A | 3 | Plant_ID | Table A-5 | Pond_Storage | plant_id | Number (Double) | Plant identification number. | 175 | 215
A | 3 | A3-1 |  | Plant_Systems_Summary | cbi_has_pond | Yes/No | CBI designation checkbox for A3-1. | 176 | 187
A | 3 | A3-1 |  | Plant_Systems_Summary | has_pond | Text | The yes/no answer to whether the plant has or is the plant currently constructing/installing or planning to construct/install by December 31, 2020 any ponds/impoundments. | 177 | 188
A | 3 | A3-2 | Table A-4 | Pond_General | pond_id | Text | The yes/no response to whether the plant is currently constructing/installing or planning to construct/install by December 31, 2020 any ponds/impoundments used for the storage, treatment, and/or disposal of process wastewater, residues, or by-products. | 178 | 200
A | 3 | A3-2 | Table A-4 | Pond_General | cbi_pond_tbl | Yes/No | CBI designation checkbox for A3-2. | 179 | 201
A | 3 | A3-2 | Table A-4 | Pond_General | pd_status | Text | Pond/Impoundment Unit ID | 180 | 202
A | 3 | A3-2 | Table A-4 | Pond_General | pd_desc | Text | Plant’s name for the pond/impoundment unit. | 181 | 203
A | 3 | A3-2 | Table A-4 | Pond_General | pd_lat_deg | Number (Double) | The latitude degrees of the geographical coordinates of the pond outlet. | 182 | 204
A | 3 | A3-2 | Table A-4 | Pond_General | pd_lat_min | Number (Double) | The latitude minutes of the geographical coordinates of the pond outlet. | 183 | 205
A | 3 | A3-2 | Table A-4 | Pond_General | pd_lat_sec | Number (Double) | The latitude seconds of the geographical coordinates of the pond outlet. | 184 | 206
A | 3 | A3-2 | Table A-4 | Pond_General | pd_long_deg | Number (Double) | The longitude degrees of the geographical coordinates of the pond outlet. | 185 | 207
A | 3 | A3-2 | Table A-4 | Pond_General | pd_long_min | Number (Double) | The longitude minutes of the geographical coordinates of the pond outlet. | 186 | 208
A | 3 | A3-2 | Table A-4 | Pond_General | pd_long_sec | Number (Double) | The longitude seconds of the geographical coordinates of the pond outlet. | 187 | 209
A | 3 | A3-2 | Table A-4 | Pond_General | pd_lined | Text | The Yes/No response to if the pond is lined. | 188 | 210
A | 3 | A3-2 | Table A-4 | Pond_General | pd_leachate_collect | Text | The Yes/No response to if the leachate is collected. | 189 | 211
A | 3 | A3-2 | Table A-4 | Pond_General | pd_dist | Number (Double) | Closest distance to nearest surface water in feet. | 190 | 212
A | 3 | A3-2 | Table A-4 | Pond_General | pd_online_yr | Number (Double) | Year pond was initially brought online or is planned to be brought online. | 191 | 213
A | 3 | A3-2 | Table A-4 | Pond_General | pd_inactive | Text | The Yes/No response to if the pond is inactive. | 192 | 214
A | 3 | A3-3 | Table A-5 | Pond_Storage | pond_id | Text | EPA-assigned pond/impoundment unit ID. | 193 | 216
A | 3 | A3-3 | Table A-5 | Pond_Storage | cbi_pd_stor_tbl | Yes/No | CBI designation checkbox for A3-3, Table A-5. | 194 | 217
A | 3 | A3-3 | Table A-5 | Pond_Storage | pd_stor_slag | Text | The solid waste stored, treated, and/ or disposed of in the pond/impoundment unit identified is boiler slag. | 195 | 218
A | 3 | A3-3 | Table A-5 | Pond_Storage | pd_stor_ba | Text | The solid waste stored, treated, and/ or disposed of in the pond/impoundment unit identified is bottom ash. | 196 | 219
A | 3 | A3-3 | Table A-5 | Pond_Storage | pd_stor_fa | Text | The solid waste stored, treated, and/ or disposed of in the pond/impoundment unit identified is fly ash. | 197 | 220
A | 3 | A3-3 | Table A-5 | Pond_Storage | pd_stor_gypsum | Text | The solid waste stored, treated, and/ or disposed of in the pond/impoundment unit identified is FGD calcium sulfate (gypsum). | 198 | 221
A | 3 | A3-3 | Table A-5 | Pond_Storage | pd_stor_Ca_Sulfite | Text | The solid waste stored, treated, and/ or disposed of in the pond/impoundment unit identified is FGD calcium sulfite (not pozzolanic). | 199 | 222
A | 3 | A3-3 | Table A-5 | Pond_Storage | pd_stor_pozz | Text | The solid waste stored, treated, and/ or disposed of in the pond/impoundment unit identified is FGD pozzolanic material. | 200 | 223
A | 3 | A3-3 | Table A-5 | Pond_Storage | pd_stor_dryFGD | Text | The solid waste stored, treated, and/ or disposed of in the pond/impoundment unit identified are solids from dry FGD. | 201 | 224
A | 3 | A3-3 | Table A-5 | Pond_Storage | pd_stor_other1 | Text | The specification of another way the solid waste stored, treated, and/ or disposed of in the pond/impoundment unit identified. | 202 | 225
A | 3 | A3-3 | Table A-5 | Pond_Storage | pd_stor_other2 | Text | The specification of another way the solid waste stored, treated, and/ or disposed of in the pond/impoundment unit identified. | 203 | 226
A | 3 | A3-3 | Table A-5 | Pond_Storage | pd_stor_other3 | Text | The specification of another way the solid waste stored, treated, and/ or disposed of in the pond/impoundment unit identified. | 204 | 227
A | 3 | A3-3 | Table A-5 | Pond_Storage | pd_stor_other4 | Text | The specification of another way the solid waste stored, treated, and/ or disposed of in the pond/impoundment unit identified. | 205 | 228
A | 3 | A3-3 | Table A-5 | Pond_Storage | pd_stor_procWW1 | Text | Process wastewater type. | 206 | 229
A | 3 | A3-3 | Table A-5 | Pond_Storage | pd_stor_procWW2 | Text | Process wastewater type. | 207 | 230
A | 3 | A3-3 | Table A-5 | Pond_Storage | pd_stor_procWW3 | Text | Process wastewater type. | 208 | 231
A | 3 | A3-3 | Table A-5 | Pond_Storage | pd_stor_procWW4 | Text | Process wastewater type. | 209 | 232
A | 3 | A3-3 | Table A-5 | Pond_Storage | pd_stor_procWW5 | Text | Process wastewater type. | 210 | 233
A | 3 | A3-3 | Table A-5 | Pond_Storage | pd_stor_procWW6 | Text | Process wastewater type. | 211 | 234
A | 3 | A3-3 | Table A-5 | Pond_Storage | pd_stor_ww_other1 | Text | The specification of another process wastewater type. | 212 | 235
A | 3 | A3-3 | Table A-5 | Pond_Storage | pd_stor_ww_other2 | Text | The specification of another process wastewater type. | 213 | 236
A | 3 | A3-3 | Table A-5 | Pond_Storage | pd_stor_ww_other3 | Text | The specification of another process wastewater type. | 214 | 237
A | 3 | A3-3 | Table A-5 | Pond_Storage | pd_stor_ww_other4 | Text | The specification of another process wastewater type. | 215 | 238
A | 4 | Plant_ID | Table A-6 | Landfill_General | plant_id | Number (Double) | Plant identification number. | 216 | 239
A | 4 | Plant_ID | Table A-7 | Landfill_Storage | plant_id | Number (Double) | Plant identification number. | 217 | 255
A | 4 | A4-1 |  | Plant_Systems_Summary | cbi_has_landfill | Yes/No | CBI designation checkbox for A4-1. | 218 | 189
A | 4 | A4-1 |  | Plant_Systems_Summary | has_landfill | Text | The yes/no answer to whether the plant is currently constructing/installing or planning to construct/install by December 31, 2020 any landfills. | 219 | 190
A | 4 | A4-2 | Table A-6 | Landfill_General | landfill_id | Text | EPA-assigned landfill ID number. | 220 | 240
A | 4 | A4-2 | Table A-6 | Landfill_General | cbi_landfill_tbl | Yes/No | CBI designation checkbox for A4-2. | 221 | 241
A | 4 | A4-2 | Table A-6 | Landfill_General | landfill_status | Text | Active/inactive/open landfill; retired/closed landfill; and/or planned landfill. | 222 | 242
A | 4 | A4-2 | Table A-6 | Landfill_General | landfill_desc | Text | Plant’s name for each pond/impoundment unit. | 223 | 243
A | 4 | A4-2 | Table A-6 | Landfill_General | landfill_lat_deg | Number (Double) | The latitude degrees of the geographical coordinates of the landfill. | 224 | 244
A | 4 | A4-2 | Table A-6 | Landfill_General | landfill_lat_min | Number (Double) | The latitude minutes of the geographical coordinates of the landfill. | 225 | 245
A | 4 | A4-2 | Table A-6 | Landfill_General | landfill_lat_sec | Number (Double) | The latitude seconds of the geographical coordinates of the landfill. | 226 | 246
A | 4 | A4-2 | Table A-6 | Landfill_General | landfill_long_deg | Number (Double) | The longitude degrees of the geographical coordinates of the landfill. | 227 | 247
A | 4 | A4-2 | Table A-6 | Landfill_General | landfill_long_min | Number (Double) | The longitude minutes of the geographical coordinates of the landfill. | 228 | 248
A | 4 | A4-2 | Table A-6 | Landfill_General | landfill_long_sec | Number (Double) | The longitude seconds of the geographical coordinates of the landfill. | 229 | 249
A | 4 | A4-2 | Table A-6 | Landfill_General | landfill_lined | Text | The yes/no answer to whether the landfill is lined. | 230 | 250
A | 4 | A4-2 | Table A-6 | Landfill_General | landfill_leachate_collect | Text | The yes/no answer to whether the leachate is collected. | 231 | 251
A | 4 | A4-2 | Table A-6 | Landfill_General | landfill_dist | Number (Double) | The closest distance to the nearest surface water (in ft). | 232 | 252
A | 4 | A4-2 | Table A-6 | Landfill_General | landfill_online_yr | Number (Double) | Year landfill initially brought online or planned to be brought online. | 233 | 253
A | 4 | A4-2 | Table A-6 | Landfill_General | landfill_inactive | Text | The yes/no answer to whether the active/inactive/open landfill is "Inactive." | 234 | 254
A | 4 | A4-3 | Table A-7 | Landfill_Storage | landfill_id | Text | EPA-assigned landfill ID number. | 235 | 256
A | 4 | A4-3 | Table A-7 | Landfill_Storage | cbi_landfill_stor_tbl | Yes/No | CBI designation checkbox for A4-3. | 236 | 257
A | 4 | A4-3 | Table A-7 | Landfill_Storage | landfill_stor_slag | Text | Boiler slag is stored or disposed of in the landfill unit identified. | 237 | 258
A | 4 | A4-3 | Table A-7 | Landfill_Storage | landfill_stor_ba | Text | Bottom ash is stored or disposed of in the landfill unit identified. | 238 | 259
A | 4 | A4-3 | Table A-7 | Landfill_Storage | landfill_stor_fa | Text | Fly ash is stored or disposed of in the landfill unit identified. | 239 | 260
A | 4 | A4-3 | Table A-7 | Landfill_Storage | landfill_stor_gypsum | Text | FGD calcium sulfate (gypsum) is stored or disposed of in the landfill unit identified. | 240 | 261
A | 4 | A4-3 | Table A-7 | Landfill_Storage | landfill_stor_Ca_Sulfite | Text | FGD calcium sulfite (not pozzolanic) is stored or disposed of in the landfill unit identified. | 241 | 262
A | 4 | A4-3 | Table A-7 | Landfill_Storage | landfill_stor_pozz | Text | FGD pozzolanic material is stored or disposed of in the landfill unit identified. | 242 | 263
A | 4 | A4-3 | Table A-7 | Landfill_Storage | landfill_stor_dryFGD | Text | Solids from dry FGD are stored or disposed of in the landfill unit identified. | 243 | 264
A | 4 | A4-3 | Table A-7 | Landfill_Storage | landfill_stor_other1 | Text | The specification of another type of waste is stored or disposed of in the landfill unit identified. | 244 | 265
A | 4 | A4-3 | Table A-7 | Landfill_Storage | landfill_stor_other2 | Text | The specification of another type of waste is stored or disposed of in the landfill unit identified. | 245 | 266
A | 4 | A4-3 | Table A-7 | Landfill_Storage | landfill_stor_other3 | Text | The specification of another type of waste is stored or disposed of in the landfill unit identified. | 246 | 267
A | 4 | A4-3 | Table A-7 | Landfill_Storage | landfill_stor_other4 | Text | The specification of another type of waste is stored or disposed of in the landfill unit identified. | 247 | 268
A | 5 | A5-1 |  | Plant_General | cbi_coord | Yes/No | CBI designation checkbox for A5-1. | 248 | 115
A | 5 | A5-1 |  | Plant_General | coord_eia | Text | The plant did not provide the geographical coordinates, nuclear generating unit(s) located at the plant. | 249 | 116
A | 5 | A5-1 |  | Plant_General | coord_lat_deg | Number (Double) | The latitude degrees of the geographical coordinates of the plant as reported to EIA on U.S. DOE/EIA Form-860 (2007), schedule 2, line 6. | 250 | 117
A | 5 | A5-1 |  | Plant_General | coord_lat_min | Number (Double) | The latitude minutes of the geographical coordinates of the plant as reported to EIA on U.S. DOE/EIA Form-860 (2007), schedule 2, line 6. | 251 | 118
A | 5 | A5-1 |  | Plant_General | coord_lat_sec | Number (Double) | The latitude seconds of the geographical coordinates of the plant as reported to EIA on U.S. DOE/EIA Form-860 (2007), schedule 2, line 6. | 252 | 119
A | 5 | A5-1 |  | Plant_General | coord_long_deg | Number (Double) | The longitude degrees of the geographical coordinates of the plant as reported to EIA on U.S. DOE/EIA Form-860 (2007), schedule 2, line 6. | 253 | 120
A | 5 | A5-1 |  | Plant_General | coord_long_min | Number (Double) | The longitude minutes of the geographical coordinates of the plant as reported to EIA on U.S. DOE/EIA Form-860 (2007), schedule 2, line 6. | 254 | 121
A | 5 | A5-1 |  | Plant_General | coord_long_sec | Number (Double) | The longitude seconds of the geographical coordinates of the plant as reported to EIA on U.S. DOE/EIA Form-860 (2007), schedule 2, line 6. | 255 | 122
A | 5 | A5-2 |  | Plant_General | cbi_map | Yes/No | CBI designation checkbox for A5-2. | 256 | 123
A | 5 | A5-2 |  | Plant_General | map_attach | Text | The plant attached an aerial map showing the property boundary of the plant that shows buildings, ponds/impoundments, landfills, and other significant features of the plant. | 257 | 124
A | 5 | A5-2 |  | Plant_General | nuc_unit_onsite | Text | The plant did not attach a diagram because nuclear unit(s) on-site. | 258 | 125
A | 5 | A5-3 |  | Plant_General | cbi_Wbalance | Yes/No | CBI designation checkbox for A5-3. | 259 | 126
A | 5 | A5-3 |  | Plant_General | Wbalance_attach | Text | A water balance diagram for the plant is attached. | 260 | 127
A | 6 | Plant_ID | Table A-8 | SE_Units_Operating | plant_id | Number (Double) | Plant identification number. | 261 | 269
A | 6 | Plant_ID | Table A-9 | SE_Units_Planned | plant_id | Number (Double) | Plant identification number. | 262 | 291
A | 6 | A6-1 | Table A-8 | SE_Units_Operating | seunit_id | Text | EPA-assigned Steam Electric Unit ID for those operating prior to January 1, 2010. | 263 | 270
A | 6 | A6-1 | Table A-8 | SE_Units_Operating | cbi_op_seunit_tbl | Yes/No | CBI designation checkbox for A6-1. | 264 | 271
A | 6 | A6-1 | Table A-8 | SE_Units_Operating | genID1 | Text | EIA Generator ID for steam and/or combustion turbines associated with the steam electric generating unit. | 265 | 272
A | 6 | A6-1 | Table A-8 | SE_Units_Operating | genID2 | Text | EIA Generator ID for steam and/or combustion turbines associated with the steam electric generating unit. | 266 | 273
A | 6 | A6-1 | Table A-8 | SE_Units_Operating | genID3 | Text | EIA Generator ID for steam and/or combustion turbines associated with the steam electric generating unit. | 267 | 274
A | 6 | A6-1 | Table A-8 | SE_Units_Operating | genID4 | Text | EIA Generator ID for steam and/or combustion turbines associated with the steam electric generating unit. | 268 | 275
A | 6 | A6-1 | Table A-8 | SE_Units_Operating | genID5 | Text | EIA Generator ID for steam and/or combustion turbines associated with the steam electric generating unit. | 269 | 276
A | 6 | A6-1 | Table A-8 | SE_Units_Operating | genID6 | Text | EIA Generator ID for steam and/or combustion turbines associated with the steam electric generating unit. | 270 | 277
A | 6 | A6-1 | Table A-8 | SE_Units_Operating | genID7 | Text | EIA Generator ID for steam and/or combustion turbines associated with the steam electric generating unit. | 271 | 278
A | 6 | A6-1 | Table A-8 | SE_Units_Operating | genID8 | Text | EIA Generator ID for steam and/or combustion turbines associated with the steam electric generating unit. | 272 | 279
A | 6 | A6-1 | Table A-8 | SE_Units_Operating | genID9 | Text | EIA Generator ID for steam and/or combustion turbines associated with the steam electric generating unit. | 273 | 280
A | 6 | A6-1 | Table A-8 | SE_Units_Operating | genID10 | Text | EIA Generator ID for steam and/or combustion turbines associated with the steam electric generating unit. | 274 | 281
A | 6 | A6-1 | Table A-8 | SE_Units_Operating | operate_2009 | Text | The yes/no answer to whether the steam electric unit operated in 2009. | 275 | 282
A | 6 | A6-1 | Table A-8 | SE_Units_Operating | operate_2009_days | Number (Double) | The number of days that the steam electric unit operated in 2009. | 276 | 283
A | 6 | A6-1 | Table A-8 | SE_Units_Operating | type_primemover | Text | The type of steam electric prime mover (or turbine). | 277 | 284
A | 6 | A6-1 | Table A-8 | SE_Units_Operating | 2009_generation | Number (Double) | The total unit electric generation in 2009 (MW-hrs). | 278 | 285
A | 6 | A6-1 | Table A-8 | SE_Units_Operating | ST_capacity | Number (Double) | The steam turbine capacity (MW). | 279 | 286
A | 6 | A6-1 | Table A-8 | SE_Units_Operating | CC_capacity | Number (Double) | The combustion turbine capacity (MW). | 280 | 287
A | 6 | A6-1 | Table A-8 | SE_Units_Operating | seunit_type | Text | The type of unit. | 281 | 288
A | 6 | A6-1 | Table A-8 | SE_Units_Operating | seunit_type_other | Text | The name of the "other" type of unit, if selected. | 282 | 289
A | 6 | A6-1 | Table A-8 | SE_Units_Operating | seunit_retired | Text | The yes/no answer to whether the steam electric unit is now retired? | 283 | 290
A | 6 | A6-2 | Table A-9 | SE_Units_Planned | seunit_id | Text | EPA-assigned Steam Electric Unit ID for units that commenced operating after December 31, 2009, or the plant is currently constructing/installing or planning to construct/install by December 31, 2015. | 284 | 292
A | 6 | A6-2 | Table A-9 | SE_Units_Planned | cbi_pl_seunit_tbl | Yes/No | CBI designation checkbox for A6-2. | 285 | 293
A | 6 | A6-2 | Table A-9 | SE_Units_Planned | genID1 | Text | EIA Generator ID for steam and/or combustion turbines associated with the steam electric generating unit. | 286 | 294
A | 6 | A6-2 | Table A-9 | SE_Units_Planned | genID2 | Text | EIA Generator ID for steam and/or combustion turbines associated with the steam electric generating unit. | 287 | 295
A | 6 | A6-2 | Table A-9 | SE_Units_Planned | genID3 | Text | EIA Generator ID for steam and/or combustion turbines associated with the steam electric generating unit. | 288 | 296
A | 6 | A6-2 | Table A-9 | SE_Units_Planned | genID4 | Text | EIA Generator ID for steam and/or combustion turbines associated with the steam electric generating unit. | 289 | 297
A | 6 | A6-2 | Table A-9 | SE_Units_Planned | genID5 | Text | EIA Generator ID for steam and/or combustion turbines associated with the steam electric generating unit. | 290 | 298
A | 6 | A6-2 | Table A-9 | SE_Units_Planned | genID6 | Text | EIA Generator ID for steam and/or combustion turbines associated with the steam electric generating unit. | 291 | 299
A | 6 | A6-2 | Table A-9 | SE_Units_Planned | genID7 | Text | EIA Generator ID for steam and/or combustion turbines associated with the steam electric generating unit. | 292 | 300
A | 6 | A6-2 | Table A-9 | SE_Units_Planned | genID8 | Text | EIA Generator ID for steam and/or combustion turbines associated with the steam electric generating unit. | 293 | 301
A | 6 | A6-2 | Table A-9 | SE_Units_Planned | genID9 | Text | EIA Generator ID for steam and/or combustion turbines associated with the steam electric generating unit. | 294 | 302
A | 6 | A6-2 | Table A-9 | SE_Units_Planned | genID10 | Text | EIA Generator ID for steam and/or combustion turbines associated with the steam electric generating unit. | 295 | 303
A | 6 | A6-2 | Table A-9 | SE_Units_Planned | boiler_tang | Text | The type of boiler or reactor for the associated Steam Electric Unit is a tangential-fired boiler. | 296 | 304
A | 6 | A6-2 | Table A-9 | SE_Units_Planned | boiler_wall | Text | The type of boiler or reactor for the associated Steam Electric Unit is a wall-fired boiler. | 297 | 305
A | 6 | A6-2 | Table A-9 | SE_Units_Planned | boiler_cyc | Text | The type of boiler or reactor for the associated Steam Electric Unit is a cyclone-fired boiler. | 298 | 306
A | 6 | A6-2 | Table A-9 | SE_Units_Planned | boiler_hrsg | Text | The type of boiler or reactor for the associated Steam Electric Unit is a waste heat recovery boiler (HRSG). | 299 | 307
A | 6 | A6-2 | Table A-9 | SE_Units_Planned | reactor_pwr | Text | The type of boiler or reactor for the associated Steam Electric Unit is a pressurized water reactor. | 300 | 308
A | 6 | A6-2 | Table A-9 | SE_Units_Planned | reactor_bwr | Text | The type of boiler or reactor for the associated Steam Electric Unit is a boiling water reactor. | 301 | 309
A | 6 | A6-2 | Table A-9 | SE_Units_Planned | reactor_phwr | Text | The type of boiler or reactor for the associated Steam Electric Unit is a pressurized heavy water reactor. | 302 | 310
A | 6 | A6-2 | Table A-9 | SE_Units_Planned | boiler_other | Text | The type of boiler or reactor for the associated Steam Electric Unit is another type. | 303 | 311
A | 6 | A6-2 | Table A-9 | SE_Units_Planned | boiler_other_desc | Text | The description of the other type of boiler/reactor. | 304 | 312
A | 6 | A6-2 | Table A-9 | SE_Units_Planned | type_primemover | Text | Type of steam electric prime mover (or turbine). | 305 | 313
A | 6 | A6-2 | Table A-9 | SE_Units_Planned | SE_unit_online_mo | Text | Month of the initial date of operation or planned date of operation. | 306 | 314
A | 6 | A6-2 | Table A-9 | SE_Units_Planned | SE_unit_online_yr | Text | Year of the initial date of operation or planned date of operation. | 307 | 315
A | 6 | A6-2 | Table A-9 | SE_Units_Planned | ST_capacity | Number (Double) | Total unit steam turbine capacity (MW). | 308 | 316
A | 6 | A6-2 | Table A-9 | SE_Units_Planned | CC_capacity | Number (Double) | Total unit combustion turbine capacity (MW). | 309 | 317
A | 6 | A6-2 | Table A-9 | SE_Units_Planned | seunit_type | Text | Type of unit (selected from the following: Base load/Peaking/Cycling/Intermediate/Other) | 310 | 318
A | 6 | A6-2 | Table A-9 | SE_Units_Planned | seunit_type_other | Text | If "Other" is selected, a description of what the other type of unit is. | 311 | 319
A | 7 | Plant_ID | Table A-10 | Cooling_Systems | plant_id | Number (Double) | Plant identification number. | 312 | 320
A | 7 | Plant_ID |  | CS_General | plant_id | Number (Double) | Plant identification number. | 313 | 357
A | 7 | A7-1 | Table A-10 | Cooling_Systems | cs_id | Text | EPA-assigned Cooling System ID for systems the plant is currently constructing/installing or planning to construct/install by December 31, 2015. | 314 | 321
A | 7 | A7-1 | Table A-10 | Cooling_Systems | cbi_cs_tbl | Yes/No | CBI designation checkbox for A7-1. | 315 | 322
A | 7 | A7-1 | Table A-10 | Cooling_Systems | cs_type | Text | Type of condenser cooling system. | 316 | 323
A | 7 | A7-1 | Table A-10 | Cooling_Systems | cs_type_other | Text | Description of the Other type of cooling system. | 317 | 324
A | 7 | A7-1 | Table A-10 | Cooling_Systems | cs_seunit1 | Text | Checkbox for steam electric unit 1. | 318 | 325
A | 7 | A7-1 | Table A-10 | Cooling_Systems | cs_seunit2 | Text | Checkbox for steam electric unit 2. | 319 | 326
A | 7 | A7-1 | Table A-10 | Cooling_Systems | cs_seunit3 | Text | Checkbox for steam electric unit 3. | 320 | 327
A | 7 | A7-1 | Table A-10 | Cooling_Systems | cs_seunit4 | Text | Checkbox for steam electric unit 4. | 321 | 328
A | 7 | A7-1 | Table A-10 | Cooling_Systems | cs_seunit5 | Text | Checkbox for steam electric unit 5. | 322 | 329
A | 7 | A7-1 | Table A-10 | Cooling_Systems | cs_seunit6 | Text | Checkbox for steam electric unit 6. | 323 | 330
A | 7 | A7-1 | Table A-10 | Cooling_Systems | cs_seunit7 | Text | Checkbox for steam electric unit 7. | 324 | 331
A | 7 | A7-1 | Table A-10 | Cooling_Systems | cs_seunit8 | Text | Checkbox for steam electric unit 8. | 325 | 332
A | 7 | A7-1 | Table A-10 | Cooling_Systems | cs_seunit9 | Text | Checkbox for steam electric unit 9. | 326 | 333
A | 7 | A7-1 | Table A-10 | Cooling_Systems | cs_seunit10 | Text | Checkbox for steam electric unit 10. | 327 | 334
A | 7 | A7-1 | Table A-10 | Cooling_Systems | cs_seunitA | Text | Checkbox for steam electric unit A. | 328 | 335
A | 7 | A7-1 | Table A-10 | Cooling_Systems | cs_seunitB | Text | Checkbox for steam electric unit B. | 329 | 336
A | 7 | A7-1 | Table A-10 | Cooling_Systems | cs_seunitC | Text | Checkbox for steam electric unit C. | 330 | 337
A | 7 | A7-1 | Table A-10 | Cooling_Systems | cs_seunitD | Text | Checkbox for steam electric unit D. | 331 | 338
A | 7 | A7-1 | Table A-10 | Cooling_Systems | cs_chem1_name | Text | Trade name of the first chemical additive added to the cooling system and make-up water system. | 332 | 339
A | 7 | A7-1 | Table A-10 | Cooling_Systems | cs_chem1_man | Text | Manufacturer of the first chemical additive added to the cooling system and make-up water system. | 333 | 340
A | 7 | A7-1 | Table A-10 | Cooling_Systems | cs_chem1_ingred | Text | Active ingredient(s) of the first chemical additive added to the cooling system and make-up water system. | 334 | 341
A | 7 | A7-1 | Table A-10 | Cooling_Systems | cs_chem2_name | Text | Trade name of the second chemical additive added to the cooling system and make-up water system. | 335 | 342
A | 7 | A7-1 | Table A-10 | Cooling_Systems | cs_chem2_man | Text | Manufacturer of the second chemical additive added to the cooling system and make-up water system. | 336 | 343
A | 7 | A7-1 | Table A-10 | Cooling_Systems | cs_chem2_ingred | Text | Active ingredient(s) of the second chemical additive added to the cooling system and make-up water system. | 337 | 344
A | 7 | A7-1 | Table A-10 | Cooling_Systems | cs_chem3_name | Text | Trade name of the third chemical additive added to the cooling system and make-up water system. | 338 | 345
A | 7 | A7-1 | Table A-10 | Cooling_Systems | cs_chem3_man | Text | Manufacturer of the third chemical additive added to the cooling system and make-up water system. | 339 | 346
A | 7 | A7-1 | Table A-10 | Cooling_Systems | cs_chem3_ingred | Text | Active ingredient(s) of the third chemical additive added to the cooling system and make-up water system. | 340 | 347
A | 7 | A7-1 | Table A-10 | Cooling_Systems | cs_chem4_name | Text | Trade name of the fourth chemical additive added to the cooling system and make-up water system. | 341 | 348
A | 7 | A7-1 | Table A-10 | Cooling_Systems | cs_chem4_man | Text | Manufacturer of the fourth chemical additive added to the cooling system and make-up water system. | 342 | 349
A | 7 | A7-1 | Table A-10 | Cooling_Systems | cs_chem4_ingred | Text | Active ingredient(s) of the fourth chemical additive added to the cooling system and make-up water system. | 343 | 350
A | 7 | A7-1 | Table A-10 | Cooling_Systems | cs_chem5_name | Text | Trade name of the fifth chemical additive added to the cooling system and make-up water system. | 344 | 351
A | 7 | A7-1 | Table A-10 | Cooling_Systems | cs_chem5_man | Text | Manufacturer of the fifth chemical additive added to the cooling system and make-up water system. | 345 | 352
A | 7 | A7-1 | Table A-10 | Cooling_Systems | cs_chem5_ingred | Text | Active ingredient(s) of the fifth chemical additive added to the cooling system and make-up water system. | 346 | 353
A | 7 | A7-1 | Table A-10 | Cooling_Systems | cs_gpm | Number (Double) | Typical amount of process wastewater generated/blow down from cooling system (gpm). | 347 | 354
A | 7 | A7-1 | Table A-10 | Cooling_Systems | cs_hpd | Number (Double) | Typical duration of generation/blowdown (hpd). | 348 | 355
A | 7 | A7-1 | Table A-10 | Cooling_Systems | cs_dpy | Number (Double) | Typical frequency of generation/blowdown (dpy). | 349 | 356
A | 7 | A7-2 |  | CS_General | cbi_cs_comp | Yes/No | CBI designation checkbox for A7-2. | 350 | 358
A | 7 | A7-2 |  | CS_General | cs_comp_monitor | Text | The plant used waste stream monitoring to demonstrate compliance with limits on priority pollutants for cooling tower blowdown from these cooling systems through monitoring. | 351 | 359
A | 7 | A7-2 |  | CS_General | cs_comp_no_CT | Text | The plant does not operate cooling towers. | 352 | 360
A | 7 | A7-2 |  | CS_General | cs_comp_supplier | Text | The plant used certification from supplier to demonstrate compliance with limits on priority pollutants for cooling tower blowdown from these cooling systems through monitoring. | 353 | 361
A | 7 | A7-2 |  | CS_General | cs_comp_calc | Text | The plant used engineering calculations to demonstrate compliance with limits on priority pollutants for cooling tower blowdown from these cooling systems through monitoring. | 354 | 362
A | 7 | A7-2 |  | CS_General | cs_comp_no_limits | Text | The plant does not have priority pollutant limits on cooling tower blowdown. | 355 | 363
A | 7 | A7-2 |  | CS_General | cs_comp_other | Text | The plant used another method to demonstrate compliance with limits on priority pollutants for cooling tower blowdown from these cooling systems. | 356 | 364
A | 7 | A7-2 |  | CS_General | cs_comp_other_desc | Text | Description of the other method used. | 357 | 365
A | 7 | A7-3 |  | CS_General | cbi_POTW_effl_CS | Yes/No | CBI designation checkbox for A7-3. | 358 | 366
A | 7 | A7-3 |  | CS_General | POTW_effl_CS | Text | The Yes/No response to if the POTW effluent used in the cooling water system. | 359 | 367
A | 8 | Plant_ID | Table A-11 | Fuel_Usage | plant_id | Number (Double) | Plant identification number. | 360 | 368
A | 8 | SEunit_ID | Table A-11 | Fuel_Usage | seunit_id | Text | Steam Electric Generating Unit ID | 361 | 369
A | 8 | A8-1 | Table A-11 | Fuel_Usage | cbi_fuel_tbl | Yes/No | CBI designation checkbox for A8-1. | 362 | 370
A | 8 | A8-1 | Table A-11 | Fuel_Usage | fuel_coal_btu | Number (Double) | BTU Generated by Coal and/or Petroleum Coke | 363 | 371
A | 8 | A8-1 | Table A-11 | Fuel_Usage | fuel_gas_btu | Number (Double) | BTU Generated by Gas | 364 | 372
A | 8 | A8-1 | Table A-11 | Fuel_Usage | fuel_oil_btu | Number (Double) | BTU Generated by Oil | 365 | 373
A | 8 | A8-1 | Table A-11 | Fuel_Usage | fuel_nuclear_btu | Number (Double) | BTU Generated by Nuclear Fuels | 366 | 374
A | 8 | A8-1 | Table A-11 | Fuel_Usage | fuel_fos/nuc_btu | Number (Double) | Total BTU Generated by Fossil/Nuclear Fuels | 367 | 375
A | 8 | A8-1 | Table A-11 | Fuel_Usage | fuel_other_btu | Number (Double) | Total BTU Generated by Other Fuels | 368 | 376
A | 8 | A8-1 | Table A-11 | Fuel_Usage | fuel_unit_total_btu | Number (Double) | Total BTU Generated by All Fuels | 369 | 377
A | 8 | A8-1 | Table A-11 | Fuel_Usage | fuel_coal_anthr | Text | The plant used anthracite coal for fuel for steam electric power generation in 2009. | 370 | 378
A | 8 | A8-1 | Table A-11 | Fuel_Usage | fuel_coal_anthr_amt | Number (Double) | The amount of anthracite coal used for fuel for steam electric power generation in 2009 (tons). | 371 | 379
A | 8 | A8-1 | Table A-11 | Fuel_Usage | fuel_coal_bit | Text | The plant used bituminous coal for fuel for steam electric power generation in 2009. | 372 | 380
A | 8 | A8-1 | Table A-11 | Fuel_Usage | fuel_coal_bit_amt | Number (Double) | The amount of bituminous coal used for fuel for steam electric power generation in 2009 (tons). | 373 | 381
A | 8 | A8-1 | Table A-11 | Fuel_Usage | fuel_coal_lig | Text | The plant used lignite coal for fuel for steam electric power generation in 2009. | 374 | 382
A | 8 | A8-1 | Table A-11 | Fuel_Usage | fuel_coal_lig_amt | Number (Double) | The amount of lignite coal for fuel for steam electric power generation in 2009 (tons). | 375 | 383
A | 8 | A8-1 | Table A-11 | Fuel_Usage | fuel_coal_sub | Text | The plant used subbituminous coal for fuel for steam electric power generation in 2009. | 376 | 384
A | 8 | A8-1 | Table A-11 | Fuel_Usage | fuel_coal_sub_amt | Number (Double) | The amount of subbituminous coal used for fuel for steam electric power generation in 2009 (tons). | 377 | 385
A | 8 | A8-1 | Table A-11 | Fuel_Usage | fuel_coal_waste | Text | The plant used waste coal for fuel for steam electric power generation in 2009. | 378 | 386
A | 8 | A8-1 | Table A-11 | Fuel_Usage | fuel_coal_waste_amt | Number (Double) | The amount of waste coal used for fuel for steam electric power generation in 2009 (tons). | 379 | 387
A | 8 | A8-1 | Table A-11 | Fuel_Usage | fuel_coal_syn | Text | The plant used coal synfuel for fuel for steam electric power generation in 2009. | 380 | 388
A | 8 | A8-1 | Table A-11 | Fuel_Usage | fuel_coal_syn_amt | Number (Double) | The amount of coal synfuel used for fuel for steam electric power generation in 2009 (tons). | 381 | 389
A | 8 | A8-1 | Table A-11 | Fuel_Usage | fuel_coal_other | Text | The plant used another type of coal/petroleum coke fuel for steam electric power generation in 2009. | 382 | 390
A | 8 | A8-1 | Table A-11 | Fuel_Usage | fuel_coal_other_desc | Text | A description of the other type of coal/petroleum coke fuel used for steam electric power generation in 2009. | 383 | 391
A | 8 | A8-1 | Table A-11 | Fuel_Usage | fuel_coal_other_amt | Number (Double) | The amount of the other type of coal/petroleum coke fuel used for steam electric power generation in 2009 (tons). | 384 | 392
A | 8 | A8-1 | Table A-11 | Fuel_Usage | fuel_coal_petcoke | Text | The plant used petroleum coke for fuel for steam electric power generation in 2009. | 385 | 393
A | 8 | A8-1 | Table A-11 | Fuel_Usage | fuel_coal_petcoke_amt | Number (Double) | The amount of petroleum coke used for fuel for steam electric power generation in 2009 (tons). | 386 | 394
A | 8 | A8-1 | Table A-11 | Fuel_Usage | fuel_coal_none | Text | The plant did not use any coal or petroleum coke for fuel for steam electric power generation in 2009. | 387 | 395
A | 8 | A8-1 | Table A-11 | Fuel_Usage | fuel_gas_nat | Text | The plant used natural gas for fuel for steam electric power generation in 2009. | 388 | 396
A | 8 | A8-1 | Table A-11 | Fuel_Usage | fuel_gas_nat_amt | Number (Double) | The amount of natural gas used for fuel for steam electric power generation in 2009 (Million ft3). | 389 | 397
A | 8 | A8-1 | Table A-11 | Fuel_Usage | fuel_gas_furn | Text | The plant used Blast Furnace Gas for fuel for steam electric power generation in 2009. | 390 | 398
A | 8 | A8-1 | Table A-11 | Fuel_Usage | fuel_gas_furn_amt | Number (Double) | The amount of Blast Furnace Gas used for fuel for steam electric power generation in 2009 (Million ft3). | 391 | 399
A | 8 | A8-1 | Table A-11 | Fuel_Usage | fuel_gas_prop | Text | The plant used Gaseous Propane for fuel for steam electric power generation in 2009. | 392 | 400
A | 8 | A8-1 | Table A-11 | Fuel_Usage | fuel_gas_prop_amt | Number (Double) | The amount of Gaseous Propane used for fuel for steam electric power generation in 2009 (Million ft3). | 393 | 401
A | 8 | A8-1 | Table A-11 | Fuel_Usage | fuel_gas_other | Text | The plant used another type of gas for fuel for steam electric power generation in 2009. | 394 | 402
A | 8 | A8-1 | Table A-11 | Fuel_Usage | fuel_gas_other_desc | Text | A description of the other type of gas used for fuel for steam electric power generation in 2009. | 395 | 403
A | 8 | A8-1 | Table A-11 | Fuel_Usage | fuel_gas_other_amt | Number (Double) | The amount of the other type of gas used for fuel for steam electric power generation in 2009 (Million ft3). | 396 | 404
A | 8 | A8-1 | Table A-11 | Fuel_Usage | fuel_gas_none | Text | The plant did not use gas as fuel for steam electric power generation in 2009. | 397 | 405
A | 8 | A8-1 | Table A-11 | Fuel_Usage | fuel_oil_1 | Text | The plant used No. 1 Fuel Oil as fuel for steam electric power generation in 2009. | 398 | 406
A | 8 | A8-1 | Table A-11 | Fuel_Usage | fuel_oil_1_amt | Number (Double) | The amount of No. 1 Fuel Oil used as fuel for steam electric power generation in 2009 (barrels). | 399 | 407
A | 8 | A8-1 | Table A-11 | Fuel_Usage | fuel_oil_2 | Text | The plant used No. 2 Fuel Oil as fuel for steam electric power generation in 2009. | 400 | 408
A | 8 | A8-1 | Table A-11 | Fuel_Usage | fuel_oil_2_amt | Number (Double) | The amount of No. 2 Fuel Oil used as fuel for steam electric power generation in 2009 (barrels). | 401 | 409
A | 8 | A8-1 | Table A-11 | Fuel_Usage | fuel_oil_4 | Text | The plant used No. 4 Fuel Oil as fuel for steam electric power generation in 2009. | 402 | 410
A | 8 | A8-1 | Table A-11 | Fuel_Usage | fuel_oil_4_amt | Number (Double) | The amount of No. 4 Fuel Oil used as fuel for steam electric power generation in 2009 (barrels). | 403 | 411
A | 8 | A8-1 | Table A-11 | Fuel_Usage | fuel_oil_5 | Text | The plant used No. 5 Fuel Oil as fuel for steam electric power generation in 2009. | 404 | 412
A | 8 | A8-1 | Table A-11 | Fuel_Usage | fuel_oil_5_amt | Number (Double) | The amount of No. 5 Fuel Oil used as fuel for steam electric power generation in 2009 (barrels). | 405 | 413
A | 8 | A8-1 | Table A-11 | Fuel_Usage | fuel_oil_6 | Text | The plant used No. 6 Fuel Oil as fuel for steam electric power generation in 2009. | 406 | 414
A | 8 | A8-1 | Table A-11 | Fuel_Usage | fuel_oil_6_amt | Number (Double) | The amount of No. 6 Fuel Oil used as fuel for steam electric power generation in 2009 (barrels). | 407 | 415
A | 8 | A8-1 | Table A-11 | Fuel_Usage | fuel_oil_diesel | Text | The plant used Diesel Fuel for steam electric power generation in 2009. | 408 | 416
A | 8 | A8-1 | Table A-11 | Fuel_Usage | fuel_oil_diesel_amt | Number (Double) | The amount of Diesel Fuel used for steam electric power generation in 2009 (barrels). | 409 | 417
A | 8 | A8-1 | Table A-11 | Fuel_Usage | fuel_oil_jet | Text | The plant used Jet Fuel for steam electric power generation in 2009. | 410 | 418
A | 8 | A8-1 | Table A-11 | Fuel_Usage | fuel_oil_jet_amt | Number (Double) | The amount of Jet Fuel for steam electric power generation in 2009 (barrels). | 411 | 419
A | 8 | A8-1 | Table A-11 | Fuel_Usage | fuel_oil_ker | Text | The plant used Kerosene as fuel for steam electric power generation in 2009. | 412 | 420
A | 8 | A8-1 | Table A-11 | Fuel_Usage | fuel_oil_ker_amt | Number (Double) | The amount of Kerosene used as fuel for steam electric power generation in 2009 (barrels). | 413 | 421
A | 8 | A8-1 | Table A-11 | Fuel_Usage | fuel_oil_waste | Text | The plant used Waste Oil as fuel for steam electric power generation in 2009. | 414 | 422
A | 8 | A8-1 | Table A-11 | Fuel_Usage | fuel_oil_waste_amt | Number (Double) | The amount of Waste Oil used as fuel for steam electric power generation in 2009 (barrels). | 415 | 423
A | 8 | A8-1 | Table A-11 | Fuel_Usage | fuel_oil_other | Text | The plant used another type of oil as fuel for steam electric power generation in 2009. | 416 | 424
A | 8 | A8-1 | Table A-11 | Fuel_Usage | fuel_oil_other_desc | Text | A description of the other type of oil used as fuel for steam electric power generation in 2009. | 417 | 425
A | 8 | A8-1 | Table A-11 | Fuel_Usage | fuel_oil_other_amt | Number (Double) | The amount of the other type of oil used as fuel for steam electric power generation in 2009. | 418 | 426
A | 8 | A8-1 | Table A-11 | Fuel_Usage | fuel_oil_none | Text | The plant did not use oil as fuel for steam electric power generation in 2009. | 419 | 427
A | 8 | A8-1 | Table A-11 | Fuel_Usage | fuel_nuclear | Text | The plant used nuclear fuel for steam electric power generation in 2009. | 420 | 428
A | 8 | A8-1 | Table A-11 | Fuel_Usage | fuel_nuclear_amt | Number (Double) | The amount of nuclear fuel used as fuel for steam electric power generation in 2009. | 421 | 429
A | 8 | A8-1 | Table A-11 | Fuel_Usage | fuel_nuclear_unit | Text | The units for the amount of nuclear fuel used as fuel for steam electric power generation in 2009. | 422 | 430
A | 8 | A8-1 | Table A-11 | Fuel_Usage | fuel_nuclear_none | Text | The plant did not use nuclear fuel for steam electric power generation in 2009. | 423 | 431
A | 8 | A8-1 | Table A-11 | Fuel_Usage | fuel_other_MSW | Text | The plant used Municipal Solid Waste as fuel for steam electric power generation in 2009. | 424 | 432
A | 8 | A8-1 | Table A-11 | Fuel_Usage | fuel_other_MSW_amt | Number (Double) | The amount of Municipal Solid Waste used as fuel for steam electric power generation in 2009. | 425 | 433
A | 8 | A8-1 | Table A-11 | Fuel_Usage | fuel_other_MSW_unit | Text | The units for the amount of Municipal Solid Waste used as fuel for steam electric power generation in 2009. | 426 | 434
A | 8 | A8-1 | Table A-11 | Fuel_Usage | fuel_other_wood | Text | The plant used wood as fuel for steam electric power generation in 2009. | 427 | 435
A | 8 | A8-1 | Table A-11 | Fuel_Usage | fuel_other_wood_amt | Number (Double) | The amount of wood used as fuel for steam electric power generation in 2009. | 428 | 436
A | 8 | A8-1 | Table A-11 | Fuel_Usage | fuel_other_wood_unit | Text | The units for the amount of wood used as fuel for steam electric power generation in 2009. | 429 | 437
A | 8 | A8-1 | Table A-11 | Fuel_Usage | fuel_other_lgas | Text | The plant used landfill gas as fuel for steam electric power generation in 2009. | 430 | 438
A | 8 | A8-1 | Table A-11 | Fuel_Usage | fuel_other_lgas_amt | Number (Double) | The amount of landfill gas used as fuel for steam electric power generation in 2009. | 431 | 439
A | 8 | A8-1 | Table A-11 | Fuel_Usage | fuel_other_lgas_unit | Text | The units for the amount of landfill gas used as fuel for steam electric power generation in 2009. | 432 | 440
A | 8 | A8-1 | Table A-11 | Fuel_Usage | fuel_other_biomass | Text | The plant used biomass as fuel for steam electric power generation in 2009. | 433 | 441
A | 8 | A8-1 | Table A-11 | Fuel_Usage | fuel_other_biomass_amt | Number (Double) | The amount of biomass used as fuel for steam electric power generation in 2009. | 434 | 442
A | 8 | A8-1 | Table A-11 | Fuel_Usage | fuel_other_biomass_unit | Text | The units for the amount of biomass used as fuel for steam electric power generation in 2009. | 435 | 443
A | 8 | A8-1 | Table A-11 | Fuel_Usage | fuel_other_other | Text | The plant used another type of fuel for steam electric power generation in 2009. | 436 | 444
A | 8 | A8-1 | Table A-11 | Fuel_Usage | fuel_other_other_desc | Text | A description of the other type of fuel used for steam electric power generation in 2009. | 437 | 445
A | 8 | A8-1 | Table A-11 | Fuel_Usage | fuel_other_other_amt | Number (Double) | The amount of the other type of fuel used as fuel for steam electric power generation in 2009. | 438 | 446
A | 8 | A8-1 | Table A-11 | Fuel_Usage | fuel_other_other_units | Text | The units for the amount of the other type of fuel used as fuel for steam electric power generation in 2009. | 439 | 447
A | 8 | A8-1 | Table A-11 | Fuel_Usage | fuel_other_none | Text | The plant did not use fuel for steam electric power generation in 2009. | 440 | 448
A | 8 | A8-2 |  | Fuel_Usage | cbi_btu_fos_nuc | Yes/No | CBI designation checkbox for A8-2. | 441 | 449
A | 8 | A8-2 |  | Fuel_Usage | btu_fos_nuc | Text | The Yes/No response to if the total BTUs generated by the fossil/nuclear fuels comprise 50 percent or more of the total BTUs generated by all fuels for the steam electric generating unit in 2009. | 442 | 450
A | 8 | A8-3 |  | Fuel_Usage | cbi_energy_source | Yes/No | CBI designation checkbox for A8-3. | 443 | 451
A | 8 | A8-3 |  | Fuel_Usage | energy_source | Text | The Yes/No response to if the plant report a fossil or nuclear fuel as the predominant or second most predominant energy source for this generating unit on Form EIA-860 for reporting year 2009. | 444 | 452
A | 9 | Plant_ID | Table A-12 | NOx_Controls | plant_id | Number (Double) | Plant identification number. | 445 | 453
A | 9 | Plant_ID | Table A-13 | SCR_Catalyst_Regen_Plant | plant_id | Number (Double) | Plant identification number. | 446 | 488
A | 9 | Plant_ID |  | SCR_Catalyst_Wash | plant_id | Number (Double) | Plant identification number. | 447 | 530
A | 9 | A9-1 |  | Plant_Systems_Summary | cbi_has_nox | Yes/No | CBI designation checkbox for A9-1. | 448 | 191
A | 9 | A9-1 |  | Plant_Systems_Summary | has_nox | Text | The yes/no answer to whether the plant operated any NOx control systems on fossil-fueled electric generating units after 1/1/10 or are currently constructing/installing or planning to construct/install any by 12/31/20. | 449 | 192
A | 9 | A9-1 | Table A-12 | NOx_Controls | seunit_id | Text | SE Unit ID | 450 | 454
A | 9 | A9-1 | Table A-12 | NOx_Controls | cbi_nox_tbl | Yes/No | CBI designation checkbox for Q A9-1, Table A-12. | 451 | 455
A | 9 | A9-1 | Table A-12 | NOx_Controls | nox_scr | Text | The type of NOx control system is SCR. | 452 | 456
A | 9 | A9-1 | Table A-12 | NOx_Controls | nox_scr_status | Text | Status of the SCR NOx control system. | 453 | 457
A | 9 | A9-1 | Table A-12 | NOx_Controls | nox_scr_install_mo | Text | Month of installation of the SCR NOx control system.. | 454 | 458
A | 9 | A9-1 | Table A-12 | NOx_Controls | nox_scr_install_yr | Text | Year of installation of the SCR NOx control system.. | 455 | 459
A | 9 | A9-1 | Table A-12 | NOx_Controls | nox_sncr | Text | The type of NOx control system is SNCR. | 456 | 460
A | 9 | A9-1 | Table A-12 | NOx_Controls | nox_sncr_status | Text | Status of the SNCR NOx control system (operating/planned). | 457 | 461
A | 9 | A9-1 | Table A-12 | NOx_Controls | nox_sncr_install_mo | Text | Month of installation of the SNCR NOx control system. | 458 | 462
A | 9 | A9-1 | Table A-12 | NOx_Controls | nox_sncr_install_yr | Text | Year of installation of the SNCR NOx control system. | 459 | 463
A | 9 | A9-1 | Table A-12 | NOx_Controls | nox_oa | Text | The type of NOx control system is overfire air. | 460 | 464
A | 9 | A9-1 | Table A-12 | NOx_Controls | nox_oa_status | Text | Status of the overfire air NOx control system (operating/planned). | 461 | 465
A | 9 | A9-1 | Table A-12 | NOx_Controls | nox_oa_install_mo | Text | Month of installation of the overfire air NOx control system. | 462 | 466
A | 9 | A9-1 | Table A-12 | NOx_Controls | nox_oa_install_yr | Text | Year of installation of the overfire air NOx control system. | 463 | 467
A | 9 | A9-1 | Table A-12 | NOx_Controls | nox_low | Text | The type of NOx control system is a Low NOx burner. | 464 | 468
A | 9 | A9-1 | Table A-12 | NOx_Controls | nox_low_status | Text | Status of the Low NOx burner control system (operating/planned). | 465 | 469
A | 9 | A9-1 | Table A-12 | NOx_Controls | nox_low_install_mo | Text | Month of installation of the Low NOx burner control system. | 466 | 470
A | 9 | A9-1 | Table A-12 | NOx_Controls | nox_low_install_yr | Text | Year of installation of the Low NOx burner control system. | 467 | 471
A | 9 | A9-1 | Table A-12 | NOx_Controls | nox_other | Text | The type of NOx control system is not listed (other). | 468 | 472
A | 9 | A9-1 | Table A-12 | NOx_Controls | nox_other_desc | Text | A description of the NOx burner control system. | 469 | 473
A | 9 | A9-1 | Table A-12 | NOx_Controls | nox_other_status | Text | Status of the NOx control system (operating/planned). | 470 | 474
A | 9 | A9-1 | Table A-12 | NOx_Controls | nox_other_install_mo | Text | Month of installation of the NOx control system. | 471 | 475
A | 9 | A9-1 | Table A-12 | NOx_Controls | nox_other_install_yr | Text | Year of installation of the NOx control system. | 472 | 476
A | 9 | Plant_ID | Table A-12 | SCR_Catalyst_Regen_Unit | plant_id | Number (Double) | Plant identification number. | 473 | 477
A | 9 | A9-1 | Table A-12 | SCR_Catalyst_Regen_Unit | seunit_id | Text | SE Unit ID | 474 | 478
A | 9 | A9-1 | Table A-12 | SCR_Catalyst_Regen_Unit | cbi_nox_tbl | Yes/No | CBI designation checkbox for Q A9-1, Table A-12. | 475 | 479
A | 9 | A9-1 | Table A-12 | SCR_Catalyst_Regen_Unit | scr_regen_last_repl | Text | Drop down menu for if the last SCR catalyst was replaced/regenerated/not replaced or regenerated. | 476 | 480
A | 9 | A9-1 | Table A-12 | SCR_Catalyst_Regen_Unit | scr_regen_last_mo | Text | Month of last SCR catalyst replacement or regeneration. | 477 | 481
A | 9 | A9-1 | Table A-12 | SCR_Catalyst_Regen_Unit | scr_regen_last_yr | Text | Year of last SCR catalyst replacement or regeneration. | 478 | 482
A | 9 | A9-1 | Table A-12 | SCR_Catalyst_Regen_Unit | scr_regen_last_loc | Text | Where last SCR catalyst regeneration occurred. | 479 | 483
A | 9 | A9-1 | Table A-12 | SCR_Catalyst_Regen_Unit | scr_regen_next_repl | Text | Drop down menu for if the next planned SCR catalyst will be replaced/regenerated/not replaced or regenerated. | 480 | 484
A | 9 | A9-1 | Table A-12 | SCR_Catalyst_Regen_Unit | scr_regen_next_mo | Text | Month of next planned SCR catalyst replacement or regeneration. | 481 | 485
A | 9 | A9-1 | Table A-12 | SCR_Catalyst_Regen_Unit | scr_regen_next_yr | Text | Year of next planned SCR catalyst replacement or regeneration. | 482 | 486
A | 9 | A9-1 | Table A-12 | SCR_Catalyst_Regen_Unit | scr_regen_next_loc | Text | Where the next planned SCR catalyst regeneration is planned to occur. | 483 | 487
A | 9 | A9-2 | Table A-13 | SCR_Catalyst_Regen_Plant | cbi_company | Yes/No | CBI designation checkbox for Q A9-2, Table A-13. | 484 | 489
A | 9 | A9-2 | Table A-13 | SCR_Catalyst_Regen_Plant | SCR_regen_no_offsite | Text | The plant did not send SCR catalyst offsite for regeneration. | 485 | 490
A | 9 | A9-2 | Table A-13 | SCR_Catalyst_Regen_Plant | SCR_regen_company1_name | Text | Name of company 1 that performed the last 2 SCR catalyst regenerations. | 486 | 491
A | 9 | A9-2 | Table A-13 | SCR_Catalyst_Regen_Plant | SCR_regen_company1_city | Text | City company 1 is located. | 487 | 492
A | 9 | A9-2 | Table A-13 | SCR_Catalyst_Regen_Plant | SCR_regen_company1_state | Text | State company 1 is located. | 488 | 493
A | 9 | A9-2 | Table A-13 | SCR_Catalyst_Regen_Plant | SCR_regen_company1_tele | Text | Telephone number of company 1. | 489 | 494
A | 9 | A9-2 | Table A-13 | SCR_Catalyst_Regen_Plant | SCR_regen_company2_name | Text | Name of company 2 that performed the last 2 SCR catalyst regenerations. | 490 | 495
A | 9 | A9-2 | Table A-13 | SCR_Catalyst_Regen_Plant | SCR_regen_company2_city | Text | City company 2 is located in. | 491 | 496
A | 9 | A9-2 | Table A-13 | SCR_Catalyst_Regen_Plant | SCR_regen_company2_state | Text | State company 2 is located in. | 492 | 497
A | 9 | A9-2 | Table A-13 | SCR_Catalyst_Regen_Plant | SCR_regen_company2_tele | Text | Telephone number of company 2. | 493 | 498
A | 9 | A9-3 |  | SCR_Catalyst_Regen_Plant | cbi_SCR_regen_onsite_WW | Yes/No | CBI designation checkbox for Q A9-3 | 494 | 499
A | 9 | A9-3 |  | SCR_Catalyst_Regen_Plant | SCR_regen_onsite_WW | Text | The yes/no response Indicating whether process wastewater is generated from the SCR regeneration process, if the SCR catalyst is regenerated on site. | 495 | 500
A | 9 | A9-4 |  | SCR_Catalyst_Regen_Plant | cbi_SCR_regen_flow | Yes/No | CBI designation checkbox for Q A9-4 | 496 | 501
A | 9 | A9-4 |  | SCR_Catalyst_Regen_Plant | SCR_regen_flow_gpy | Number (Double) | The typical flow volume of SCR catalyst regeneration wastewater generated (gpy). | 497 | 502
A | 9 | A9-4 |  | SCR_Catalyst_Regen_Plant | SCR_regen_flow_every | Number (Double) | The frequency at which the SCR catalyst regeneration wastewater is generated (times every). | 498 | 503
A | 9 | A9-4 |  | SCR_Catalyst_Regen_Plant | SCR_regen_flow_yr | Number (Double) | The frequency at which the SCR catalyst regeneration wastewater is generated (years). | 499 | 504
A | 9 | A9-5 |  | SCR_Catalyst_Regen_Plant | cbi_SCR_regen_commingle | Yes/No | CBI designation checkbox for Q A9-5 | 500 | 505
A | 9 | A9-5 |  | SCR_Catalyst_Regen_Plant | SCR_regen_commingle | Text | Indicates whether SCR catalyst regeneration wastewater is commingled with any other wastewaters at the plant. | 501 | 506
A | 9 | A9-5 |  | SCR_Catalyst_Regen_Plant | SCR_regen_commingle_fa | Text | SCR catalyst regeneration wastewater is commingled with fly ash transport water. | 502 | 507
A | 9 | A9-5 |  | SCR_Catalyst_Regen_Plant | SCR_regen_commingle_ba | Text | SCR catalyst regeneration wastewater is commingled with bottom ash transport water. | 503 | 508
A | 9 | A9-5 |  | SCR_Catalyst_Regen_Plant | SCR_regen_commingle_FGD | Text | SCR catalyst regeneration wastewater is commingled with FGD scrubber purge. | 504 | 509
A | 9 | A9-5 |  | SCR_Catalyst_Regen_Plant | SCR_regen_commingle_CTB | Text | SCR catalyst regeneration wastewater is commingled with cooling tower blowdown. | 505 | 510
A | 9 | A9-5 |  | SCR_Catalyst_Regen_Plant | SCR_regen_commingle_CW | Text | SCR catalyst regeneration wastewater is commingled with once-through cooling water. | 506 | 511
A | 9 | A9-5 |  | SCR_Catalyst_Regen_Plant | SCR_regen_commingle_mcw | Text | SCR catalyst regeneration wastewater is commingled with metal cleaning waste | 507 | 512
A | 9 | A9-5 |  | SCR_Catalyst_Regen_Plant | SCR_regen_commingle_other | Text | SCR catalyst regeneration wastewater is commingled with other process wastewater. | 508 | 513
A | 9 | A9-5 |  | SCR_Catalyst_Regen_Plant | SCR_regen_commingle_other_desc | Text | Description of other process wastewater commingled with SCR catalyst regeneration wastewater. | 509 | 514
A | 9 | A9-6 |  | SCR_Catalyst_Regen_Plant | cbi_SCR_regen_dest | Yes/No | CBI designation checkbox for Q A9-6 | 510 | 515
A | 9 | A9-6 |  | SCR_Catalyst_Regen_Plant | SCR_regen_dest_reuse | Text | SCR catalyst regeneration wastewater is immediately recycled back to plant process. | 511 | 516
A | 9 | A9-6 |  | SCR_Catalyst_Regen_Plant | SCR_regen_dest_reuse_desc | Text | SCR catalyst regeneration wastewater is immediately recycled back to. | 512 | 517
A | 9 | A9-6 |  | SCR_Catalyst_Regen_Plant | SCR_regen_dest_treat | Text | SCR catalyst regeneration wastewater is transferred to an on-site treatment system. | 513 | 518
A | 9 | A9-6 |  | SCR_Catalyst_Regen_Plant | SCR_regen_dest_treat_pond | Text | SCR catalyst regeneration wastewater is treated with a settling pond. | 514 | 519
A | 9 | A9-6 |  | SCR_Catalyst_Regen_Plant | SCR_regen_dest_treat_pH | Text | SCR catalyst regeneration wastewater is treated with pH adjustment. | 515 | 520
A | 9 | A9-6 |  | SCR_Catalyst_Regen_Plant | SCR_regen_dest_treat_chemprec | Text | SCR catalyst regeneration wastewater is treated with a chemical precipitation system. | 516 | 521
A | 9 | A9-6 |  | SCR_Catalyst_Regen_Plant | SCR_regen_dest_treat_wetlands | Text | SCR catalyst regeneration wastewater is treated with constructed wetlands. | 517 | 522
A | 9 | A9-6 |  | SCR_Catalyst_Regen_Plant | SCR_regen_dest_treat_other | Text | SCR catalyst regeneration wastewater is treated with other types of treatment. | 518 | 523
A | 9 | A9-6 |  | SCR_Catalyst_Regen_Plant | SCR_regen_dest_treat_other_desc | Text | Description of other types of treatment that the system treating SCR catalyst regeneration wastewater has. | 519 | 524
A | 9 | A9-6 |  | SCR_Catalyst_Regen_Plant | SCR_regen_dest_NPDES | Text | SCR catalyst regeneration wastewater is discharged to surface water. | 520 | 525
A | 9 | A9-6 |  | SCR_Catalyst_Regen_Plant | Outfall_number | Text | The NPDES permitted outfall number in which the SCR catalyst regeneration wastewater is discharged to. | 521 | 526
A | 9 | A9-6 |  | SCR_Catalyst_Regen_Plant | SCR_regen_dest_POTW | Text | SCR catalyst regeneration wastewater is indirectly discharged to a publically or privately owned treatment works. | 522 | 527
A | 9 | A9-6 |  | SCR_Catalyst_Regen_Plant | SCR_regen_dest_other | Text | SCR catalyst regeneration wastewater is transferred to another destination. | 523 | 528
A | 9 | A9-6 |  | SCR_Catalyst_Regen_Plant | SCR_regen_dest_other_desc | Text | Description of other destination that the SCR catalyst regeneration wastewater is transferred to. | 524 | 529
A | 9 | A9-7 |  | SCR_Catalyst_Wash | cbi_SCR_wash_onsite | Yes/No | CBI designation checkbox for Q A9-7. | 525 | 531
A | 9 | A9-7 |  | SCR_Catalyst_Wash | SCR_wash_onsite | Text | The yes/no answer to whether the SCR catalyst is washed on site. | 526 | 532
A | 9 | A9-8 |  | SCR_Catalyst_Wash | cbi_SCR_wash_gen_WW | Yes/No | CBI designation checkbox for Q A9-8. | 527 | 533
A | 9 | A9-8 |  | SCR_Catalyst_Wash | SCR_wash_gen_WW | Text | The yes/no answer to if there is process wastewater generated from the SCR catalyst washing process. | 528 | 534
A | 9 | A9-9 |  | SCR_Catalyst_Wash | cbi_SCR_wash_flow | Yes/No | CBI designation checkbox for Q A9-9. | 529 | 535
A | 9 | A9-9 |  | SCR_Catalyst_Wash | SCR_wash_flow_gpy | Number (Double) | The typical volume of SCR catalyst washing wastewater generated (gpy). | 530 | 536
A | 9 | A9-9 |  | SCR_Catalyst_Wash | SCR_wash_flow_every | Number (Double) | The frequency at which the process wastewater is generated (times every). | 531 | 537
A | 9 | A9-9 |  | SCR_Catalyst_Wash | SCR_wash_flow_yr | Number (Double) | The frequency at which the process wastewater is generated (year). | 532 | 538
A | 9 | A9-10 |  | SCR_Catalyst_Wash | cbi_SCR_wash_commingle | Yes/No | CBI designation checkbox for Q A9-10. | 533 | 539
A | 9 | A9-10 |  | SCR_Catalyst_Wash | SCR_wash_commingle | Text | The yes/no answer to if the SCR catalyst washing wastewater commingled with other wastewaters. | 534 | 540
A | 9 | A9-10 |  | SCR_Catalyst_Wash | SCR_wash_commingle_fa | Text | The SCR catalyst washing wastewater is commingled with fly ash transport water. | 535 | 541
A | 9 | A9-10 |  | SCR_Catalyst_Wash | SCR_wash_commingle_ba | Text | The SCR catalyst washing wastewater is commingled with bottom ash transport water. | 536 | 542
A | 9 | A9-10 |  | SCR_Catalyst_Wash | SCR_wash_commingle_FGD | Text | The SCR catalyst washing wastewater is commingled with FGD scrubber purge. | 537 | 543
A | 9 | A9-10 |  | SCR_Catalyst_Wash | SCR_wash_commingle_CTB | Text | The SCR catalyst washing wastewater is commingled with cooling tower blowdown. | 538 | 544
A | 9 | A9-10 |  | SCR_Catalyst_Wash | SCR_wash_commingle_CW | Text | The SCR catalyst washing wastewater is commingled with once-through cooling water. | 539 | 545
A | 9 | A9-10 |  | SCR_Catalyst_Wash | SCR_wash_commingle_mcw | Text | The SCR catalyst washing wastewater is commingled with cleaning wastes from cleaning metal process equipment. | 540 | 546
A | 9 | A9-10 |  | SCR_Catalyst_Wash | SCR_wash_commingle_other | Text | The SCR catalyst washing wastewater is commingled with another type of wastewater. | 541 | 547
A | 9 | A9-10 |  | SCR_Catalyst_Wash | SCR_wash_commingle_other_desc | Text | A description of what the other type of wastewater the SCR catalyst washing wastewater is. | 542 | 548
A | 9 | A9-11 |  | SCR_Catalyst_Wash | cbi_SCR_wash_dest | Yes/No | CBI designation checkbox for Q A9-11. | 543 | 549
A | 9 | A9-11 |  | SCR_Catalyst_Wash | SCR_wash_dest_reuse | Text | The SCR catalyst washing wastewater is immediately recycled back to plant process. | 544 | 550
A | 9 | A9-11 |  | SCR_Catalyst_Wash | SCR_wash_dest_reuse_desc | Text | A description on how the process wastewater is reused. | 545 | 551
A | 9 | A9-11 |  | SCR_Catalyst_Wash | SCR_wash_dest_treat | Text | The SCR catalyst washing wastewater is transferred to on-site treatment system. | 546 | 552
A | 9 | A9-11 |  | SCR_Catalyst_Wash | SCR_wash_dest_treat_pond | Text | The SCR catalyst washing wastewater is transferred to a settling pond. | 547 | 553
A | 9 | A9-11 |  | SCR_Catalyst_Wash | SCR_wash_dest_treat_pH | Text | The SCR catalyst washing wastewater is adjusted for pH. | 548 | 554
A | 9 | A9-11 |  | SCR_Catalyst_Wash | SCR_wash_dest_treat_chemprec | Text | The SCR catalyst washing wastewater is treated by chemical precipitation. | 549 | 555
A | 9 | A9-11 |  | SCR_Catalyst_Wash | SCR_wash_dest_treat_wetlands | Text | The SCR catalyst washing wastewater is transferred to constructed wetlands on-site. | 550 | 556
A | 9 | A9-11 |  | SCR_Catalyst_Wash | SCR_wash_dest_treat_other | Text | The SCR catalyst washing wastewater is treated by some other process. | 551 | 557
A | 9 | A9-11 |  | SCR_Catalyst_Wash | SCR_wash_dest_treat_other_desc | Text | A description of the other type of process that treats the wastewater. | 552 | 558
A | 9 | A9-11 |  | SCR_Catalyst_Wash | SCR_wash_dest_NPDES | Text | The SCR catalyst washing wastewater is discharged to surface water. | 553 | 559
A | 9 | A9-11 |  | SCR_Catalyst_Wash | Outfall_number | Text | The NPDES permitted outfall number for the surface water that the SCR catalyst washing wastewater is discharged to. | 554 | 560
A | 9 | A9-11 |  | SCR_Catalyst_Wash | SCR_wash_dest_POTW | Text | The SCR catalyst washing wastewater is indirectly discharged to a publicly or privately owned treatment works. | 555 | 561
A | 9 | A9-11 |  | SCR_Catalyst_Wash | SCR_wash_dest_other | Text | The SCR catalyst washing wastewater is transferred to another destination. | 556 | 562
A | 9 | A9-11 |  | SCR_Catalyst_Wash | SCR_wash_dest_other_desc | Text | A description of other destination that the SCR catalyst washing wastewater is transferred to. | 557 | 563
A | 10 | Plant_ID | Table A-14 | Mercury_Controls | plant_id | Number (Double) | Plant identification number. | 558 | 564
A | 10 | Plant_ID |  | Mercury_Control_Studies | plant_id | Number (Double) | Plant identification number. | 559 | 585
A | 10 | A10-1 |  | Plant_Systems_Summary | cbi_has_FGMC | Yes/No | CBI designation checkbox for A10-1. | 560 | 193
A | 10 | A10-1 |  | Plant_Systems_Summary | has_FGMC | Text | The yes/no answer to whether the plant operated any flue gas mercury control systems or are currently constructing/installing or planning to construct/install any by 12/31/20. | 561 | 194
A | 10 | A10-1 | Table A-14 | Mercury_Controls | FGMC_ID | Text | Mercury Control System identification number. | 562 | 565
A | 10 | A10-1 | Table A-14 | Mercury_Controls | cbi_FGMC_tbl | Yes/No | CBI designation checkbox for Q A10-1, Table A-14. | 563 | 566
A | 10 | A10-1 | Table A-14 | Mercury_Controls | FGMC_status | Text | Indicates whether the mercury control system was either operating in 2009 or is planned. | 564 | 567
A | 10 | A10-1 | Table A-14 | Mercury_Controls | FGMC_type | Text | Indicates the type of mercury control system. | 565 | 568
A | 10 | A10-1 | Table A-14 | Mercury_Controls | FGMC_seunit1 | Text | SE Unit 1 exhausts to the mercury control system. | 566 | 569
A | 10 | A10-1 | Table A-14 | Mercury_Controls | FGMC_seunit2 | Text | SE Unit 2 exhausts to the mercury control system. | 567 | 570
A | 10 | A10-1 | Table A-14 | Mercury_Controls | FGMC_seunit3 | Text | SE Unit 3 exhausts to the mercury control system. | 568 | 571
A | 10 | A10-1 | Table A-14 | Mercury_Controls | FGMC_seunit4 | Text | SE Unit 4 exhausts to the mercury control system. | 569 | 572
A | 10 | A10-1 | Table A-14 | Mercury_Controls | FGMC_seunit5 | Text | SE Unit 5 exhausts to the mercury control system. | 570 | 573
A | 10 | A10-1 | Table A-14 | Mercury_Controls | FGMC_seunit6 | Text | SE Unit 6 exhausts to the mercury control system. | 571 | 574
A | 10 | A10-1 | Table A-14 | Mercury_Controls | FGMC_seunit7 | Text | SE Unit 7 exhausts to the mercury control system. | 572 | 575
A | 10 | A10-1 | Table A-14 | Mercury_Controls | FGMC_seunit8 | Text | SE Unit 8 exhausts to the mercury control system. | 573 | 576
A | 10 | A10-1 | Table A-14 | Mercury_Controls | FGMC_seunit9 | Text | SE Unit 9 exhausts to the mercury control system. | 574 | 577
A | 10 | A10-1 | Table A-14 | Mercury_Controls | FGMC_seunit10 | Text | SE Unit 10 exhausts to the mercury control system. | 575 | 578
A | 10 | A10-1 | Table A-14 | Mercury_Controls | FGMC_other | Text | Description of other SE Unit(s) that exhaust to the mercury control system. | 576 | 579
A | 10 | A10-1 | Table A-14 | Mercury_Controls | FGMC_install_mo | Text | Month of installation of mercury control system. | 577 | 580
A | 10 | A10-1 | Table A-14 | Mercury_Controls | FGMC_install_yr | Number (Double) | Year of installation of mercury control system. | 578 | 581
A | 10 | A10-1 | Table A-14 | Mercury_Controls | FGMC_loc | Text | Location of mercury control system in relation to initial particulate control system. | 579 | 582
A | 10 | A10-1 | Table A-14 | Mercury_Controls | FGMC_swaste | Text | Description of how mercury control solid waste is handled. | 580 | 583
A | 10 | A10-1 | Table A-14 | Mercury_Controls | FGMC_per_eff | Number (Double) | The design or targeted mercury percent removal efficiency. | 581 | 584
A | 10 | A10-2 |  | Mercury_Control_Studies | cbi_FGMC_process | Yes/No | CBI designation checkbox for Q A10-2. | 582 | 586
A | 10 | A10-2 |  | Mercury_Control_Studies | FGMC_process | Memo | Description of all flue gas mercury control processes that the plant is currently operating, constructing/installing, or planning to construct/install by Dec 31, 2010. | 583 | 587
A | 10 | A10-3 |  | Mercury_Control_Studies | cbi_FGMC_pilot | Yes/No | CBI designation checkbox for Q A10-3. | 584 | 588
A | 10 | A10-3 |  | Mercury_Control_Studies | FGMC_pilot | Text | Yes/no response to whether the plant has ever operated or plans to operate a pilot scale flue gas mercury control system for pilot study evaluation. | 585 | 589
A | 10 | A10-3 |  | Mercury_Control_Studies | FGMC_pilot_tech | Text | The type of technology studied by the pilot scale flue gas mercury control system. | 586 | 590
A | 10 | A10-4 |  | Mercury_Control_Studies | cbi_FGMC_WW | Yes/No | CBI designation checkbox for Q A10-4. | 587 | 591
A | 10 | A10-4 |  | Mercury_Control_Studies | FGMC_WW | Text | Yes/no response to whether the study evaluates process wastewaters generated by the technology or identifies what process wastewater will be generated or affected by the technology. | 588 | 592
A | 10 | A10-5 |  | Mercury_Control_Studies | cbi_FGMC_report | Yes/No | CBI designation checkbox for Q A10-5. | 589 | 593
A | 10 | A10-5 |  | Mercury_Control_Studies | FGMC_report_company | Text | Name of company whose flue gas mercury control system technology was/will be tested. | 590 | 594
A | 10 | A10-5 |  | Mercury_Control_Studies | FGMC_report_start | Text | State date of the flue gas mercury control system pilot study. | 591 | 595
A | 10 | A10-5 |  | Mercury_Control_Studies | FGMC_report_end | Text | End date of the flue gas mercury control system pilot study. | 592 | 596
A | 10 | A10-5 |  | Mercury_Control_Studies | FGMC_report_attach | Text | The plant attached the final technical evaluation report. | 593 | 597
A | 10 | A10-5 |  | Mercury_Control_Studies | FGMC_report_notattach | Text | The plant did not attached the final technical evaluation report. | 594 | 598
A | 10 | A10-5 |  | Mercury_Control_Studies | FGMC_report_notattach_desc | Text | Description why the plant did not attached the final technical evaluation report. | 595 | 599
A | 11 | Plant_ID | Table A-15 | Carbon_Capture | plant_id | Number (Double) | Plant identification number. | 596 | 600
A | 11 | Plant_ID |  | Carbon_Capture_Studies | plant_id | Number (Double) | Plant identification number. | 597 | 620
A | 11 | A11-1 |  | Plant_Systems_Summary | cbi_has_CCS | Yes/No | CBI designation checkbox for A11-1. | 598 | 195
A | 11 | A11-1 |  | Plant_Systems_Summary | has_CCS | Text | The yes/no answer to whether the plant operates any carbon capture systems on fossil-fueled electric generating units or are currently constructing/installing or planning to construct/install any by 12/31/20. | 599 | 196
A | 11 | A11-1 | Table A-15 | Carbon_Capture | CCS_id | Text | Carbon Capture System identification number. | 600 | 601
A | 11 | A11-1 | Table A-15 | Carbon_Capture | cbi_CCS_tbl | Yes/No | CBI designation checkbox for Q A11-1, Table A-15. | 601 | 602
A | 11 | A11-1 | Table A-15 | Carbon_Capture | CCS_status | Text | Indicates whether the carbon capture system was either operating in 2009 or is planned. | 602 | 603
A | 11 | A11-1 | Table A-15 | Carbon_Capture | CCS_type | Text | Indicates the type of carbon capture control system. | 603 | 604
A | 11 | A11-1 | Table A-15 | Carbon_Capture | CCS_seunit1 | Text | SE Unit 1 corresponds to the carbon capture system. | 604 | 605
A | 11 | A11-1 | Table A-15 | Carbon_Capture | CCS_seunit2 | Text | SE Unit 2 corresponds to the carbon capture system. | 605 | 606
A | 11 | A11-1 | Table A-15 | Carbon_Capture | CCS_seunit3 | Text | SE Unit 3 corresponds to the carbon capture system. | 606 | 607
A | 11 | A11-1 | Table A-15 | Carbon_Capture | CCS_seunit4 | Text | SE Unit 4 corresponds to the carbon capture system. | 607 | 608
A | 11 | A11-1 | Table A-15 | Carbon_Capture | CCS_seunit5 | Text | SE Unit 5 corresponds to the carbon capture system. | 608 | 609
A | 11 | A11-1 | Table A-15 | Carbon_Capture | CCS_seunit6 | Text | SE Unit 6 corresponds to the carbon capture system. | 609 | 610
A | 11 | A11-1 | Table A-15 | Carbon_Capture | CCS_seunit7 | Text | SE Unit 7 corresponds to the carbon capture system. | 610 | 611
A | 11 | A11-1 | Table A-15 | Carbon_Capture | CCS_seunit8 | Text | SE Unit 8 corresponds to the carbon capture system. | 611 | 612
A | 11 | A11-1 | Table A-15 | Carbon_Capture | CCS_seunit9 | Text | SE Unit 9 corresponds to the carbon capture system. | 612 | 613
A | 11 | A11-1 | Table A-15 | Carbon_Capture | CCS_seunit10 | Text | SE Unit 10 corresponds to the carbon capture system. | 613 | 614
A | 11 | A11-1 | Table A-15 | Carbon_Capture | CCS_seunit_other | Text | Description of other SE Unit(s) that correspond to the carbon capture system. | 614 | 615
A | 11 | A11-1 | Table A-15 | Carbon_Capture | CCS_install_mo | Text | Month of installation of carbon capture system. | 615 | 616
A | 11 | A11-1 | Table A-15 | Carbon_Capture | CCS_install_yr | Number (Double) | Year of installation of carbon capture system. | 616 | 617
A | 11 | A11-1 | Table A-15 | Carbon_Capture | CCS_scale | Text | Indicates whether the carbon capture system is full scale or pilot scale. | 617 | 618
A | 11 | A11-1 | Table A-15 | Carbon_Capture | CCS_per_FG | Number (Double) | The percent of flue gas treated by the carbon capture system. | 618 | 619
A | 11 | A11-2 |  | Carbon_Capture_Studies | cbi_CCS_process | Yes/No | CBI designation checkbox for Q A11-2. | 619 | 621
A | 11 | A11-2 |  | Carbon_Capture_Studies | CCS_process | Memo | Description of all pilot and full scale carbon capture control processes that the plant is currently operating, constructing/installing, or planning to construct/install by Dec 31, 2010. | 620 | 622
A | 11 | A11-3 |  | Carbon_Capture_Studies | cbi_CCS_study_WW | Yes/No | CBI designation checkbox for Q A11-3. | 621 | 623
A | 11 | A11-3 |  | Carbon_Capture_Studies | CCS_study_WW | Text | Yes/no response to whether the plant has ever operated any full or pilot scale carbon capture control systems that evaluated the process wastewaters generated by the technology. | 622 | 624
A | 11 | A11-4 |  | Carbon_Capture_Studies | cbi_CCS_report | Yes/No | CBI designation checkbox for Q A11-4. | 623 | 625
A | 11 | A11-4 |  | Carbon_Capture_Studies | CCS_report_company | Text | Name of company whose carbon capture control system technology was tested. | 624 | 626
A | 11 | A11-4 |  | Carbon_Capture_Studies | CCS_report_start | Text | State date of the carbon capture control system study. | 625 | 627
A | 11 | A11-4 |  | Carbon_Capture_Studies | CCS_report_end | Text | End date of the carbon capture control system study. | 626 | 628
A | 11 | A11-4 |  | Carbon_Capture_Studies | CCS_report_attach | Text | The plant attached the final technical evaluation report. | 627 | 629
A | 11 | A11-4 |  | Carbon_Capture_Studies | CCS_report_notattach | Text | The plant did not attach the final technical evaluation report. | 628 | 630
A | 11 | A11-4 |  | Carbon_Capture_Studies | CCS_report_notattach_desc | Text | Explanation for why the plant did not attach the final technical evaluation report. | 629 | 631
A | 11 | A11-5 |  | Carbon_Capture_Studies | cbi_CCS_wastewater | Yes/No | CBI designation checkbox for Q A11-5. | 630 | 632
A | 11 | A11-5 |  | Carbon_Capture_Studies | CCS_wastewater_gpm | Number (Double) | The typical flow volume of process wastewater generated from the carbon capture system in gpm. | 631 | 633
A | 11 | A11-5 |  | Carbon_Capture_Studies | CCS_wastewater_hpd | Number (Double) | The typical flow volume of process wastewater generated from the carbon capture system in hpd. | 632 | 634
A | 11 | A11-5 |  | Carbon_Capture_Studies | CCS_wastewater_dpy | Number (Double) | The typical flow volume of process wastewater generated from the carbon capture system in dpy. | 633 | 635
A | 11 | A11-6 |  | Carbon_Capture_Studies | cbi_CCS_characterize_WW | Yes/No | CBI designation checkbox for Q A11-6. | 634 | 636
A | 11 | A11-6 |  | Carbon_Capture_Studies | CCS_characterize_WW | Text | Yes/no response to whether characterization samples of the carbon capture wastewater collected during the study. | 635 | 637
A | 11 | A11-6 |  | Carbon_Capture_Studies | CCS_results_attach | Text | The plant attached the analytical results of the carbon capture wastewater characterization. | 636 | 638
A | 11 | A11-6 |  | Carbon_Capture_Studies | CCS_results_notattach | Text | The plant did not attach the analytical results of the carbon capture wastewater characterization. | 637 | 639
A | 11 | A11-6 |  | Carbon_Capture_Studies | CCS_results_notattach_desc | Text | Explanation for why the plant did not attached the analytical results of the carbon capture wastewater characterization. | 638 | 640
A | 12 | Plant_ID | Table A-16 | Wet_ESP | plant_id | Number (Double) | Plant identification number. | 639 | 641
A | 12 | Plant_ID |  | Wet_ESP_WW | plant_id | Number (Double) | Plant identification number. | 640 | 662
A | 12 | A12-1 |  | Plant_Systems_Summary | cbi_has_WESP | Yes/No | CBI designation checkbox for A12-1. | 641 | 197
A | 12 | A12-1 |  | Plant_Systems_Summary | has_WESP | Text | The yes/no answer to whether the plant operates any wet ESP systems on fossil-fueled electric generating units after 1/1/10 or are currently constructing/installing or planning to construct/install any by 12/31/20. | 642 | 198
A | 12 | A12-1 | Table A-16 | Wet_ESP | WESP_id | Text | Wet Electrostatic Precipitator System identification number. | 643 | 642
A | 12 | A12-1 | Table A-16 | Wet_ESP | cbi_WESP_tbl | Yes/No | CBI designation checkbox for Q A12-1, Table A-16. | 644 | 643
A | 12 | A12-1 | Table A-16 | Wet_ESP | WESP_status | Text | Indicates whether the wet ESP system was either operating in 2009 or is planned. | 645 | 644
A | 12 | A12-1 | Table A-16 | Wet_ESP | WESP_seunit1 | Text | SE Unit 1 corresponds to the wet ESP system. | 646 | 645
A | 12 | A12-1 | Table A-16 | Wet_ESP | WESP_seunit2 | Text | SE Unit 2 corresponds to the wet ESP system. | 647 | 646
A | 12 | A12-1 | Table A-16 | Wet_ESP | WESP_seunit3 | Text | SE Unit 3 corresponds to the wet ESP system. | 648 | 647
A | 12 | A12-1 | Table A-16 | Wet_ESP | WESP_seunit4 | Text | SE Unit 4 corresponds to the wet ESP system. | 649 | 648
A | 12 | A12-1 | Table A-16 | Wet_ESP | WESP_seunit5 | Text | SE Unit 5 corresponds to the wet ESP system. | 650 | 649
A | 12 | A12-1 | Table A-16 | Wet_ESP | WESP_seunit6 | Text | SE Unit 6 corresponds to the wet ESP system. | 651 | 650
A | 12 | A12-1 | Table A-16 | Wet_ESP | WESP_seunit7 | Text | SE Unit 7 corresponds to the wet ESP system. | 652 | 651
A | 12 | A12-1 | Table A-16 | Wet_ESP | WESP_seunit8 | Text | SE Unit 8 corresponds to the wet ESP system. | 653 | 652
A | 12 | A12-1 | Table A-16 | Wet_ESP | WESP_seunit9 | Text | SE Unit 9 corresponds to the wet ESP system. | 654 | 653
A | 12 | A12-1 | Table A-16 | Wet_ESP | WESP_seunit10 | Text | SE Unit 10 corresponds to the wet ESP system. | 655 | 654
A | 12 | A12-1 | Table A-16 | Wet_ESP | WESP_seunit_other | Text | Description of other SE Unit(s) that correspond to the wet ESP system. | 656 | 655
A | 12 | A12-1 | Table A-16 | Wet_ESP | WESP_install_mo | Text | Month the wet ESP system was installed or planned to be installed. | 657 | 656
A | 12 | A12-1 | Table A-16 | Wet_ESP | WESP_install_yr | Number (Double) | Year the wet ESP system was installed or planned to be installed. | 658 | 657
A | 12 | A12-1 | Table A-16 | Wet_ESP | WESP_loc | Text | Location of wet ESP system. | 659 | 658
A | 12 | A12-1 | Table A-16 | Wet_ESP | WESP_loc_other_desc | Text | Description of location of wet ESP system if plant selected other. | 660 | 659
A | 12 | A12-1 | Table A-16 | Wet_ESP | WESP_scale | Text | Indicates whether the wet ESP system is full scale or pilot scale. | 661 | 660
A | 12 | A12-1 | Table A-16 | Wet_ESP | WESP_per_FG | Number (Double) | The percent of flue gas treated by the wet ESP system. | 662 | 661
A | 12 | A12-2 |  | Wet_ESP_WW | cbi_WESP_flow | Yes/No | CBI designation checkbox for Q A12-2. | 663 | 663
A | 12 | A12-2 |  | Wet_ESP_WW | WESP_flow_gpm | Number (Double) | The flow rate of the wastewater generated from the wet ESP system in 2009 (gpm). | 664 | 664
A | 12 | A12-2 |  | Wet_ESP_WW | WESP_flow_hpd | Number (Double) | The flow duration of the wastewater generated from the wet ESP system in 2009 (hpd). | 665 | 665
A | 12 | A12-2 |  | Wet_ESP_WW | WESP_flow_dpy | Number (Double) | The flow frequency of the wastewater generated from the wet ESP system in 2009 (dpy). | 666 | 666
A | 12 | A12-3 |  | Wet_ESP_WW | cbi_WESP_source | Yes/No | CBI designation checkbox for Q A12-3. | 667 | 667
A | 12 | A12-3 |  | Wet_ESP_WW | WESP_source_raw | Text | The source of the water used in the wet ESP system is raw intake water. | 668 | 668
A | 12 | A12-3 |  | Wet_ESP_WW | WESP_source_intake | Text | The source of the water used in the wet ESP system is intake water that has been treated on-site. | 669 | 669
A | 12 | A12-3 |  | Wet_ESP_WW | WESP_source_WW | Text | The source of the water used in the wet ESP system is a process wastewater. | 670 | 670
A | 12 | A12-3 |  | Wet_ESP_WW | WESP_source_WW_desc | Text | Dropdown indicating which process wastewater is the source of the water used in the wet ESP system | 671 | 671
A | 12 | A12-3 |  | Wet_ESP_WW | WESP_source_WW_other_desc | Text | Description of the process wastewater that is the source of the water used in the wet ESP system if the process wastewater is not in the dropdown menu. | 672 | 672
A | 12 | A12-3 |  | Wet_ESP_WW | WESP_source_other | Text | The source of the water used in the wet ESP system is another source not specified in the question. | 673 | 673
A | 12 | A12-3 |  | Wet_ESP_WW | WESP_source_other_desc | Text | Description of the other source of water used in the wet ESP system. | 674 | 674
A | 12 | A12-4 |  | Wet_ESP_WW | cbi_WESP_criteria | Yes/No | CBI designation checkbox for Q A12-4. | 675 | 675
A | 12 | A12-4 |  | Wet_ESP_WW | WESP_criteria_cl | Text | The source of the water used in the wet ESP system requires a limit on chloride concentration. | 676 | 676
A | 12 | A12-4 |  | Wet_ESP_WW | WESP_criteria_cl_ppm | Number (Double) | The maximum chlorides concentration in ppm that is acceptable for use as a water source in the wet ESP system. | 677 | 677
A | 12 | A12-4 |  | Wet_ESP_WW | WESP_criteria_solids | Text | The source of the water used in the wet ESP system requires a limit on percent solids. | 678 | 678
A | 12 | A12-4 |  | Wet_ESP_WW | WESP_criteria_solids_per | Number (Double) | The solids percentage (%) that is acceptable for use as a water source in the wet ESP system. | 679 | 679
A | 12 | A12-4 |  | Wet_ESP_WW | WESP_criteria_other | Text | The source of the water used in the wet ESP system requires other criteria. | 680 | 680
A | 12 | A12-4 |  | Wet_ESP_WW | WESP_criteria_other_desc | Text | The other criteria necessary for a water source to be accepted for use in the wet ESP system. | 681 | 681
A | 12 | A12-5 |  | Wet_ESP_WW | cbi_WESP_dest | Yes/No | CBI designation checkbox for Q A12-5. | 682 | 682
A | 12 | A12-5 |  | Wet_ESP_WW | WESP_dest_recyc | Text | The wet ESP wastewater is immediately recycled back to a plant process. | 683 | 683
A | 12 | A12-5 |  | Wet_ESP_WW | WESP_dest_recyc_desc | Text | Description of the plant process to which the wet ESP wastewater is recycled back to. | 684 | 684
A | 12 | A12-5 |  | Wet_ESP_WW | WESP_dest_ssep | Text | The wet ESP wastewater is transferred to a solids separation process. | 685 | 685
A | 12 | A12-5 |  | Wet_ESP_WW | WESP_dest_ssep_dewtr | Text | The solids separation process to which the wet ESP wastewater is transferred contains a dewatering bin. | 686 | 686
A | 12 | A12-5 |  | Wet_ESP_WW | WESP_dest_ssep_centr | Text | The solids separation process to which the wet ESP wastewater is transferred contains a centrifuge. | 687 | 687
A | 12 | A12-5 |  | Wet_ESP_WW | WESP_dest_ssep_hydro | Text | The solids separation process to which the wet ESP wastewater is transferred contains a hydrocyclone. | 688 | 688
A | 12 | A12-5 |  | Wet_ESP_WW | WESP_dest_ssep_filter | Text | The solids separation process to which the wet ESP wastewater is transferred contains a filter. | 689 | 689
A | 12 | A12-5 |  | Wet_ESP_WW | WESP_dest_ssep_other | Text | The solids separation process to which the wet ESP wastewater is transferred contains another type of equipment | 690 | 690
A | 12 | A12-5 |  | Wet_ESP_WW | WESP_dest_ssep_other_desc | Text | Description of the other type of equipment used in the solids separation process to which the wet ESP wastewater is transferred. | 691 | 691
A | 12 | A12-5 |  | Wet_ESP_WW | WESP_dest_treat | Text | The wet ESP wastewater is transferred to a treatment system reported in Part D. | 692 | 692
A | 12 | A12-5 |  | Wet_ESP_WW | WESP_dest_treat_pond | Text | The wet ESP wastewater is treated with a settling pond. | 693 | 693
A | 12 | A12-5 |  | Wet_ESP_WW | WESP_dest_treat_bioaer | Text | The wet ESP wastewater is treated with an aerobic biological reactor. | 694 | 694
A | 12 | A12-5 |  | Wet_ESP_WW | WESP_dest_treat_bioanaer | Text | The wet ESP wastewater is treated with an anaerobic biological reactor. | 695 | 695
A | 12 | A12-5 |  | Wet_ESP_WW | WESP_dest_treat_chemprec | Text | The wet ESP wastewater is treated with a chemical precipitation system. | 696 | 696
A | 12 | A12-5 |  | Wet_ESP_WW | WESP_dest_treat_wetlands | Text | The wet ESP wastewater is treated with constructed wetlands. | 697 | 697
A | 12 | A12-5 |  | Wet_ESP_WW | WESP_dest_treat_mvc | Text | The wet ESP wastewater is treated with a mechanical vapor compression (brine concentrator). | 698 | 698
A | 12 | A12-5 |  | Wet_ESP_WW | WESP_dest_treat_mvc_spray | Text | The wet ESP wastewater is treated with a mechanical vapor compression (brine concentrator) with spray dryer. | 699 | 699
A | 12 | A12-5 |  | Wet_ESP_WW | WESP_dest_treat_mvc_crys | Text | The wet ESP wastewater is treated with a mechanical vapor compression (brine concentrator) with crystallizer. | 700 | 700
A | 12 | A12-5 |  | Wet_ESP_WW | WESP_dest_treat_other | Text | The wet ESP wastewater is treated with another treatment technology. | 701 | 701
A | 12 | A12-5 |  | Wet_ESP_WW | WESP_dest_treat_other_desc | Text | Description of the other treatment technology that treats the wet ESP wastewater. | 702 | 702
A | 12 | A12-5 |  | Wet_ESP_WW | WESP_dest_NPDES | Text | The wet ESP wastewater is discharged to surface water. | 703 | 703
A | 12 | A12-5 |  | Wet_ESP_WW | Outfall_number | Text | The NPDES permitted outfall number to which the wet ESP wastewater is discharged. | 704 | 704
A | 12 | A12-5 |  | Wet_ESP_WW | WESP_dest_POTW | Text | The wet ESP wastewater is indirectly discharged to a publically or privately owned treatment works. | 705 | 705
A | 12 | A12-5 |  | Wet_ESP_WW | WESP_dest_DWI | Text | The wet ESP wastewater is injected into a deep well. | 706 | 706
A | 12 | A12-5 |  | Wet_ESP_WW | WESP_dest_other | Text | The wet ESP wastewater is transferred to another destination. | 707 | 707
A | 12 | A12-5 |  | Wet_ESP_WW | WESP_dest_other_desc | Text | Description of the other destination to which the wet ESP wastewater is transferred. | 708 | 708
A | 12 | A12-6 |  | Wet_ESP_WW | cbi_WESP_study_WW | Yes/No | CBI designation checkbox for Q A12-6. | 709 | 709
A | 12 | A12-6 |  | Wet_ESP_WW | WESP_study_WW | Text | Yes/no response to whether the plant operated any full or pilot scale wet ESP systems for studies that evaluated the process wastewaters generated by the technology. | 710 | 710
A | 12 | A12-7 |  | Wet_ESP_WW | cbi_WESP_report | Yes/No | CBI designation checkbox for Q A12-7. | 711 | 711
A | 12 | A12-7 |  | Wet_ESP_WW | WESP_report_company | Text | Name of the company whose wet ESP technology was tested. | 712 | 712
A | 12 | A12-7 |  | Wet_ESP_WW | WESP_report_start | Text | Start date of the wet ESP system study. | 713 | 713
A | 12 | A12-7 |  | Wet_ESP_WW | WESP_report_end | Text | End date of the wet ESP system study. | 714 | 714
A | 12 | A12-7 |  | Wet_ESP_WW | wESP_report_attach | Text | The plant attached the final technical evaluation report for the wet ESP system. | 715 | 715
A | 12 | A12-7 |  | Wet_ESP_WW | WESP_report_notattach | Text | The plant did not attach the final technical evaluation report for the wet ESP system. | 716 | 716
A | 12 | A12-7 |  | Wet_ESP_WW | WESP_report_notattach_desc | Text | Explanation for why the plant did not attach the final technical evaluation report for the wet FGD system. | 717 | 717
A | 12 | A12-8 |  | Wet_ESP_WW | cbi_WESP_characterize_WW | Yes/No | CBI designation checkbox for Q A12-8. | 718 | 718
A | 12 | A12-8 |  | Wet_ESP_WW | WESP_characterize_WW | Text | Yes/no response to whether there were characterization samples of wet ESP wastewater collected during the study. | 719 | 719
A | 12 | A12-8 |  | Wet_ESP_WW | WESP_results_attach | Text | The plant attached the analytical results of the wet ESP wastewater characterization. | 720 | 720
A | 12 | A12-8 |  | Wet_ESP_WW | WESP_results_notattach | Text | The plant did not attach the analytical results of the wet ESP wastewater characterization. | 721 | 721
A | 12 | A12-8 |  | Wet_ESP_WW | WESP_results_notattach_desc | Text | Explanation for why the plant did not attach the analytical results of the wet ESP wastewater characterization. | 722 | 722
A | 13 | Plant_ID |  | Coal_Processing | plant_id | Number (Double) | Plant identification number. | 723 | 723
A | 13 | A13-1 |  | Coal_Processing | cbi_coal_process | Yes/No | CBI designation checkbox for Q A13-1. | 724 | 724
A | 13 | A13-1 |  | Coal_Processing | coal_process | Text | Yes/no response to whether the plant stores of processes any coal on-site in 2009. | 725 | 725
A | 13 | A13-2 |  | Coal_Processing | cbi_cpr_flow | Yes/No | CBI designation checkbox for Q A13-2. | 726 | 726
A | 13 | A13-2 |  | Coal_Processing | cpr_flow_gpy | Number (Double) | The amount in gpy of coal pile runoff discharge in 2009. | 727 | 727
A | 13 | A13-2 |  | Coal_Processing | cpr_flow_days | Number (Double) | The number of days of coal pile runoff discharge in 2009. | 728 | 728
A | 13 | A13-3 |  | Coal_Processing | cbi_cpr_pH | Yes/No | CBI designation checkbox for Q A13-3. | 729 | 729
A | 13 | A13-3 |  | Coal_Processing | cpr_pH | Text | Yes/no response to whether coal pile runoff was monitored for pH. | 730 | 730
A | 13 | A13-3 |  | Coal_Processing | cpr_pH_min | Number (Double) | Minimum pH of coal pile runoff in standard units. | 731 | 731
A | 13 | A13-3 |  | Coal_Processing | cpr_pH_max | Number (Double) | Maximum pH of coal pile runoff in standard units. | 732 | 732
A | 13 | A13-3 |  | Coal_Processing | cpr_pH_med | Number (Double) | Median pH of coal pile runoff in standard units. | 733 | 733
A | 13 | A13-4 |  | Coal_Processing | cbi_cpr_pond | Yes/No | CBI designation checkbox for Q A13-4. | 734 | 734
A | 13 | A13-4 |  | Coal_Processing | cpr_pond | Text | Yes/no question to whether coal pile runoff is transferred to a pond/impoundment. | 735 | 735
A | 13 | A13-4 |  | Coal_Processing | cpr_pond_seg | Text | The coal pile runoff is transferred to a segregated pond/impoundment. | 736 | 736
A | 13 | A13-4 |  | Coal_Processing | cpr_pond_seg_pondID | Text | The segregated pond/impoundment unit ID to which the coal pile runoff is transferred. | 737 | 737
A | 13 | A13-4 |  | Coal_Processing | cpr_pond_com | Text | The coal pile runoff is transferred to a commingled pond/impoundment. | 738 | 738
A | 13 | A13-4 |  | Coal_Processing | cpr_pond_com_pondID | Text | The commingled pond/impoundment unit ID to which the coal pile runoff is transferred. | 739 | 739
A | 13 | A13-5 |  | Coal_Processing | cbi_cpr_dest | Yes/No | CBI designation checkbox for Q A13-5. | 740 | 740
A | 13 | A13-5 |  | Coal_Processing | cpr_dest_recyc | Text | The coal pile runoff is immediately recycled back to a plant process. | 741 | 741
A | 13 | A13-5 |  | Coal_Processing | cpr_dest_recyc_ashsluice | Text | The coal pile runoff is immediately reused in fly or bottom ash sluicing. | 742 | 742
A | 13 | A13-5 |  | Coal_Processing | cpr_dest_recyc_fgd | Text | The coal pile runoff is immediately reused in flue gas desulfurization processes. | 743 | 743
A | 13 | A13-5 |  | Coal_Processing | cpr_dest_recyc_other | Text | the coal pile runoff is immediately recycled back to another plant process. | 744 | 744
A | 13 | A13-5 |  | Coal_Processing | cpr_dest_recyc_other_desc | Text | Description of the other plant process the coal pile runoff is immediately recycled back to. | 745 | 745
A | 13 | A13-5 |  | Coal_Processing | cpr_dest_treat | Text | The coal pile runoff is transferred to an on-site treatment system. | 746 | 746
A | 13 | A13-5 |  | Coal_Processing | cpr_dest_treat_pond | Text | The coal pile runoff is treated by a settling pond. | 747 | 747
A | 13 | A13-5 |  | Coal_Processing | cpr_dest_treat_pH | Text | The coal pile runoff is treated by pH adjustment. | 748 | 748
A | 13 | A13-5 |  | Coal_Processing | cpr_dest_treat_chemprec | Text | The coal pile runoff is treated by a chemical precipitation system. | 749 | 749
A | 13 | A13-5 |  | Coal_Processing | cpr_dest_treat_wetlands | Text | The coal pile runoff is treated by constructed wetlands. | 750 | 750
A | 13 | A13-5 |  | Coal_Processing | cpr_dest_treat_other | Text | The coal pile runoff is treated by another treatment system. | 751 | 751
A | 13 | A13-5 |  | Coal_Processing | cpr_dest_treat_other_desc | Text | Description of the other treatment system that treats coal pile runoff. | 752 | 752
A | 13 | A13-5 |  | Coal_Processing | cpr_dest_NPDES | Text | The coal pile runoff is discharged to surface water. | 753 | 753
A | 13 | A13-5 |  | Coal_Processing | cpr_dest_NPDES_outfall | Text | The NPDES permitted outfall number to which the coal pile runoff is discharged to. | 754 | 754
A | 13 | A13-5 |  | Coal_Processing | cpr_dest_POTW | Text | The coal pile runoff is indirectly discharged to a publically or privately owned treatment works. | 755 | 755
A | 13 | A13-5 |  | Coal_Processing | cpr_dest_other | Text | The coal pile runoff is transferred to another destination. | 756 | 756
A | 13 | A13-5 |  | Coal_Processing | cpr_dest_other_desc | Text | Description of the other destination the coal pile runoff is transferred to. | 757 | 757
A | 13 | A13-6 |  | Coal_Processing | cbi_coal_wash | Yes/No | CBI designation checkbox for Q A13-6. | 758 | 758
A | 13 | A13-6 |  | Coal_Processing | coal_wash | Text | Yes/no response to whether the plant washes coal on site. | 759 | 759
A | 13 | A13-6 |  | Coal_Processing | coal_wash_gpm | Number (Double) | The average volume in gpm of coal wash water generated by the plant. | 760 | 760
A | 13 | A13-6 |  | Coal_Processing | coal_wash_hpd | Number (Double) | The average duration in hpd of coal wash water generation. | 761 | 761
A | 13 | A13-6 |  | Coal_Processing | coal_wash_dpy | Number (Double) | The average frequency in dpy of coal wash water generation. | 762 | 762
A | 13 | A13-7 |  | Coal_Processing | cbi_coal_wash_dest | Yes/No | CBI designation checkbox for Q A13-7. | 763 | 763
A | 13 | A13-7 |  | Coal_Processing | coal_wash_dest_recyc | Text | The coal wash water is immediately recycled back to a plant process. | 764 | 764
A | 13 | A13-7 |  | Coal_Processing | coal_wash_dest_recyc_ashsluice | Text | The coal wash water is reused in fly or bottom ash sluicing. | 765 | 765
A | 13 | A13-7 |  | Coal_Processing | coal_wash_dest_recyc_fgd | Text | The coal wash water is reused in flue gas desulfurization processes. | 766 | 766
A | 13 | A13-7 |  | Coal_Processing | coal_wash_dest_recyc_other | Text | The coal wash water is recycled to another plant process. | 767 | 767
A | 13 | A13-7 |  | Coal_Processing | coal_wash_dest_recyc_other_desc | Text | Description of the other plant process to which the coal wash water is recycled. | 768 | 768
A | 13 | A13-7 |  | Coal_Processing | coal_wash_dest_pond | Text | The coal wash water is transferred to a pond/impoundment. | 769 | 769
A | 13 | A13-7 |  | Coal_Processing | coal_wash_dest_pond_IDs | Text | The pond/impoundment IDs that the coal wash water is transferred to. | 770 | 770
A | 13 | A13-7 |  | Coal_Processing | coal_wash_dest_treat | Text | The coal wash water is transferred to an on-site treatment system. | 771 | 771
A | 13 | A13-7 |  | Coal_Processing | coal_wash_dest_treat_pond | Text | The coal wash water is treated with a settling pond. | 772 | 772
A | 13 | A13-7 |  | Coal_Processing | coal_wash_dest_treat_bio_aer | Text | The coal wash water is treated with an aerobic biological reactor. | 773 | 773
A | 13 | A13-7 |  | Coal_Processing | coal_wash_dest_treat_bio_anaer | Text | The coal wash water is treated with an anaerobic biological reactor. | 774 | 774
A | 13 | A13-7 |  | Coal_Processing | coal_wash_dest_treat_chemprec | Text | The coal wash water is treated with a chemical precipitation system. | 775 | 775
A | 13 | A13-7 |  | Coal_Processing | coal_wash_dest_treat_wetlands | Text | The coal wash water is treated with constructed wetlands. | 776 | 776
A | 13 | A13-7 |  | Coal_Processing | coal_wash_dest_treat_other | Text | The coal wash water is treated with another treatment technology. | 777 | 777
A | 13 | A13-7 |  | Coal_Processing | coal_wash_dest_treat_other_desc | Text | Description of the other coal wash water treatment technology. | 778 | 778
A | 13 | A13-7 |  | Coal_Processing | coal_wash_dest_NPDES | Text | The coal wash water is discharged to surface water. | 779 | 779
A | 13 | A13-7 |  | Coal_Processing | coal_wash_dest_NPDES_outfall | Text | The NPDES permitted outfall number to which the coal wash water is discharged. | 780 | 780
A | 13 | A13-7 |  | Coal_Processing | coal_wash_dest_POTW | Text | The coal wash water is indirectly discharged to a publically or privately owned treatment works. | 781 | 781
A | 13 | A13-7 |  | Coal_Processing | coal_wash_dest_other | Text | The coal wash water is transferred to another destination. | 782 | 782
A | 13 | A13-7 |  | Coal_Processing | coal_wash_dest_other_desc | Text | Description of the other destination that the coal wash water is transferred to. | 783 | 783
A | 13 | A13-8 |  | Coal_Processing | cbi_coal_blend | Yes/No | CBI designation checkbox for Q A13-8. | 784 | 784
A | 13 | A13-8 |  | Coal_Processing | coal_blend | Text | Yes/no response to whether the plant blended more than one type of coal together on site during 2009. | 785 | 785
A | 13 | A13-9 |  | Coal_Processing | cbi_cb_wastewater | Yes/No | CBI designation checkbox for Q A13-9. | 786 | 786
A | 13 | A13-9 |  | Coal_Processing | cb_wastewater | Text | Yes/no response to whether the plant generates any process wastewater associated with the blending of the coals in 2009. | 787 | 787
A | 13 | A13-9 |  | Coal_Processing | cb_wastewater_amt | Number (Double) | The volume of process wastewater generated by the blending of coal in 2009. | 788 | 788
A | 13 | A13-9 |  | Coal_Processing | cb_wastewater_unit | Text | The units that the volume of process wastewater generated by the blending of coal in 2009 is in. | 789 | 789
A | 13 | A13-9 |  | Coal_Processing | cb_wastewater_day | Number (Double) | The number of days that process wastewater was generated by the blending of coal in 2009. | 790 | 790
A | 13 | A13-10 |  | Coal_Processing | cbi_coal_pulv | Yes/No | CBI designation checkbox for Q A13-10. | 791 | 791
A | 13 | A13-10 |  | Coal_Processing | coal_pulv | Text | Yes/no response to whether the plant pulverized coal for use in any boiler in 2009. | 792 | 792
A | 13 | A13-11 |  | Coal_Processing | cbi_cp_wastewater | Yes/No | CBI designation checkbox for Q A13-11. | 793 | 793
A | 13 | A13-11 |  | Coal_Processing | cp_wastewater | Text | Yes/no response to whether any water was used in the coal pulverization process, other than that used for sluicing mill rejects. | 794 | 794
A | 13 | A13-11 |  | Coal_Processing | cp_wastewater_amt | Number (Double) | The volume of coal pulverization process wastewater generated in 2009. | 795 | 795
A | 13 | A13-11 |  | Coal_Processing | cp_wastewater_unit | Text | The units the volume of coal pulverization process wastewater generated in 2009 is in. | 796 | 796
A | 13 | A13-11 |  | Coal_Processing | cp_wastewater_day | Number (Double) | The number of days that coal pulverization process wastewater was generated in 2009 | 797 | 797
A | 13 | A13-12 |  | Coal_Processing | cbi_mill_sluice | Yes/No | CBI designation checkbox for Q A13-12. | 798 | 798
A | 13 | A13-12 |  | Coal_Processing | mill_sluice | Text | Yes/no response to whether mill rejects sluiced in 2009. | 799 | 799
A | 13 | A13-12 |  | Coal_Processing | mill_sluice_amt | Number (Double) | The volume of mill rejects sluice water generated in 2009. | 800 | 800
A | 13 | A13-12 |  | Coal_Processing | mill_sluice_unit | Text | The units the volume of mill rejects sluice water generated in 2009 is in. | 801 | 801
A | 13 | A13-12 |  | Coal_Processing | mill_sluice_day | Number (Double) | The number of days mill rejects sluice water was generated in 2009. | 802 | 802
A | 13 | A13-13 |  | Coal_Processing | cbi_mill_sluice_commingle | Yes/No | CBI designation checkbox for Q A13-13. | 803 | 803
A | 13 | A13-13 |  | Coal_Processing | mill_sluice_commingle | Text | Response to whether mill rejects were sluiced separately or were sluiced with fly and/or bottom ash. | 804 | 804
A | 13 | A13-14 |  | Coal_Processing | cbi_mill_pyritic | Yes/No | CBI designation checkbox for Q A13-14. | 805 | 805
A | 13 | A13-14 |  | Coal_Processing | mill_pyritic | Text | Response to whether mill rejects pyritic. | 806 | 806
A | 13 | A13-15 |  | Coal_Processing | cbi_mill_dispose | Yes/No | CBI designation checkbox for Q A13-15. | 807 | 807
A | 13 | A13-15 |  | Coal_Processing | mill_dispose_pond | Text | Mill rejects are stored in/transferred to a pond/impoundment reported in Table A-4. | 808 | 808
A | 13 | A13-15 |  | Coal_Processing | mill_dispose_pond_tpd | Number (Double) | The amount of mill rejects in tons per day that are stored in/transferred to a pond/impoundment. | 809 | 809
A | 13 | A13-15 |  | Coal_Processing | mill_dispose_pond_fa | Text | Mill rejects are combined with fly ash in pond/impoundment. | 810 | 810
A | 13 | A13-15 |  | Coal_Processing | mill_dispose_pond_ba | Text | Mill rejects are combined with bottom ash in pond/impoundment. | 811 | 811
A | 13 | A13-15 |  | Coal_Processing | mill_dispose_pond_no_ash | Text | Mill rejects are not combined with fly or bottom ash in pond/impoundment. | 812 | 812
A | 13 | A13-15 |  | Coal_Processing | mill_dispose_landfill | Text | Mill rejects are stored in/transferred to a landfill reported in Table A-6 | 813 | 813
A | 13 | A13-15 |  | Coal_Processing | mill_dispose_landfill_tpd | Number (Double) | The amount of mill rejects in tons per day that are stored in/transferred to a landfill. | 814 | 814
A | 13 | A13-15 |  | Coal_Processing | mill_dispose_offsite | Text | Mill rejects are hauled off site for disposal. | 815 | 815
A | 13 | A13-15 |  | Coal_Processing | mill_dispose_offsite_tpd | Number (Double) | The amount of mill rejects in tons per day that are hauled off site for disposal. | 816 | 816
A | 13 | A13-15 |  | Coal_Processing | mill_dispose_other | Text | Mill rejects are transferred to another destination. | 817 | 817
A | 13 | A13-15 |  | Coal_Processing | mill_dispose_other_desc | Text | Description of the other destination that mill rejects are transferred to. | 818 | 818
A | 13 | A13-15 |  | Coal_Processing | mill_dispose_other_tpd | Number (Double) | The amount of mill rejects in tons per day that are transferred to this other destination. | 819 | 819
A | 13 | A13-16 |  | Coal_Processing | cbi_igcc_2009 | Yes/No | CBI designation checkbox for Q A13-16. | 820 | 820
A | 13 | A13-16 |  | Coal_Processing | igcc_2009 | Text | Response to whether the plant gasified coal, petroleum coke, or oil to operate an IGCC generating unit during 2009. | 821 | 821
A | 13 | A13-17 |  | Coal_Processing | cbi_igcc_pl | Yes/No | CBI designation checkbox for Q A13-17. | 822 | 822
A | 13 | A13-17 |  | Coal_Processing | igcc_pl | Text | Response to whether the plant is currently operating, currently constructing/installing, or planning to construct/install by December 31, 2015 an IGCC generating unit that was not in operation during 2009 | 823 | 823
A | Comments | Comments |  | PartA_Comments | plant_id | Number (Double) | Plant identification number. | 824 | 824
A | Comments | Comments |  | PartA_Comments | cbi_comment | Yes/No | CBI designation checkbox for Part A comments. | 825 | 825
A | Comments | Comments |  | PartA_Comments | comment_quest_nmbr | Text | Question number reference for Part A comment. | 826 | 826
A | Comments | Comments |  | PartA_Comments | comment | Memo | Comment from plant for Part A. | 827 | 827
B | 1 | Plant_ID |  | FGD_General | plant_id | Number (Double) | Plant identification number. | 828 | 828
B | 1 | Plant_ID | Table B-1 | FGD_Systems | plant_id | Number (Double) | Plant identification number. | 829 | 835
B | 1 | B1-1 |  | FGD_General | cbi_FGD | Yes/No | CBI designation checkbox for QB1-1 | 830 | 829
B | 1 | B1-1 |  | FGD_General | FGD | Text | Designates if the plant operates, is constructing, or planning to construct a FGD system (QB1-1) | 831 | 830
B | 1 | B1-2 | Table B-1 | FGD_Systems | FGD_id | Text | FGD system identification number. | 832 | 836
B | 1 | B1-2 | Table B-1 | FGD_Systems | cbi_FGD_tbl | Yes/No | CBI designation checkbox for Q1-2/ Table B-1 | 833 | 837
B | 1 | B1-2 | Table B-1 | FGD_Systems | FGD_online_date | Text | Date System Initially Brought On Line, or Planned to be Brought On Line (month/year) | 834 | 838
B | 1 | B1-2 | Table B-1 | FGD_Systems | FGD_seunit1 | Text | SE unit 1 from Table A-8 serviced by this FGD system | 835 | 839
B | 1 | B1-2 | Table B-1 | FGD_Systems | FGD_seunit2 | Text | SE unit 2 from Table A-8 serviced by this FGD system | 836 | 840
B | 1 | B1-2 | Table B-1 | FGD_Systems | FGD_seunit3 | Text | SE unit 3 from Table A-8 serviced by this FGD system | 837 | 841
B | 1 | B1-2 | Table B-1 | FGD_Systems | FGD_seunit4 | Text | SE unit 4 from Table A-8 serviced by this FGD system | 838 | 842
B | 1 | B1-2 | Table B-1 | FGD_Systems | FGD_seunit5 | Text | SE unit 5 from Table A-8 serviced by this FGD system | 839 | 843
B | 1 | B1-2 | Table B-1 | FGD_Systems | FGD_seunit6 | Text | SE unit 6 from Table A-8 serviced by this FGD system | 840 | 844
B | 1 | B1-2 | Table B-1 | FGD_Systems | FGD_seunit7 | Text | SE unit 7 from Table A-8 serviced by this FGD system | 841 | 845
B | 1 | B1-2 | Table B-1 | FGD_Systems | FGD_seunit8 | Text | SE unit 8 from Table A-8 serviced by this FGD system | 842 | 846
B | 1 | B1-2 | Table B-1 | FGD_Systems | FGD_seunit9 | Text | SE unit 9 from Table A-8 serviced by this FGD system | 843 | 847
B | 1 | B1-2 | Table B-1 | FGD_Systems | FGD_seunit10 | Text | SE unit 10 from Table A-8 serviced by this FGD system | 844 | 848
B | 1 | B1-2 | Table B-1 | FGD_Systems | FGD_seunitA | Text | SE unit A from Table A-9 serviced by this FGD system | 845 | 849
B | 1 | B1-2 | Table B-1 | FGD_Systems | FGD_seunitB | Text | SE unit B from Table A-9 serviced by this FGD system | 846 | 850
B | 1 | B1-2 | Table B-1 | FGD_Systems | FGD_seunitC | Text | SE unit C from Table A-9 serviced by this FGD system | 847 | 851
B | 1 | B1-2 | Table B-1 | FGD_Systems | FGD_seunitD | Text | SE unit D from Table A-9 serviced by this FGD system | 848 | 852
B | 1 | B1-2 | Table B-1 | FGD_Systems | FGD_slurry | Text | Designates whether the system generate a FGD Slurry Blowdown (or slurry discharge) stream (i.e., is it a wet system) | 849 | 853
B | 1 | B1-2 | Table B-1 | FGD_Systems | FGD_oxidation | Text | Type of Oxidation (Forced, Natural, or Inhibited) | 850 | 854
B | 1 | B1-2 | Table B-1 | FGD_Systems | FGD_type | Text | Type of FGD System | 851 | 855
B | 1 | B1-2 | Table B-1 | FGD_Systems | FGD_type_other | Text | Description of FGD system if state other in FGD_type | 852 | 856
B | 1 | B1-2 | Table B-1 | FGD_Systems | sorbent_1 | Text | Primary type of sorbent | 853 | 857
B | 1 | B1-2 | Table B-1 | FGD_Systems | sorbent_1_other | Text | Description of primary type of sorbent if state other in sorbent_1 | 854 | 858
B | 1 | B1-2 | Table B-1 | FGD_Systems | sorbent_2 | Text | Secondary type of sorbent | 855 | 859
B | 1 | B1-2 | Table B-1 | FGD_Systems | sorbent_2_other | Text | Description of secondary type of sorbent if state other in sorbent_2 | 856 | 860
B | 1 | B1-2 | Table B-1 | FGD_Systems | sorbent_3 | Text | Tertiary type of sorbent | 857 | 861
B | 1 | B1-2 | Table B-1 | FGD_Systems | sorbent_3_other | Text | Description of tertiary type of sorbent if state other in sorbent_3 | 858 | 862
B | 1 | B1-2 | Table B-1 | FGD_Systems | sorbent_4 | Text | Quaternary type of sorbent | 859 | 863
B | 1 | B1-2 | Table B-1 | FGD_Systems | sorbent_4_other | Text | Description of quaternary type of sorbent if state other in sorbent_4 | 860 | 864
B | 1 | B1-2 | Table B-1 | FGD_Systems | FGD_SO2 | Text | Sulfur Dioxide Removal Efficiency (%) | 861 | 865
B | 1 | B4-1 |  | FGD_General | cbi_FGD_wet | Yes/No | CBI designation checkbox for QB4-1 | 862 | 831
B | 1 | B4-1 |  | FGD_General | FGD_wet | Text | Designates if the plant operates a wet FGD system (QB4-1) | 863 | 832
B | 1 | B8-1 |  | FGD_General | cbi_FGD_dry | Yes/No | CBI designation checkbox for QB8-1 | 864 | 833
B | 1 | B8-1 |  | FGD_General | FGD_dry | Text | Designates if the plant operates a dry FGD system (QB8-1) | 865 | 834
B | 2 | Plant_ID | Table B-2 | FGD_Pl_Systems | plant_id | Number (Double) | Plant identification number. | 866 | 866
B | 2 | FGD_ID | Table B-2 | FGD_Pl_Systems | FGD_id | Text | FGD system identification number. | 867 | 867
B | 2 | B2-1 | Table B-2 | FGD_Pl_Systems | cbi_FGD_WWT_tbl | Yes/No | CBI designation checkbox for QB2-1/Table B-2 | 868 | 868
B | 2 | B2-1 | Table B-2 | FGD_Pl_Systems | FGD_slds_handling | Text | Planned solids handling for the FGD slurry blowdown | 869 | 869
B | 2 | B2-1 | Table B-2 | FGD_Pl_Systems | FGD_gen_purge | Text | Designates whether system will generate FGD scrubber purge (or slurry discharge)? | 870 | 870
B | 2 | B2-1 | Table B-2 | FGD_Pl_Systems | FGD_WWTS_old_new | Text | Designates whether the FGD scrubber purge (or slurry discharge) will be treated by new or existing treatment system | 871 | 871
B | 2 | B2-1 | Table B-2 | FGD_Pl_Systems | FGD_WWTS | Text | Type of wastewater treatment system planned to treat FGD scrubber purge (or slurry discharge) | 872 | 872
B | 2 | B2-1 | Table B-2 | FGD_Pl_Systems | FGD_WWT_max | Number (Double) | Design flow rate for FGD treatment system - max gpm | 873 | 873
B | 2 | B2-1 | Table B-2 | FGD_Pl_Systems | FGD_WWT_24avg | Number (Double) | Design flow rate for FGD treatment system - 24 hour daily average gpm | 874 | 874
B | 2 | B2-1 | Table B-2 | FGD_Pl_Systems | FGD_WWT_date_online | Text | Estimated Date the New FGD Treatment System Will be Brought On Line (or Date FGD Scrubber Purge (or Slurry Discharge) Will be Transferred to Existing System) (month/year) | 875 | 875
B | 3 | Plant_ID | Table B-3 | FGD_Additives | plant_id | Number (Double) | Plant identification number. | 876 | 876
B | 3 | B3-1 | Table B-3 | FGD_Additives | cbi_additives_tbl | Yes/No | CBI designation checkbox for Q3-1/ Table B-3 | 877 | 877
B | 3 | B3-1 | Table B-3 | FGD_Additives | additive | Text | Additive used or planned to be used in FGD system | 878 | 878
B | 3 | B3-1 | Table B-3 | FGD_Additives | adtv_used_FGD1 | Text | Additive is Used or is Planned to be Used in FGD System(s) 1 | 879 | 879
B | 3 | B3-1 | Table B-3 | FGD_Additives | adtv_used_FGD2 | Text | Additive is Used or is Planned to be Used in FGD System(s) 2 | 880 | 880
B | 3 | B3-1 | Table B-3 | FGD_Additives | adtv_used_FGD3 | Text | Additive is Used or is Planned to be Used in FGD System(s) 3 | 881 | 881
B | 3 | B3-1 | Table B-3 | FGD_Additives | adtv_used_FGD4 | Text | Additive is Used or is Planned to be Used in FGD System(s) 4 | 882 | 882
B | 3 | B3-1 | Table B-3 | FGD_Additives | adtv_used_FGD5 | Text | Additive is Used or is Planned to be Used in FGD System(s) 5 | 883 | 883
B | 3 | B3-1 | Table B-3 | FGD_Additives | adtv_used_FGD6 | Text | Additive is Used or is Planned to be Used in FGD System(s) 6 | 884 | 884
B | 3 | B3-1 | Table B-3 | FGD_Additives | adtv_used_FGDA | Text | Additive is Used or is Planned to be Used in FGD System(s) A | 885 | 885
B | 3 | B3-1 | Table B-3 | FGD_Additives | adtv_used_FGDB | Text | Additive is Used or is Planned to be Used in FGD System(s) B | 886 | 886
B | 3 | B3-1 | Table B-3 | FGD_Additives | adtv_used_FGDC | Text | Additive is Used or is Planned to be Used in FGD System(s) C | 887 | 887
B | 3 | B3-1 | Table B-3 | FGD_Additives | purpose_SO2_rem | Text | Purpose of additive is to increase sulfur dioxide removal | 888 | 888
B | 3 | B3-1 | Table B-3 | FGD_Additives | purpose_prvt_oxdtn | Text | Purpose of additive is to inhibit oxidation of FGD solids | 889 | 889
B | 3 | B3-1 | Table B-3 | FGD_Additives | purpose_Hg_rem | Text | Purpose of additive is to increase mercury removal | 890 | 890
B | 3 | B3-1 | Table B-3 | FGD_Additives | purpose_scale_inhibit | Text | Purpose of additive is as a scale inhibitor | 891 | 891
B | 3 | B3-1 | Table B-3 | FGD_Additives | purpose_defoam | Text | Purpose of additive is as a defoaming agent | 892 | 892
B | 3 | B3-1 | Table B-3 | FGD_Additives | purpose_other | Text | Other purpose of additive | 893 | 893
B | 3 | B3-1 | Table B-3 | FGD_Additives | purpose_other_desc | Text | Other purpose of additive description | 894 | 894
B | 4 | Plant_ID |  | FGD_Wet_General | plant_id | Number (Double) | Plant identification number. | 895 | 895
B | 4 | FGD_ID |  | FGD_Wet_General | FGD_id | Text | FGD system identification number. | 896 | 896
B | 4 | B4-3 |  | FGD_Wet_General | cbi_WFGD_sys_chlor | Yes/No | CBI designation checkbox for QB4-3 | 897 | 900
B | 4 | B4-3 |  | FGD_Wet_General | WFGD_sys_chlor_max | Number (Double) | FGD system maximum design chlorides concentration ppm (QB4-3) | 898 | 901
B | 4 | B4-3 |  | FGD_Wet_General | WFGD_equip1 | Text | FGD equipment 1 that determines maximum design concentration (QB4-3) | 899 | 902
B | 4 | B4-3 |  | FGD_Wet_General | WFGD_equip1_mat | Text | FGD equipment 1 material that determines maximum design concentration (QB4-3) | 900 | 903
B | 4 | B4-3 |  | FGD_Wet_General | WFGD_equip1_mat_other | Text | FGD equipment 1 other description that determines maximum design concentration (QB4-3) | 901 | 904
B | 4 | B4-3 |  | FGD_Wet_General | WFGD_equip2 | Text | FGD equipment 2 that determines maximum design concentration (QB4-3) | 902 | 905
B | 4 | B4-3 |  | FGD_Wet_General | WFGD_equip2_mat | Text | FGD equipment 2 material that determines maximum design concentration (QB4-3) | 903 | 906
B | 4 | B4-3 |  | FGD_Wet_General | WFGD_equip2_mat_other | Text | FGD equipment 2 other description that determines maximum design concentration (QB4-3) | 904 | 907
B | 4 | B4-3 |  | FGD_Wet_General | WFGD_equip3 | Text | FGD equipment 3 that determines maximum design concentration (QB4-3) | 905 | 908
B | 4 | B4-3 |  | FGD_Wet_General | WFGD_equip3_mat | Text | FGD equipment 3 material that determines maximum design concentration (QB4-3) | 906 | 909
B | 4 | B4-3 |  | FGD_Wet_General | WFGD_equip3_mat_other | Text | FGD equipment 3 other description that determines maximum design concentration (QB4-3) | 907 | 910
B | 4 | B4-3 |  | FGD_Wet_General | WFGD_equip4 | Text | FGD equipment 4 that determines maximum design concentration (QB4-3) | 908 | 911
B | 4 | B4-3 |  | FGD_Wet_General | WFGD_equip4_mat | Text | FGD equipment 4 material that determines maximum design concentration (QB4-3) | 909 | 912
B | 4 | B4-3 |  | FGD_Wet_General | WFGD_equip4_mat_other | Text | FGD equipment 4 other description that determines maximum design concentration (QB4-3) | 910 | 913
B | 4 | B4-4 |  | FGD_Wet_General | cbi_WFGD_bd_params | Yes/No | CBI designation checkbox for QB4-4 | 911 | 914
B | 4 | B4-4 |  | FGD_Wet_General | WFGD_bd_chlor | Text | Chloride used to determine when FGD slurry is blown down (B4-4) | 912 | 915
B | 4 | B4-4 |  | FGD_Wet_General | WFGD_bd_chlor_ppm | Number (Double) | Chloride concentration maintained less than - ppm (B4-4) | 913 | 916
B | 4 | B4-4 |  | FGD_Wet_General | WFGD_bd_solids | Text | Solids used to determine when FGD slurry is blown down (B4-4) | 914 | 917
B | 4 | B4-4 |  | FGD_Wet_General | WFGD_bd_solids_low | Number (Double) | Solids percentage maintained above -% (B4-4) | 915 | 918
B | 4 | B4-4 |  | FGD_Wet_General | WFGD_bd_solids_high | Number (Double) | Solids percentage maintained below -% (B4-4) | 916 | 919
B | 4 | B4-4 |  | FGD_Wet_General | WFGD_bd_other | Text | Other parameters used to determine when FGD slurry is blown down (B4-4) | 917 | 920
B | 4 | B4-4 |  | FGD_Wet_General | WFGD_bd_other_desc | Text | Description of other parameters used to determine when FGD slurry is blown down (B4-4) | 918 | 921
B | 4 | B4-5 |  | FGD_Wet_General | cbi_WFGD_source_H2O_params | Yes/No | CBI designation checkbox for QB4-5 | 919 | 922
B | 4 | B4-5 |  | FGD_Wet_General | WFGD_source_H2O_chlor | Text | Chlorides determine water source that can be used as FGD reagent preparation water or absorber make-up water (B4-5) | 920 | 923
B | 4 | B4-5 |  | FGD_Wet_General | WFGD_source_H2O_chlor_ppm | Number (Double) | Maximum chlorides concentration ppm (B4-5) | 921 | 924
B | 4 | B4-5 |  | FGD_Wet_General | WFGD_source_H2O_solids | Text | Solids determine water source that can be used as FGD reagent preparation water or absorber make-up water (B4-5) | 922 | 925
B | 4 | B4-5 |  | FGD_Wet_General | WFGD_source_H20_%solids | Number (Double) | Maximum solids concentration percent | 923 | 926
B | 4 | B4-5 |  | FGD_Wet_General | WFGD_source_H2O_other | Text | Other parameters determine water source that can be used as FGD reagent preparation water or absorber make-up water | 924 | 927
B | 4 | B4-5 |  | FGD_Wet_General | WFGD_source_H2O_other_desc | Text | Description of other parameters that determine water source that can be used as FGD reagent preparation water or absorber make-up water | 925 | 928
B | 4 | B4-6 |  | FGD_Wet_General | cbi_WFGD_mist_flow | Yes/No | CBI designation checkbox for QB4-6 | 926 | 929
B | 4 | B4-6 |  | FGD_Wet_General | WFGD_mist_flow_gpm | Number (Double) | Mist eliminator wash water for the FGD system typical flow rate 2009 gpm (QB4-6) | 927 | 930
B | 4 | B4-6 |  | FGD_Wet_General | WFGD_mist_flow_hpd | Number (Double) | Mist eliminator wash water for the FGD system typical duration 2009 hpd (QB4-6) | 928 | 931
B | 4 | B4-6 |  | FGD_Wet_General | WFGD_mist_flow_dpy | Number (Double) | Mist eliminator wash water for the FGD system typical frequency 2009 dpy (QB4-6) | 929 | 932
B | 4 | B4-7 |  | FGD_Wet_General | cbi_WFGD_rpw_flow | Yes/No | CBI designation checkbox for QB4-7 | 930 | 933
B | 4 | B4-7 |  | FGD_Wet_General | WFGD_rpw_flow_gpm | Number (Double) | Reagent preparation water for the FGD system typical flow rate 2009 gpm (QB4-7) | 931 | 934
B | 4 | B4-7 |  | FGD_Wet_General | WFGD_rpw_flow_hpd | Number (Double) | Reagent preparation water for the FGD system typical duration 2009 hpd (QB4-7) | 932 | 935
B | 4 | B4-7 |  | FGD_Wet_General | WFGD_rpw_flow_dpy | Number (Double) | Reagent preparation water for the FGD system typical frequency 2009 dpy (QB4-7) | 933 | 936
B | 4 | B4-8 |  | FGD_Wet_General | cbi_WFGD_rgnt_slry_flow | Yes/No | CBI designation checkbox for QB4-8 | 934 | 937
B | 4 | B4-8 |  | FGD_Wet_General | WFGD_rgnt_slry_flow_gpm | Number (Double) | Reagent slurry for the FGD system typical flow rate 2009 gpm (QB4-8) | 935 | 938
B | 4 | B4-8 |  | FGD_Wet_General | WFGD_rgnt_slry_flow_hpd | Number (Double) | Reagent slurry for the FGD system typical duration 2009 hpd (QB4-8) | 936 | 939
B | 4 | B4-8 |  | FGD_Wet_General | WFGD_rgnt_slry_flow_dpy | Number (Double) | Reagent slurry for the FGD system typical frequency 2009 dpy (QB4-8) | 937 | 940
B | 4 | B4-9 |  | FGD_Wet_General | cbi_WFGD_abs_mkup_flow | Yes/No | CBI designation checkbox for QB4-9 | 938 | 941
B | 4 | B4-9 |  | FGD_Wet_General | WFGD_abs_mkup_flow_gpm | Number (Double) | Absorber make-up water for the FGD system typical flow rate 2009 gpm (QB4-9) | 939 | 942
B | 4 | B4-9 |  | FGD_Wet_General | WFGD_abs_mkup_flow_hpd | Number (Double) | Absorber make-up water for the FGD system typical duration 2009 hpd (QB4-9) | 940 | 943
B | 4 | B4-9 |  | FGD_Wet_General | WFGD_abs_mkup_flow_dpy | Number (Double) | Absorber make-up water for the FGD system typical frequency 2009 dpy (QB4-9) | 941 | 944
B | 4 | B4-10 |  | FGD_Wet_General | cbi_WFGD_source_mist | Yes/No | CBI designation checkbox for QB4-10 | 942 | 945
B | 4 | B4-10 |  | FGD_Wet_General | WFGD_source_mist_raw | Text | Raw intake water used as source for the mist eliminator wash water (B4-10) | 943 | 946
B | 4 | B4-10 |  | FGD_Wet_General | WFGD_source_mist_treat | Text | Treated intake water used as source for the mist eliminator wash water (B4-10) | 944 | 947
B | 4 | B4-10 |  | FGD_Wet_General | WFGD_source_mist_procWW | Text | Process wastewater used as source for the mist eliminator wash water (B4-10) | 945 | 948
B | 4 | B4-10 |  | FGD_Wet_General | WFGD_source_mist_procWW_desc | Text | Description of process wastewater used as source for the mist eliminator wash water (B4-10) | 946 | 949
B | 4 | B4-10 |  | FGD_Wet_General | WFGD_source_mist_procWW_other | Text | Description of other process wastewater used as source for the mist eliminator wash water (B4-10) | 947 | 950
B | 4 | B4-10 |  | FGD_Wet_General | WFGD_source_mist_other | Text | Other source used for the mist eliminator wash water (B4-10) | 948 | 951
B | 4 | B4-10 |  | FGD_Wet_General | WFGD_source_mist_other_desc | Text | Description of other source used for the mist eliminator wash water (B4-10) | 949 | 952
B | 4 | B4-11 |  | FGD_Wet_General | cbi_WFGD_source_rpw | Yes/No | CBI designation checkbox for QB4-11 | 950 | 953
B | 4 | B4-11 |  | FGD_Wet_General | WFGD_source_rpw_raw | Text | Raw intake water used as source for the reagent preparation water (B4-11) | 951 | 954
B | 4 | B4-11 |  | FGD_Wet_General | WFGD_source_rpw_treat | Text | Treated intake water used as source for the reagent preparation water (B4-11) | 952 | 955
B | 4 | B4-11 |  | FGD_Wet_General | WFGD_source_rpw_procWW | Text | Process wastewater used as source for the reagent preparation water (B4-11) | 953 | 956
B | 4 | B4-11 |  | FGD_Wet_General | WFGD_source_rpw_procWW_desc | Text | Description of process wastewater used as source for the reagent preparation water (B4-11) | 954 | 957
B | 4 | B4-11 |  | FGD_Wet_General | WFGD_source_rpw_procWW_other | Text | Description of other process wastewater used as source for the reagent preparation water (B4-11) | 955 | 958
B | 4 | B4-11 |  | FGD_Wet_General | WFGD_source_rpw_other | Text | Other source used for the reagent preparation water (B4-11) | 956 | 959
B | 4 | B4-11 |  | FGD_Wet_General | WFGD_source_rpw_other_desc | Text | Description of other source used for the reagent preparation water (B4-11) | 957 | 960
B | 4 | B4-12 |  | FGD_Wet_General | cbi_WFGD_source_abs_mkup | Yes/No | CBI designation checkbox for QB4-12 | 958 | 961
B | 4 | B4-12 |  | FGD_Wet_General | WFGD_source_abs_mkup_raw | Text | Raw intake water used as source for the absorber make-up water (B4-12) | 959 | 962
B | 4 | B4-12 |  | FGD_Wet_General | WFGD_source_abs_mkup_treat | Text | Treated intake water used as source for the absorber make-up water(B4-12) | 960 | 963
B | 4 | B4-12 |  | FGD_Wet_General | WFGD_source_abs_mkup_procWW | Text | Process wastewater used as source for the absorber make-up water (B4-12) | 961 | 964
B | 4 | B4-12 |  | FGD_Wet_General | WFGD_source_abs_mkup_procWW_desc | Text | Description of process wastewater used as source for the absorber make-up water (B4-12) | 962 | 965
B | 4 | B4-12 |  | FGD_Wet_General | WFGD_source_abs_mkup_procWW_other | Text | Description of other process wastewater used as source for the absorber make-up water (B4-12) | 963 | 966
B | 4 | B4-12 |  | FGD_Wet_General | WFGD_source_abs_mkup_other | Text | Other source used for the absorber make-up water (B4-12) | 964 | 967
B | 4 | B4-12 |  | FGD_Wet_General | WFGD_source_abs_mkup_other_desc | Text | Description of other source used for the absorber make-up water (B4-12) | 965 | 968
B | 4 | B4-13 |  | FGD_Wet_General | cbi_WFGD_gen_solids | Yes/No | CBI designation checkbox for QB4-13 | 966 | 969
B | 4 | B4-13 |  | FGD_Wet_General | WFGD_solids_gypsum | Text | Generate calcium sulfate (gypsum) (B4-13) | 967 | 970
B | 4 | B4-13 |  | FGD_Wet_General | WFGD_solids_gypsum_per | Number (Double) | Percentage of gypsum generated (B4-13) | 968 | 971
B | 4 | B4-13 |  | FGD_Wet_General | WFGD_solids_CaSO3 | Text | Generate calcium sulfite (B4-13) | 969 | 972
B | 4 | B4-13 |  | FGD_Wet_General | WFGD_solids_CaSO3_per | Number (Double) | Percentage of calcium sulfite generated (B4-13) | 970 | 973
B | 4 | B4-13 |  | FGD_Wet_General | WFGD_solids_other1 | Text | Generate other solids (B4-13) | 971 | 974
B | 4 | B4-13 |  | FGD_Wet_General | WFGD_solids_other1_desc | Text | Description of other1 solids (B4-13) | 972 | 975
B | 4 | B4-13 |  | FGD_Wet_General | WFGD_solids_other1_per | Number (Double) | Percentage of other 1 solids generated (B4-13) | 973 | 976
B | 4 | B4-13 |  | FGD_Wet_General | WFGD_solids_other2 | Text | Generate other solids (B4-13) | 974 | 977
B | 4 | B4-13 |  | FGD_Wet_General | WFGD_solids_other2_desc | Text | Description of other2 solids (B4-13) | 975 | 978
B | 4 | B4-13 |  | FGD_Wet_General | WFGD_solids_other2_per | Number (Double) | Percentage of other 2 solids generated (B4-13) | 976 | 979
B | 4 | B4-14 |  | FGD_Wet_General | cbi_WFGD_solids_comb | Yes/No | CBI designation checkbox for QB4-14 | 977 | 980
B | 4 | B4-14 |  | FGD_Wet_General | WFGD_solids_comb | Text | Designates if FGD solids combined with fly ash, bottom ash, or other material (QB4-14) | 978 | 981
B | 4 | B4-15 |  | FGD_Wet_General | cbi_WFGD_gen_pozz | Yes/No | CBI designation checkbox for QB4-15 | 979 | 982
B | 4 | B4-15 |  | FGD_Wet_General | WFGD_gen_pozz | Text | Designates if cementitious/pozzolanic material produced with the FGD solids at the plant (QB4-15) | 980 | 983
B | 4 | B4-16 |  | FGD_Wet_General | cbi_WFGD_solids_sep | Yes/No | CBI designation checkbox for QB4-16 | 981 | 984
B | 4 | B4-16 |  | FGD_Wet_General | WFGD_sep_hdrclne | Text | Hydroclones used in solids separation of FGD slurry blowdown (QB4-16) | 982 | 985
B | 4 | B4-16 |  | FGD_Wet_General | WFGD_sep_cntrfge | Text | Centrifuge used in solids separation of FGD slurry blowdown (QB4-16) | 983 | 986
B | 4 | B4-16 |  | FGD_Wet_General | WFGD_sep_Thknr | Text | Thickener used in solids separation of FGD slurry blowdown (QB4-16) | 984 | 987
B | 4 | B4-16 |  | FGD_Wet_General | WFGD_sep_other | Text | Other method used in solids separation of FGD slurry blowdown (QB4-16) | 985 | 988
B | 4 | B4-16 |  | FGD_Wet_General | WFGD_sep_other_desc | Text | Description of other method used in solids separation of FGD slurry blowdown (QB4-16) | 986 | 989
B | 4 | B4-16 |  | FGD_Wet_General | WFGD_sep_bd_pond | Text | Blowdown sent directly to a pond system (QB4-16) | 987 | 990
B | 4 | B4-16 |  | FGD_Wet_General | WFGD_sep_bd_WWTS | Text | Blowdown sent directly to a wastewater treatment system (QB4-16) | 988 | 991
B | 4 | B4-17 |  | FGD_Wet_General | cbi_WFGD_solids_dwr | Yes/No | CBI designation checkbox for QB4-17 | 989 | 992
B | 4 | B4-17 |  | FGD_Wet_General | WFGD_solids_dwr_drmfltr | Text | Vacuum drum filter used in solids dewatering of the FGD solids (B4-17) | 990 | 993
B | 4 | B4-17 |  | FGD_Wet_General | WFGD_solids_dwr_bltfltr | Text | Vacuum belt filter used in solids dewatering of the FGD solids (B4-17) | 991 | 994
B | 4 | B4-17 |  | FGD_Wet_General | WFGD_solids_dwr_gyp_stk | Text | Gypsum stacking use in solids dewatering of the FGD solids (B4-17) | 992 | 995
B | 4 | B4-17 |  | FGD_Wet_General | WFGD_solids_dwr_other | Text | Other method used in solids dewatering (B4-17) | 993 | 996
B | 4 | B4-17 |  | FGD_Wet_General | WFGD_solids_dwr_other_desc | Text | Description of other method used in solids dewatering (B4-17) | 994 | 997
B | 4 | B4-18 |  | FGD_Wet_General | cbi_WFGD_solids_chlor | Yes/No | CBI designation checkbox for QB4-18 | 995 | 998
B | 4 | B4-18 |  | FGD_Wet_General | WFGD_solids_chlor_typ | Number (Double) | Typical concentration of chlorides of the FGD solids produced (ppm) | 996 | 999
B | 4 | B4-18 |  | FGD_Wet_General | WFGD_solids_chlor_min | Number (Double) | Minimum concentration of chlorides of the FGD solids produced (ppm) | 997 | 1000
B | 4 | B4-18 |  | FGD_Wet_General | WFGD_solids_chlor_max | Number (Double) | Maximum concentration of chlorides of the FGD solids produced (ppm) | 998 | 1001
B | 4 | B4-19 |  | FGD_Wet_General | cbi_WFGD_solids_mkt_params | Yes/No | CBI designation checkbox for QB4-19 | 999 | 1002
B | 4 | B4-19 |  | FGD_Wet_General | WFGD_solids_mkt_chlor | Text | Chlorides affects the ability of FGD solids that can be marketed, sold, or given away | 1000 | 1003
B | 4 | B4-19 |  | FGD_Wet_General | WFGD_solids_mkt_chlor_ppm | Number (Double) | Chloride content (ppm) of FGD solids that can be marketed, sold, or given away | 1001 | 1004
B | 4 | B4-19 |  | FGD_Wet_General | WFGD_solids_mkt_H2O | Text | Moisture content affects the ability of FGD solids that can be marketed, sold, or given away | 1002 | 1005
B | 4 | B4-19 |  | FGD_Wet_General | WFGD_solids_mkt_H2O_per | Number (Double) | Moisture content (%) of FGD solids that can be marketed, sold, or given away | 1003 | 1006
B | 4 | B4-19 |  | FGD_Wet_General | WFGD_solids_mkt_other | Text | Other parameter affecting the marketability of the FGD solids | 1004 | 1007
B | 4 | B4-19 |  | FGD_Wet_General | WFGD_solids_mkt_other_desc | Text | Description of other FGD solids marketability parameter | 1005 | 1008
B | 4 | B4-19 |  | FGD_Wet_General | WFGD_solids_mkt_other_ppm | Number (Double) | Other parameter (ppm) | 1006 | 1009
B | 4 | B4-19 |  | FGD_Wet_General | WFGD_solids_mkt_none | Text | None - Industries to which the FGD solids are marketed has not specified standards | 1007 | 1010
B | 4 | B4-19 |  | FGD_Wet_General | WFGD_solids_mkt_NA | Text | N/A FGD solids are not marketed | 1008 | 1011
B | 4 | B4-2 |  | FGD_Wet_General | cbi_WFGD_chlor_abs | Yes/No | CBI designation checkbox for QB4-2 | 1009 | 897
B | 4 | B4-2 |  | FGD_Wet_General | WFGD_chlor_abs_min | Number (Double) | Minimum operating concentration of chlorides within the FGD scrubber absorber (QB4-2) | 1010 | 898
B | 4 | B4-2 |  | FGD_Wet_General | WFGD_chlor_abs_max | Number (Double) | Maximum operating concentration of chlorides within the FGD scrubber absorber (QB4-2) | 1011 | 899
B | 4 Tables | Plant_ID | Table B-4 | FGD_Wet_Solids_Dest | plant_id | Number (Double) | Plant identification number | 1012 | 1012
B | 4 Tables | Plant_ID | Table B-5 | FGD_Wet_Solids_Mkt_Sold | plant_id | Number (Long Integer) | Plant identification number | 1013 | 1047
B | 4 Tables | Plant_ID | Table B-6 | FGD_Wet_Solids_Cost | plant_id | Number (Double) | Plant identification number | 1014 | 1094
B | 4 Tables | FGD_ID | Table B-4 | FGD_Wet_Solids_Dest | FGD_id | Text | FGD system identification number. | 1015 | 1013
B | 4 Tables | FGD_ID | Table B-5 | FGD_Wet_Solids_Mkt_Sold | FGD_id | Text | FGD system identification number. | 1016 | 1048
B | 4 Tables | FGD_ID | Table B-6 | FGD_Wet_Solids_Cost | FGD_id | Text | FGD system identification number. | 1017 | 1095
B | 4 Tables | B4-20 | Table B-4 | FGD_Wet_Solids_Dest | cbi_WFGD_solids_dest_tbl | Yes/No | CBI designation checkbox for QB4-20 | 1018 | 1014
B | 4 Tables | B4-20 | Table B-4 | FGD_Wet_Solids_Dest | WFGD_solids_landfill_perm_2005 | Number (Double) | Amount of wet FGD solids permanently stored in a Table A-6 landfill in 2005 | 1019 | 1015
B | 4 Tables | B4-20 | Table B-4 | FGD_Wet_Solids_Dest | WFGD_solids_landfill_perm_2007 | Number (Double) | Amount of wet FGD solids permanently stored in a Table A-6 landfill in 2007 | 1020 | 1016
B | 4 Tables | B4-20 | Table B-4 | FGD_Wet_Solids_Dest | WFGD_solids_landfill_perm_2009 | Number (Double) | Amount of wet FGD solids permanently stored in a Table A-6 landfill in 2009 | 1021 | 1017
B | 4 Tables | B4-20 | Table B-4 | FGD_Wet_Solids_Dest | WFGD_solids_landfill_temp_2005 | Number (Double) | Amount of wet FGD solids temporarily stored in a Table A-6 landfill in 2005 | 1022 | 1018
B | 4 Tables | B4-20 | Table B-4 | FGD_Wet_Solids_Dest | WFGD_solids_landfill_temp_2007 | Number (Double) | Amount of wet FGD solids temporarily stored in a Table A-6 landfill in 2007 | 1023 | 1019
B | 4 Tables | B4-20 | Table B-4 | FGD_Wet_Solids_Dest | WFGD_solids_landfill_temp_2009 | Number (Double) | Amount of wet FGD solids temporarily stored in a Table A-6 landfill in 2009 | 1024 | 1020
B | 4 Tables | B4-20 | Table B-4 | FGD_Wet_Solids_Dest | WFGD_solids_pond_perm_2005 | Number (Double) | Amount of wet FGD solids permanently stored in Table A-4 pond in 2005 | 1025 | 1021
B | 4 Tables | B4-20 | Table B-4 | FGD_Wet_Solids_Dest | WFGD_solids_pond_perm_2007 | Number (Double) | Amount of wet FGD solids permanently stored in Table A-4 pond in 2007 | 1026 | 1022
B | 4 Tables | B4-20 | Table B-4 | FGD_Wet_Solids_Dest | WFGD_solids_pond_perm_2009 | Number (Double) | Amount of wet FGD solids permanently stored in Table A-4 pond in 2009 | 1027 | 1023
B | 4 Tables | B4-20 | Table B-4 | FGD_Wet_Solids_Dest | WFGD_solids_pond_temp_2005 | Number (Double) | Amount of wet FGD solids temporarily stored in Table A-4 pond in 2005 | 1028 | 1024
B | 4 Tables | B4-20 | Table B-4 | FGD_Wet_Solids_Dest | WFGD_solids_pond_temp_2007 | Number (Double) | Amount of wet FGD solids temporarily stored in Table A-4 pond in 2007 | 1029 | 1025
B | 4 Tables | B4-20 | Table B-4 | FGD_Wet_Solids_Dest | WFGD_solids_pond_temp_2009 | Number (Double) | Amount of wet FGD solids temporarily stored in Table A-4 pond in 2009 | 1030 | 1026
B | 4 Tables | B4-20 | Table B-4 | FGD_Wet_Solids_Dest | WFGD_solids_landfill_offsite_2005 | Number (Double) | Amount of wet FGD solids disposed of in a landfill not reported in Table A-6 in 2005 | 1031 | 1027
B | 4 Tables | B4-20 | Table B-4 | FGD_Wet_Solids_Dest | WFGD_solids_landfill_offsite_2007 | Number (Double) | Amount of wet FGD solids disposed of in a landfill not reported in Table A-6 in 2007 | 1032 | 1028
B | 4 Tables | B4-20 | Table B-4 | FGD_Wet_Solids_Dest | WFGD_solids_landfill_offsite_2009 | Number (Double) | Amount of wet FGD solids disposed of in a landfill not reported in Table A-6 in 2009 | 1033 | 1029
B | 4 Tables | B4-20 | Table B-4 | FGD_Wet_Solids_Dest | WFGD_solids_pond_offsite_2005 | Number (Double) | Amount of wet FGD solids disposed of in a pond not reported in Table A-4 in 2005 | 1034 | 1030
B | 4 Tables | B4-20 | Table B-4 | FGD_Wet_Solids_Dest | WFGD_solids_pond_offsite_2007 | Number (Double) | Amount of wet FGD solids disposed of in a pond not reported in Table A-4 in 2007 | 1035 | 1031
B | 4 Tables | B4-20 | Table B-4 | FGD_Wet_Solids_Dest | WFGD_solids_pond_offsite_2009 | Number (Double) | Amount of wet FGD solids disposed of in a pond not reported in Table A-4 in 2009 | 1036 | 1032
B | 4 Tables | B4-20 | Table B-4 | FGD_Wet_Solids_Dest | WFGD_solids_sold_2005 | Number (Double) | Amount of wet FGD solids marketed and sold in 2005 | 1037 | 1033
B | 4 Tables | B4-20 | Table B-4 | FGD_Wet_Solids_Dest | WFGD_solids_sold_2007 | Number (Double) | Amount of wet FGD solids marketed and sold in 2007 | 1038 | 1034
B | 4 Tables | B4-20 | Table B-4 | FGD_Wet_Solids_Dest | WFGD_solids_sold_2009 | Number (Double) | Amount of wet FGD solids marketed and sold in 2009 | 1039 | 1035
B | 4 Tables | B4-20 | Table B-4 | FGD_Wet_Solids_Dest | WFGD_solids_gv_awy_2005 | Number (Double) | Amount of wet FGD solids given away in 2005 | 1040 | 1036
B | 4 Tables | B4-20 | Table B-4 | FGD_Wet_Solids_Dest | WFGD_solids_gv_awy_2007 | Number (Double) | Amount of wet FGD solids given away in 2007 | 1041 | 1037
B | 4 Tables | B4-20 | Table B-4 | FGD_Wet_Solids_Dest | WFGD_solids_gv_awy_2009 | Number (Double) | Amount of wet FGD solids given away in 2009 | 1042 | 1038
B | 4 Tables | B4-20 | Table B-4 | FGD_Wet_Solids_Dest | WFGD_solids_dest_other1_desc | Text | Description of other ultimate destination of wet FGD solids (1) | 1043 | 1039
B | 4 Tables | B4-20 | Table B-4 | FGD_Wet_Solids_Dest | WFGD_solids_dest_other1_2005 | Number (Double) | Amount of wet FGD solids 2005 - Other destination (1) | 1044 | 1040
B | 4 Tables | B4-20 | Table B-4 | FGD_Wet_Solids_Dest | WFGD_solids_dest_other1_2007 | Number (Double) | Amount of wet FGD solids 2007 - Other destination (1) | 1045 | 1041
B | 4 Tables | B4-20 | Table B-4 | FGD_Wet_Solids_Dest | WFGD_solids_dest_other1_2009 | Number (Double) | Amount of wet FGD solids 2009 - Other destination (1) | 1046 | 1042
B | 4 Tables | B4-20 | Table B-4 | FGD_Wet_Solids_Dest | WFGD_solids_dest_other2_desc | Text | Description of other ultimate destination of wet FGD solids (2) | 1047 | 1043
B | 4 Tables | B4-20 | Table B-4 | FGD_Wet_Solids_Dest | WFGD_solids_dest_other2_2005 | Number (Double) | Amount of wet FGD solids 2005 - Other destination (2) | 1048 | 1044
B | 4 Tables | B4-20 | Table B-4 | FGD_Wet_Solids_Dest | WFGD_solids_dest_other2_2007 | Number (Double) | Amount of wet FGD solids 2007 - Other destination (2) | 1049 | 1045
B | 4 Tables | B4-20 | Table B-4 | FGD_Wet_Solids_Dest | WFGD_solids_dest_other2_2009 | Number (Double) | Amount of wet FGD solids 2009 - Other destination (2) | 1050 | 1046
B | 4 Tables | B4-21 | Table B-5 | FGD_Wet_Solids_Mkt_Sold | cbi_WFGD_solids_dest_mkt_tbl | Yes/No | CBI designation checkbox for Q4-21 | 1051 | 1049
B | 4 Tables | B4-21 | Table B-5 | FGD_Wet_Solids_Mkt_Sold | WFGD_mkt_dest1_desc | Text | Destination (1) of wet FGD solids marketed | 1052 | 1050
B | 4 Tables | B4-21 | Table B-5 | FGD_Wet_Solids_Mkt_Sold | WFGD_mkt_dest1_ton_2005 | Number (Double) | Tons of wet FGD solids sold to destination (1) in 2005 | 1053 | 1051
B | 4 Tables | B4-21 | Table B-5 | FGD_Wet_Solids_Mkt_Sold | WFGD_mkt_dest1_rev_2005 | Number (Double) | Revenue from wet FGD solids sold to destination (1) in 2005 | 1054 | 1052
B | 4 Tables | B4-21 | Table B-5 | FGD_Wet_Solids_Mkt_Sold | WFGD_mkt_dest1_ton_2007 | Number (Double) | Tons of wet FGD solids sold to destination (1) in 2007 | 1055 | 1053
B | 4 Tables | B4-21 | Table B-5 | FGD_Wet_Solids_Mkt_Sold | WFGD_mkt_dest1_rev_2007 | Number (Double) | Revenue from wet FGD solids sold to destination (1) in 2007 | 1056 | 1054
B | 4 Tables | B4-21 | Table B-5 | FGD_Wet_Solids_Mkt_Sold | WFGD_mkt_dest1_ton_2009 | Number (Double) | Tons of wet FGD solids sold to destination (1) in 2009 | 1057 | 1055
B | 4 Tables | B4-21 | Table B-5 | FGD_Wet_Solids_Mkt_Sold | WFGD_mkt_dest1_rev_2009 | Number (Double) | Revenue from wet FGD solids sold to destination (1) in 2009 | 1058 | 1056
B | 4 Tables | B4-21 | Table B-5 | FGD_Wet_Solids_Mkt_Sold | WFGD_mkt_dest2_desc | Text | Destination (2) of wet FGD solids marketed | 1059 | 1057
B | 4 Tables | B4-21 | Table B-5 | FGD_Wet_Solids_Mkt_Sold | WFGD_mkt_dest2_ton_2005 | Number (Double) | Tons of wet FGD solids sold to destination (2) in 2005 | 1060 | 1058
B | 4 Tables | B4-21 | Table B-5 | FGD_Wet_Solids_Mkt_Sold | WFGD_mkt_dest2_rev_2005 | Number (Double) | Revenue from wet FGD solids sold to destination (2) in 2005 | 1061 | 1059
B | 4 Tables | B4-21 | Table B-5 | FGD_Wet_Solids_Mkt_Sold | WFGD_mkt_dest2_ton_2007 | Number (Double) | Tons of wet FGD solids sold to destination (2) in 2007 | 1062 | 1060
B | 4 Tables | B4-21 | Table B-5 | FGD_Wet_Solids_Mkt_Sold | WFGD_mkt_dest2_rev_2007 | Number (Double) | Revenue from wet FGD solids sold to destination (2) in 2007 | 1063 | 1061
B | 4 Tables | B4-21 | Table B-5 | FGD_Wet_Solids_Mkt_Sold | WFGD_mkt_dest2_ton_2009 | Number (Double) | Tons of wet FGD solids sold to destination (2) in 2009 | 1064 | 1062
B | 4 Tables | B4-21 | Table B-5 | FGD_Wet_Solids_Mkt_Sold | WFGD_mkt_dest2_rev_2009 | Number (Double) | Revenue from wet FGD solids sold to destination (2) in 2009 | 1065 | 1063
B | 4 Tables | B4-21 | Table B-5 | FGD_Wet_Solids_Mkt_Sold | WFGD_mkt_dest3_desc | Text | Destination (3) of wet FGD solids marketed | 1066 | 1064
B | 4 Tables | B4-21 | Table B-5 | FGD_Wet_Solids_Mkt_Sold | WFGD_mkt_dest3_ton_2005 | Number (Double) | Tons of wet FGD solids sold to destination (3) in 2005 | 1067 | 1065
B | 4 Tables | B4-21 | Table B-5 | FGD_Wet_Solids_Mkt_Sold | WFGD_mkt_dest3_rev_2005 | Number (Double) | Revenue from wet FGD solids sold to destination (3) in 2005 | 1068 | 1066
B | 4 Tables | B4-21 | Table B-5 | FGD_Wet_Solids_Mkt_Sold | WFGD_mkt_dest3_ton_2007 | Number (Double) | Tons of wet FGD solids sold to destination (3) in 2007 | 1069 | 1067
B | 4 Tables | B4-21 | Table B-5 | FGD_Wet_Solids_Mkt_Sold | WFGD_mkt_dest3_rev_2007 | Number (Double) | Revenue from wet FGD solids sold to destination (3) in 2007 | 1070 | 1068
B | 4 Tables | B4-21 | Table B-5 | FGD_Wet_Solids_Mkt_Sold | WFGD_mkt_dest3_ton_2009 | Number (Double) | Tons of wet FGD solids sold to destination (3) in 2009 | 1071 | 1069
B | 4 Tables | B4-21 | Table B-5 | FGD_Wet_Solids_Mkt_Sold | WFGD_mkt_dest3_rev_2009 | Number (Double) | Revenue from wet FGD solids sold to destination (3) in 2009 | 1072 | 1070
B | 4 Tables | B4-21 | Table B-5 | FGD_Wet_Solids_Mkt_Sold | WFGD_mkt_dest4_desc | Text | Destination (4) of wet FGD solids marketed | 1073 | 1071
B | 4 Tables | B4-21 | Table B-5 | FGD_Wet_Solids_Mkt_Sold | WFGD_mkt_dest4_ton_2005 | Number (Double) | Tons of wet FGD solids sold to destination (4) in 2005 | 1074 | 1072
B | 4 Tables | B4-21 | Table B-5 | FGD_Wet_Solids_Mkt_Sold | WFGD_mkt_dest4_rev_2005 | Number (Double) | Revenue from wet FGD solids sold to destination (4) in 2005 | 1075 | 1073
B | 4 Tables | B4-21 | Table B-5 | FGD_Wet_Solids_Mkt_Sold | WFGD_mkt_dest4_ton_2007 | Number (Double) | Tons of wet FGD solids sold to destination (4) in 2007 | 1076 | 1074
B | 4 Tables | B4-21 | Table B-5 | FGD_Wet_Solids_Mkt_Sold | WFGD_mkt_dest4_rev_2007 | Number (Double) | Revenue from wet FGD solids sold to destination (4) in 2007 | 1077 | 1075
B | 4 Tables | B4-21 | Table B-5 | FGD_Wet_Solids_Mkt_Sold | WFGD_mkt_dest4_ton_2009 | Number (Double) | Tons of wet FGD solids sold to destination (4) in 2009 | 1078 | 1076
B | 4 Tables | B4-21 | Table B-5 | FGD_Wet_Solids_Mkt_Sold | WFGD_mkt_dest4_rev_2009 | Number (Double) | Revenue from wet FGD solids sold to destination (4) in 2009 | 1079 | 1077
B | 4 Tables | B4-21 | Table B-5 | FGD_Wet_Solids_Mkt_Sold | WFGD_mkt_dest5_desc | Text | Destination (5) of wet FGD solids marketed | 1080 | 1078
B | 4 Tables | B4-21 | Table B-5 | FGD_Wet_Solids_Mkt_Sold | WFGD_mkt_dest5_other_desc | Text | Description of other destination (5) | 1081 | 1079
B | 4 Tables | B4-21 | Table B-5 | FGD_Wet_Solids_Mkt_Sold | WFGD_mkt_dest5_ton_2005 | Number (Double) | Tons of wet FGD solids sold to destination (5) in 2005 | 1082 | 1080
B | 4 Tables | B4-21 | Table B-5 | FGD_Wet_Solids_Mkt_Sold | WFGD_mkt_dest5_rev_2005 | Number (Double) | Revenue from wet FGD solids sold to destination (5) in 2005 | 1083 | 1081
B | 4 Tables | B4-21 | Table B-5 | FGD_Wet_Solids_Mkt_Sold | WFGD_mkt_dest5_ton_2007 | Number (Double) | Tons of wet FGD solids sold to destination (5) in 2007 | 1084 | 1082
B | 4 Tables | B4-21 | Table B-5 | FGD_Wet_Solids_Mkt_Sold | WFGD_mkt_dest5_rev_2007 | Number (Double) | Revenue from wet FGD solids sold to destination (5) in 2007 | 1085 | 1083
B | 4 Tables | B4-21 | Table B-5 | FGD_Wet_Solids_Mkt_Sold | WFGD_mkt_dest5_ton_2009 | Number (Double) | Tons of wet FGD solids sold to destination (5) in 2009 | 1086 | 1084
B | 4 Tables | B4-21 | Table B-5 | FGD_Wet_Solids_Mkt_Sold | WFGD_mkt_dest5_rev_2009 | Number (Double) | Revenue from wet FGD solids sold to destination (5) in 2009 | 1087 | 1085
B | 4 Tables | B4-21 | Table B-5 | FGD_Wet_Solids_Mkt_Sold | WFGD_mkt_dest6_desc | Text | Destination (6) of wet FGD solids marketed | 1088 | 1086
B | 4 Tables | B4-21 | Table B-5 | FGD_Wet_Solids_Mkt_Sold | WFGD_mkt_dest6_other_desc | Text | Description of other destination (6) | 1089 | 1087
B | 4 Tables | B4-21 | Table B-5 | FGD_Wet_Solids_Mkt_Sold | WFGD_mkt_dest6_ton_2005 | Number (Double) | Tons of wet FGD solids sold to destination (6) in 2005 | 1090 | 1088
B | 4 Tables | B4-21 | Table B-5 | FGD_Wet_Solids_Mkt_Sold | WFGD_mkt_dest6_rev_2005 | Number (Double) | Revenue from wet FGD solids sold to destination (6) in 2005 | 1091 | 1089
B | 4 Tables | B4-21 | Table B-5 | FGD_Wet_Solids_Mkt_Sold | WFGD_mkt_dest6_ton_2007 | Number (Double) | Tons of wet FGD solids sold to destination (6) in 2007 | 1092 | 1090
B | 4 Tables | B4-21 | Table B-5 | FGD_Wet_Solids_Mkt_Sold | WFGD_mkt_dest6_rev_2007 | Number (Double) | Revenue from wet FGD solids sold to destination (6) in 2007 | 1093 | 1091
B | 4 Tables | B4-21 | Table B-5 | FGD_Wet_Solids_Mkt_Sold | WFGD_mkt_dest6_ton_2009 | Number (Double) | Tons of wet FGD solids sold to destination (6) in 2009 | 1094 | 1092
B | 4 Tables | B4-21 | Table B-5 | FGD_Wet_Solids_Mkt_Sold | WFGD_mkt_dest6_rev_2009 | Number (Double) | Revenue from wet FGD solids sold to destination (6) in 2009 | 1095 | 1093
B | 4 Tables | B4-22 | Table B-6 | FGD_Wet_Solids_Cost | cbi_WFGD_solids_cost_tbl | Yes/No | CBI designation checkbox for QB4-22 | 1096 | 1096
B | 4 Tables | B4-22 | Table B-6 | FGD_Wet_Solids_Cost | WFGD_cost_solid_sep_2005 | Number (Double) | Total cost for solids separate 2005 | 1097 | 1097
B | 4 Tables | B4-22 | Table B-6 | FGD_Wet_Solids_Cost | WFGD_cost_solid_sep_2007 | Number (Double) | Total cost for solids separate 2007 | 1098 | 1098
B | 4 Tables | B4-22 | Table B-6 | FGD_Wet_Solids_Cost | WFGD_cost_solid_sep_2009 | Number (Double) | Total cost for solids separate 2009 | 1099 | 1099
B | 4 Tables | B4-22 | Table B-6 | FGD_Wet_Solids_Cost | WFGD_cost_solid_dwr_2005 | Number (Double) | Total cost for solids dewatering 2005 | 1100 | 1100
B | 4 Tables | B4-22 | Table B-6 | FGD_Wet_Solids_Cost | WFGD_cost_solid_dwr_2007 | Number (Double) | Total cost for solids dewatering 2007 | 1101 | 1101
B | 4 Tables | B4-22 | Table B-6 | FGD_Wet_Solids_Cost | WFGD_cost_solid_dwr_2009 | Number (Double) | Total cost for solids dewatering 2009 | 1102 | 1102
B | 4 Tables | B4-22 | Table B-6 | FGD_Wet_Solids_Cost | WFGD_cost_haul_2005 | Number (Double) | Total cost for hauling FGD solids 2005 | 1103 | 1103
B | 4 Tables | B4-22 | Table B-6 | FGD_Wet_Solids_Cost | WFGD_cost_haul_2007 | Number (Double) | Total cost for hauling FGD solids 2007 | 1104 | 1104
B | 4 Tables | B4-22 | Table B-6 | FGD_Wet_Solids_Cost | WFGD_cost_haul_2009 | Number (Double) | Total cost for hauling FGD solids 2009 | 1105 | 1105
B | 4 Tables | B4-22 | Table B-6 | FGD_Wet_Solids_Cost | WFGD_cost_onsite_disp_2005 | Number (Double) | Total cost of on site disposal 2005 | 1106 | 1106
B | 4 Tables | B4-22 | Table B-6 | FGD_Wet_Solids_Cost | WFGD_cost_onsite_disp_2007 | Number (Double) | Total cost of on site disposal 2007 | 1107 | 1107
B | 4 Tables | B4-22 | Table B-6 | FGD_Wet_Solids_Cost | WFGD_cost_onsite_disp_2009 | Number (Double) | Total cost of on site disposal 2009 | 1108 | 1108
B | 4 Tables | B4-22 | Table B-6 | FGD_Wet_Solids_Cost | WFGD_cost_offsite_disp_2005 | Number (Double) | Total cost of off site disposal 2005 | 1109 | 1109
B | 4 Tables | B4-22 | Table B-6 | FGD_Wet_Solids_Cost | WFGD_cost_offsite_disp_2007 | Number (Double) | Total cost of off site disposal 2007 | 1110 | 1110
B | 4 Tables | B4-22 | Table B-6 | FGD_Wet_Solids_Cost | WFGD_cost_offsite_disp_2009 | Number (Double) | Total cost of off site disposal 2009 | 1111 | 1111
B | 4 Tables | B4-22 | Table B-6 | FGD_Wet_Solids_Cost | WFGD_cost_other1_desc | Text | Description (1) of other type of cost incurred to remove or dispose of wet FGD solids | 1112 | 1112
B | 4 Tables | B4-22 | Table B-6 | FGD_Wet_Solids_Cost | WFGD_cost_other1_2005 | Number (Double) | Total cost 2005 (1) | 1113 | 1113
B | 4 Tables | B4-22 | Table B-6 | FGD_Wet_Solids_Cost | WFGD_cost_other1_2007 | Number (Double) | Total cost 2007 (1) | 1114 | 1114
B | 4 Tables | B4-22 | Table B-6 | FGD_Wet_Solids_Cost | WFGD_cost_other1_2009 | Number (Double) | Total cost 2009 (1) | 1115 | 1115
B | 4 Tables | B4-22 | Table B-6 | FGD_Wet_Solids_Cost | WFGD_cost_other2_desc | Text | Description (2) of other type of cost incurred to remove or dispose of wet FGD solids | 1116 | 1116
B | 4 Tables | B4-22 | Table B-6 | FGD_Wet_Solids_Cost | WFGD_cost_other2_2005 | Number (Double) | Total cost 2005 (2) | 1117 | 1117
B | 4 Tables | B4-22 | Table B-6 | FGD_Wet_Solids_Cost | WFGD_cost_other2_2007 | Number (Double) | Total cost 2007 (2) | 1118 | 1118
B | 4 Tables | B4-22 | Table B-6 | FGD_Wet_Solids_Cost | WFGD_cost_other2_2009 | Number (Double) | Total cost 2009 (2) | 1119 | 1119
B | 4 Tables | B4-22 | Table B-6 | FGD_Wet_Solids_Cost | WFGD_cost_other3_desc | Text | Description (3) of other type of cost incurred to remove or dispose of wet FGD solids | 1120 | 1120
B | 4 Tables | B4-22 | Table B-6 | FGD_Wet_Solids_Cost | WFGD_cost_other3_2005 | Number (Double) | Total cost 2005 (3) | 1121 | 1121
B | 4 Tables | B4-22 | Table B-6 | FGD_Wet_Solids_Cost | WFGD_cost_other3_2007 | Number (Double) | Total cost 2007 (3) | 1122 | 1122
B | 4 Tables | B4-22 | Table B-6 | FGD_Wet_Solids_Cost | WFGD_cost_other3_2009 | Number (Double) | Total cost 2009 (3) | 1123 | 1123
B | 4 Tables | B4-22 | Table B-6 | FGD_Wet_Solids_Cost | WFGD_cost_total_2005 | Number (Double) | Total 2005 costs incurred to remove or dispose of wet FGD solids | 1124 | 1124
B | 4 Tables | B4-22 | Table B-6 | FGD_Wet_Solids_Cost | WFGD_cost_total_2007 | Number (Double) | Total 2007 costs incurred to remove or dispose of wet FGD solids | 1125 | 1125
B | 4 Tables | B4-22 | Table B-6 | FGD_Wet_Solids_Cost | WFGD_cost_total_2009 | Number (Double) | Total 2009 costs incurred to remove or dispose of wet FGD solids | 1126 | 1126
B | 5 | Plant_ID | Table B-7 | FGD_Wet_Sources_Flow | plant_id | Number (Double) | Plant identification number | 1127 | 1127
B | 5 | Plant_ID | Table B-8 | FGD_Wet_Water_Gen | plant_id | Number (Double) | Plant identification number | 1128 | 1142
B | 5 | FGD_ID | Table B-7 | FGD_Wet_Sources_Flow | FGD_id | Text | FGD system identification number | 1129 | 1128
B | 5 | FGD_ID | Table B-8 | FGD_Wet_Water_Gen | FGD_id | Text | FGD system identification number | 1130 | 1143
B | 5 | B5-1 | Table B-7 | FGD_Wet_Sources_Flow | cbi_WFGD_sources_flow_tbl | Yes/No | CBI designation checkbox for QB5-1 | 1131 | 1129
B | 5 | B5-1 | Table B-7 | FGD_Wet_Sources_Flow | WFGD_water_source1 | Text | FGD system water source (1) | 1132 | 1130
B | 5 | B5-1 | Table B-7 | FGD_Wet_Sources_Flow | WFGD_water_source1_per | Number (Double) | Percent contribution of FGD system water source | 1133 | 1131
B | 5 | B5-1 | Table B-7 | FGD_Wet_Sources_Flow | WFGD_water_source1_gpd | Number (Double) | Flow rate (gpd) of FGD system water source | 1134 | 1132
B | 5 | B5-1 | Table B-7 | FGD_Wet_Sources_Flow | WFGD_water_source2 | Text | FGD system water source (2) | 1135 | 1133
B | 5 | B5-1 | Table B-7 | FGD_Wet_Sources_Flow | WFGD_water_source2_per | Number (Double) | Percent contribution of FGD system water source | 1136 | 1134
B | 5 | B5-1 | Table B-7 | FGD_Wet_Sources_Flow | WFGD_water_source2_gpd | Number (Double) | Flow rate (gpd) of FGD system water source | 1137 | 1135
B | 5 | B5-1 | Table B-7 | FGD_Wet_Sources_Flow | WFGD_water_source3 | Text | FGD system water source (3) | 1138 | 1136
B | 5 | B5-1 | Table B-7 | FGD_Wet_Sources_Flow | WFGD_water_source3_per | Number (Double) | Percent contribution of FGD system water source | 1139 | 1137
B | 5 | B5-1 | Table B-7 | FGD_Wet_Sources_Flow | WFGD_water_source3_gpd | Number (Double) | Flow rate (gpd) of FGD system water source | 1140 | 1138
B | 5 | B5-1 | Table B-7 | FGD_Wet_Sources_Flow | WFGD_water_source_other_desc | Text | FGD system water source (other) description | 1141 | 1139
B | 5 | B5-1 | Table B-7 | FGD_Wet_Sources_Flow | WFGD_water_source_other_per | Number (Double) | Percent contribution of FGD system water source | 1142 | 1140
B | 5 | B5-1 | Table B-7 | FGD_Wet_Sources_Flow | WFGD_water_source_other_gpd | Number (Double) | Flow rate (gpd) of FGD system water source | 1143 | 1141
B | 5 | B5-2 | Table B-8 | FGD_Wet_Water_Gen | cbi_WFGD_water_gen_tbl | Yes/No | CBI designation checkbox for QC5-2 | 1144 | 1144
B | 5 | B5-2 | Table B-8 | FGD_Wet_Water_Gen | WFGD_absorb_type | Text | Type of wet FGD absorber | 1145 | 1145
B | 5 | B5-2 | Table B-8 | FGD_Wet_Water_Gen | WFGD_slurry_bd_gpd | Number (Double) | Typical FGD slurry blowdown (or slurry discharge) flow rate exiting the absorber (gpd) | 1146 | 1146
B | 5 | B5-2 | Table B-8 | FGD_Wet_Water_Gen | WFGD_%solids_lwr | Number (Double) | Typical range of percent solids of FGD slurry blowdown (or slurry discharge) exiting the absorber - Lower % | 1147 | 1147
B | 5 | B5-2 | Table B-8 | FGD_Wet_Water_Gen | WFGD_%solids_upr | Number (Double) | Typical range of percent solids of FGD slurry blowdown (or slurry discharge) exiting the absorber - Higher % | 1148 | 1148
B | 5 | B5-2 | Table B-8 | FGD_Wet_Water_Gen | WFGD_slds_sep_recyc_gpd | Number (Double) | Typical amount of solids separation recycle returned to absorber (gpd) | 1149 | 1149
B | 5 | B5-2 | Table B-8 | FGD_Wet_Water_Gen | WFGD_purge_WWTS_gpm | Number (Double) | Typical amount of FGD scrubber purge (or slurry discharge) sent to wastewater treatment or discharge (gpm) | 1150 | 1150
B | 5 | B5-2 | Table B-8 | FGD_Wet_Water_Gen | WFGD_purge_WWTS_gpd | Number (Double) | Typical amount of FGD scrubber purge (or slurry discharge) sent to wastewater treatment or discharge (gpd) | 1151 | 1151
B | 5 | B5-2 | Table B-8 | FGD_Wet_Water_Gen | WFGD_purge_gen_hpd | Number (Double) | Typical duration of FGD scrubber purge (or slurry discharge) generation (tpd) | 1152 | 1152
B | 5 | B5-2 | Table B-8 | FGD_Wet_Water_Gen | WFGD_purge_gen_dpy | Number (Double) | Typical frequency of FGD scrubber purge (or slurry discharge) generation (dpy) | 1153 | 1153
B | 6 | Plant_ID |  | FGD_Monitoring_Data | plant_id | Number (Long Integer) | Plant identification number | 1154 | 1154
B | 6 | Plant_ID | Table B-9 | FGD_Monitoring_Data_Results | plant_id | Number (Double) | Plant identification number | 1155 | 1157
B | 6 | B6-1 |  | FGD_Monitoring_Data | cbi_mon_data_scrub_purge | Yes/No | CBI designation checkbox for QB6-1 | 1157 | 1155
B | 6 | B6-1 |  | FGD_Monitoring_Data | mon_data_scrub_purge | Text | Plant collected monitoring data for untreated FGD scrubber purge (or slurry discharge) in the 12 months prior to receiving this questionnaire | 1158 | 1156
B | 6 | B6-2 | Table B-9 | FGD_Monitoring_Data_Results | cbi_FGD_monitoring_data_tbl | Yes/No | CBI designation checkbox for QC6-2 | 1159 | 1159
B | 6 | B6-2 | Table B-9 | FGD_Monitoring_Data_Results | FGD_data_analyte | Text | Analyte | 1160 | 1160
B | 6 | B6-2 | Table B-9 | FGD_Monitoring_Data_Results | FGD_data_CASNo | Text | CAS Number | 1161 | 1161
B | 6 | B6-2 | Table B-9 | FGD_Monitoring_Data_Results | FGD_data_non_detect | Text | Measured Value - BDL | 1162 | 1162
B | 6 | B6-2 | Table B-9 | FGD_Monitoring_Data_Results | FGD_data_msrd_value | Number (Double) | Measured Value - value | 1163 | 1163
B | 6 | B6-2 | Table B-9 | FGD_Monitoring_Data_Results | FGD_data_msrd_unit | Text | Measured Value - units | 1164 | 1164
B | 6 | B6-2 | Table B-9 | FGD_Monitoring_Data_Results | FGD_data_method | Text | Analytical Method | 1165 | 1165
B | 6 | B6-2 | Table B-9 | FGD_Monitoring_Data_Results | FGD_data_MDL_value | Number (Double) | Method detection limit - value | 1166 | 1166
B | 6 | B6-2 | Table B-9 | FGD_Monitoring_Data_Results | FGD_data_MDL_unit | Text | Method detection limit - unit | 1167 | 1167
B | 6 | B6-2 | Table B-9 | FGD_Monitoring_Data_Results | FGD_data_RL_value | Number (Double) | Reporting limit -value | 1168 | 1168
B | 6 | B6-2 | Table B-9 | FGD_Monitoring_Data_Results | FGD_data_RL_unit | Text | Reporting limit - unit | 1169 | 1169
B | 6 | B6-2 | Table B-9 | FGD_Monitoring_Data_Results | FGD_data_date_collect | Text | Date sample collected | 1170 | 1170
B | 6 | B6-2 | Table B-9 | FGD_Monitoring_Data_Results | FGD_data_loc | Text | Sample location | 1171 | 1171
B | 6 | B6-2 | Table B-9 | FGD_Monitoring_Data_Results | FGD_data_grab_comp | Text | Collected as grab or composite | 1172 | 1172
B | 6 | B6-2 | Table B-9 | FGD_Monitoring_Data_Results | FGD_data_qualifier | Text | Description of qualifiers | 1173 | 1173
B | 6 | B6-2 | Table B-9 | FGD_Monitoring_Data_Results | FGD_data_tot_diss | Text | Analyzed as Total Recoverable or Dissolved (only answer for metals) | 1174 | 1174
B | 6 | B6-2 | Table B-9 | FGD_Monitoring_Data_Results | FGD_data_purge_flow | Number (Double) | Flow rate of FGD scrubber purge (or slurry discharge) at time of sampling (gpm) | 1175 | 1175
B | 6 Tables | Plant_ID |  | FGD_Monitoring_Data_ID | plant_id | Number (Double) | Plant identification number | 1176 | 1176
B | 6 Tables | B6-2 |  | FGD_Monitoring_Data_ID | cbi_mon_data_sp_FGDsystem_SEunit | Yes/No | CBI designation checkbox for QB6-2 | 1178 | 1177
B | 6 Tables | B6-2 |  | FGD_Monitoring_Data_ID | data_assoc_FGD_1 | Text | FGD scrubber purge data associated with FGD-1 | 1179 | 1178
B | 6 Tables | B6-2 |  | FGD_Monitoring_Data_ID | data_assoc_FGD_2 | Text | FGD scrubber purge data associated with FGD-2 | 1180 | 1179
B | 6 Tables | B6-2 |  | FGD_Monitoring_Data_ID | data_assoc_FGD_3 | Text | FGD scrubber purge data associated with FGD-3 | 1181 | 1180
B | 6 Tables | B6-2 |  | FGD_Monitoring_Data_ID | data_assoc_FGD_4 | Text | FGD scrubber purge data associated with FGD-4 | 1182 | 1181
B | 6 Tables | B6-2 |  | FGD_Monitoring_Data_ID | data_assoc_FGD_5 | Text | FGD scrubber purge data associated with FGD-5 | 1183 | 1182
B | 6 Tables | B6-2 |  | FGD_Monitoring_Data_ID | data_assoc_FGD_6 | Text | FGD scrubber purge data associated with FGD-6 | 1184 | 1183
B | 6 Tables | B6-2 |  | FGD_Monitoring_Data_ID | data_assoc_SE_unit_1 | Text | FGD scrubber purge data associated with SE Unit 1 | 1185 | 1184
B | 6 Tables | B6-2 |  | FGD_Monitoring_Data_ID | data_assoc_SE_unit_2 | Text | FGD scrubber purge data associated with SE Unit 2 | 1186 | 1185
B | 6 Tables | B6-2 |  | FGD_Monitoring_Data_ID | data_assoc_SE_unit_3 | Text | FGD scrubber purge data associated with SE Unit 3 | 1187 | 1186
B | 6 Tables | B6-2 |  | FGD_Monitoring_Data_ID | data_assoc_SE_unit_4 | Text | FGD scrubber purge data associated with SE Unit 4 | 1188 | 1187
B | 6 Tables | B6-2 |  | FGD_Monitoring_Data_ID | data_assoc_SE_unit_5 | Text | FGD scrubber purge data associated with SE Unit 5 | 1189 | 1188
B | 6 Tables | B6-2 |  | FGD_Monitoring_Data_ID | data_assoc_SE_unit_6 | Text | FGD scrubber purge data associated with SE Unit 6 | 1190 | 1189
B | 6 Tables | B6-2 |  | FGD_Monitoring_Data_ID | data_assoc_SE_unit_7 | Text | FGD scrubber purge data associated with SE Unit 7 | 1191 | 1190
B | 6 Tables | B6-2 |  | FGD_Monitoring_Data_ID | data_assoc_SE_unit_8 | Text | FGD scrubber purge data associated with SE Unit 8 | 1192 | 1191
B | 6 Tables | B6-2 |  | FGD_Monitoring_Data_ID | data_assoc_SE_unit_9 | Text | FGD scrubber purge data associated with SE Unit 9 | 1193 | 1192
B | 6 Tables | B6-2 |  | FGD_Monitoring_Data_ID | data_assoc_SE_unit_10 | Text | FGD scrubber purge data associated with SE Unit 10 | 1194 | 1193
B | 7 | Plant_ID |  | FGD_Wastewater_Treatment | plant_id | Number (Double) | Plant identification number | 1195 | 1195
B | 7 | Plant_ID |  | FGD_Gypsum_Related_Water | plant_id | Number (Double) | Plant identification number | 1196 | 1241
B | 7 | B5-3 |  | FGD_Wastewater_Treatment | cbi_WFGD_purge_params | Yes/No | CBI designation checkbox for QB5-3 | 1197 | 1236
B | 7 | B5-3 |  | FGD_Wastewater_Treatment | WFGD_purge_chlor | Text | Chlorides content of untreated scrubber purge transferred to the wwt (ppm) | 1198 | 1237
B | 7 | B5-3 |  | FGD_Wastewater_Treatment | WFGD_purge_chlor_ppm | Number (Double) | Chlorides content of untreated scrubber purge transferred to the wwt (ppm) | 1199 | 1238
B | 7 | B5-3 |  | FGD_Wastewater_Treatment | WFGD_purge_TSS | Text | TSS concentration of untreated scrubber purge transferred to the wwt (ppm) | 1200 | 1239
B | 7 | B5-3 |  | FGD_Wastewater_Treatment | WFGD_purge_TSS_ppm | Number (Double) | TSS concentration of untreated scrubber purge transferred to the wwt (ppm) | 1201 | 1240
B | 7 | B7-1 |  | FGD_Wastewater_Treatment | cbi_FGD_purge_pond | Yes/No | CBI designation checkbox for QB7-1 | 1202 | 1196
B | 7 | B7-1 |  | FGD_Wastewater_Treatment | FGD_purge_pond | Text | Does the plant transfer the FGD scrubber purge (or slurry discharge) to a settling pond? | 1203 | 1197
B | 7 | B7-2 |  | FGD_Wastewater_Treatment | cbi_FGD_purge_cmngl | Yes/No | CBI designation checkbox for QB7-2 | 1204 | 1198
B | 7 | B7-2 |  | FGD_Wastewater_Treatment | FGD_purge_cmngl_fa | Text | Fly ash sluice is commingled with FGD scrubber purge in the settling pond | 1205 | 1199
B | 7 | B7-2 |  | FGD_Wastewater_Treatment | FGD_purge_cmngl_ba | Text | Bottom ash sluice is commingled with FGD scrubber purge in the settling pond | 1206 | 1200
B | 7 | B7-2 |  | FGD_Wastewater_Treatment | FGD_purge_cmngl_mcw | Text | Metal cleaning waste is commingled with FGD scrubber purge in the settling pond | 1207 | 1201
B | 7 | B7-2 |  | FGD_Wastewater_Treatment | FGD_purge_cmngl_mill | Text | Mill reject sluice is commingled with FGD scrubber purge in the settling pond | 1208 | 1202
B | 7 | B7-2 |  | FGD_Wastewater_Treatment | FGD_purge_cmngl_boiler_bd | Text | Boiler blowdown is commingled with FGD scrubber purge in the settling pond | 1209 | 1203
B | 7 | B7-2 |  | FGD_Wastewater_Treatment | FGD_purge_cmngl_other1 | Text | Other process wastewater (1) commingled with FGD scrubber purge in the settling pond | 1210 | 1204
B | 7 | B7-2 |  | FGD_Wastewater_Treatment | FGD_purge_cmngl_other1_desc | Text | Description of other process wastewater (1) commingled with FGD scrubber purge in the settling pond | 1211 | 1205
B | 7 | B7-2 |  | FGD_Wastewater_Treatment | FGD_purge_cmngl_other2 | Text | Other process wastewater (2) commingled with FGD scrubber purge in the settling pond | 1212 | 1206
B | 7 | B7-2 |  | FGD_Wastewater_Treatment | FGD_purge_cmngl_other2_desc | Text | Description of other process wastewater (2) commingled with FGD scrubber purge in the settling pond | 1213 | 1207
B | 7 | B7-2 |  | FGD_Wastewater_Treatment | FGD_purge_cmngl_none | Text | FGD scrubber blowdown is not commingled with any process wastewaters in the settling pond | 1214 | 1208
B | 7 | B7-3 |  | FGD_Wastewater_Treatment | cbi_FGD_purge_cmngl_pond | Yes/No | CBI designation checkbox for QB7-3 | 1215 | 1209
B | 7 | B7-3 |  | FGD_Wastewater_Treatment | FGD_purge_cmngl_one_pond | Text | "True" commingling in the pond | 1216 | 1210
B | 7 | B7-3 |  | FGD_Wastewater_Treatment | FGD_purge_cmngl_after_FGD_pond | Text | FGD scrubber purge is treated in a FGD pond and subsequently commingled with ash water in designated ash pond | 1217 | 1211
B | 7 | B7-3 |  | FGD_Wastewater_Treatment | FGD_purge_not_cmngl | Text | FGD scrubber purge is not commingled with other wastewaters | 1218 | 1212
B | 7 | B7-3 |  | FGD_Wastewater_Treatment | FGD_purge_cmngl_after_WWTS | Text | FGD scrubber purge wastewater is treated using a wastewater treatment system other than a pond and subsequently commingled with ash water in a dedicated ash pond | 1219 | 1213
B | 7 | B7-3 |  | FGD_Wastewater_Treatment | FGD_purge_cmngl_pond_other | Text | Other method of commingling FGD scrubber purge and BA or FA sluice | 1220 | 1214
B | 7 | B7-3 |  | FGD_Wastewater_Treatment | FGD_purge_cmngl_pond_other_desc | Text | Description of other method of commingling FGD scrubber purge and BA and FA sluice | 1221 | 1215
B | 7 | B7-4 |  | FGD_Wastewater_Treatment | cbi_FGD_wwts_tech | Yes/No | CBI designation checkbox for QB7-4 | 1222 | 1216
B | 7 | B7-4 |  | FGD_Wastewater_Treatment | FGD_wwts_tech_pond | Text | Settling pond wwt for FGD scrubber purge | 1223 | 1217
B | 7 | B7-4 |  | FGD_Wastewater_Treatment | FGD_wwts_tech_bio_aer | Text | Biological reactor - aerobic wwt for FGD scrubber purge | 1224 | 1218
B | 7 | B7-4 |  | FGD_Wastewater_Treatment | FGD_wwts_tech_bio_anaer | Text | Biological reactor - anaerobic wwt for FGD scrubber purge | 1225 | 1219
B | 7 | B7-4 |  | FGD_Wastewater_Treatment | FGD_wwts_tech_chemprecip | Text | Chemical precipitation wwt for FGD scrubber purge | 1226 | 1220
B | 7 | B7-4 |  | FGD_Wastewater_Treatment | FGD_wwts_tech_wetlands | Text | Constructed wetlands wwt for FGD scrubber purge | 1227 | 1221
B | 7 | B7-4 |  | FGD_Wastewater_Treatment | FGD_wwts_tech_mvc | Text | Mechanical vapor compression (brine concentrator) wwt for FGD scrubber purge | 1228 | 1222
B | 7 | B7-4 |  | FGD_Wastewater_Treatment | FGD_wwts_tech_mvc_spray | Text | Mechanical vapor compression (brine concentrator) with spray dryer for FGD scrubber purge | 1229 | 1223
B | 7 | B7-4 |  | FGD_Wastewater_Treatment | FGD_wwts_tech_mvc_crys | Text | Mechanical vapor compression (brine concentrator) with crystallizer for FGD scrubber purge | 1230 | 1224
B | 7 | B7-4 |  | FGD_Wastewater_Treatment | FGD_wwts_tech_other | Text | Other wwt for FGD scrubber purge | 1231 | 1225
B | 7 | B7-4 |  | FGD_Wastewater_Treatment | FGD_wwts_tech_other_desc | Text | Description of wwt for FGD scrubber purge | 1232 | 1226
B | 7 | B7-5 |  | FGD_Wastewater_Treatment | cbi_dest_treat_purge | Yes/No | CBI designation checkbox for QB7-5 | 1233 | 1227
B | 7 | B7-5 |  | FGD_Wastewater_Treatment | dest_treat_purge_recyc | Text | Scrubber purge is immediately recycled back to plant processes | 1234 | 1228
B | 7 | B7-5 |  | FGD_Wastewater_Treatment | dest_treat_purge_recyc_desc | Text | Description of recycled scrubber purge | 1235 | 1229
B | 7 | B7-5 |  | FGD_Wastewater_Treatment | dest_treat_purge_NPDES | Text | Scrubber purge discharges to NPDES outfall | 1236 | 1230
B | 7 | B7-5 |  | FGD_Wastewater_Treatment | Outfall_number | Text | NPDES outfall number | 1237 | 1231
B | 7 | B7-5 |  | FGD_Wastewater_Treatment | dest_treat_purge_POTW | Text | Discharged to POTW | 1238 | 1232
B | 7 | B7-5 |  | FGD_Wastewater_Treatment | dest_treat_purge_DWI | Text | Deep well injection | 1239 | 1233
B | 7 | B7-5 |  | FGD_Wastewater_Treatment | dest_treat_purge_other | Text | Other destination of FGD scrubber purge | 1240 | 1234
B | 7 | B7-5 |  | FGD_Wastewater_Treatment | dest_treat_purge_other_desc | Text | Description of other destination of FGD scrubber purge | 1241 | 1235
B | 7 | B7-6 |  | FGD_Gypsum_Related_Water | cbi_gen_gypsum_waters | Yes/No | CBI designation checkbox for QB7-7 | 1242 | 1242
B | 7 | B7-6 |  | FGD_Gypsum_Related_Water | gen_gypsum_waters | Text | Are gypsum related wastewaters produced at the plant? | 1243 | 1243
B | 7 | B7-6 |  | FGD_Gypsum_Related_Water | gypsum_waters_gpd | Number (Double) | Typical volume of gypsum related wastewaters produced (gpm) | 1244 | 1244
B | 7 | B7-6 |  | FGD_Gypsum_Related_Water | gypsum_waters_dpy | Number (Double) | Typical frequency of gypsum related wastewaters produced (dpy) | 1245 | 1245
B | 7 | B7-7 |  | FGD_Gypsum_Related_Water | cbi_dest_gypsum_waters | Yes/No | CBI designation checkbox for QB7-7 | 1246 | 1246
B | 7 | B7-7 |  | FGD_Gypsum_Related_Water | dest_gw_reuse_fgd | Text | Gypsum related waters are reused in FGD process | 1247 | 1247
B | 7 | B7-7 |  | FGD_Gypsum_Related_Water | dest_gw_resuse_other | Text | Gypsum related waters are reused in other process operations | 1248 | 1248
B | 7 | B7-7 |  | FGD_Gypsum_Related_Water | dest_gw_resuse_other_desc | Text | Description of gypsum related waters reused in plant operations | 1249 | 1249
B | 7 | B7-7 |  | FGD_Gypsum_Related_Water | dest_gw_treat | Text | Transferred to a treatment system in Tables D-1 or D-2 | 1250 | 1250
B | 7 | B7-7 |  | FGD_Gypsum_Related_Water | dest_gw_treat_pond | Text | Settling pond | 1251 | 1251
B | 7 | B7-7 |  | FGD_Gypsum_Related_Water | dest_gw_treat_chemprecip | Text | Chemical precipitation | 1252 | 1252
B | 7 | B7-7 |  | FGD_Gypsum_Related_Water | dest_gw_treat_bio_aer | Text | Biological reactor - aerobic | 1253 | 1253
B | 7 | B7-7 |  | FGD_Gypsum_Related_Water | dest_gw_treat_bio_anaer | Text | Biological reactor - anaerobic | 1254 | 1254
B | 7 | B7-7 |  | FGD_Gypsum_Related_Water | dest_gw_treat_wetlands | Text | Construction wetlands | 1255 | 1255
B | 7 | B7-7 |  | FGD_Gypsum_Related_Water | dest_gw_treat_mvc | Text | Mechanical vapor compression (bring concentrator) | 1256 | 1256
B | 7 | B7-7 |  | FGD_Gypsum_Related_Water | dest_gw_treat_mvc_spray | Text | Mechanical vapor compression (bring concentrator) - spray dryer | 1257 | 1257
B | 7 | B7-7 |  | FGD_Gypsum_Related_Water | dest_gw_treat_mvc_cryst | Text | Mechanical vapor compression (bring concentrator) - with crystallizer | 1258 | 1258
B | 7 | B7-7 |  | FGD_Gypsum_Related_Water | dest_gw_treat_other | Text | Other treatment system for gypsum related wastewaters | 1259 | 1259
B | 7 | B7-7 |  | FGD_Gypsum_Related_Water | dest_gw_treat_other_desc | Text | Description of other treatment system | 1260 | 1260
B | 7 | B7-7 |  | FGD_Gypsum_Related_Water | dest_gw_NPDES | Text | Gypsum related wastewaters discharged via NPDES outfall | 1261 | 1261
B | 7 | B7-7 |  | FGD_Gypsum_Related_Water | Outfall_number | Text | NPDES outfall number | 1262 | 1262
B | 7 | B7-7 |  | FGD_Gypsum_Related_Water | dest_gw_POTW | Text | Gypsum related wastewaters sent to POTW | 1263 | 1263
B | 7 | B7-7 |  | FGD_Gypsum_Related_Water | dest_gw_other | Text | Other destination of gypsum related wastewaters | 1264 | 1264
B | 7 | B7-7 |  | FGD_Gypsum_Related_Water | dest_gw_other_desc | Text | Description of other destination of gypsum related wastewaters | 1265 | 1265
B | 8 | Plant_ID |  | FGD_Dry_General | plant_id | Number (Double) | Plant identification number. | 1266 | 1266
B | 8 | Plant_ID |  | FGD_Dry_Wastewater | plant_id | Number (Double) | Plant identification number. | 1267 | 1302
B | 8 | FGD_ID |  | FGD_Dry_General | FGD_id | Text | Flue gas desulfurization unit identification number. | 1268 | 1267
B | 8 | B8-2 |  | FGD_Dry_General | cbi_DFGD_solid_removal | Yes/No | CBI designation checkbox for Q B8-2. | 1269 | 1268
B | 8 | B8-2 |  | FGD_Dry_General | DFGD_solid_removal | Text | Indicates how the FGD solids are removed from the flue gas. | 1270 | 1269
B | 8 | B8-2 |  | FGD_Dry_General | DFGD_solid_removal_other_desc | Text | Description of how the FGD solids are removed from the flue gas if plant does not use an ESP or fabric filter. | 1271 | 1270
B | 8 | B8-3 |  | FGD_Dry_General | cbi_DFGD_location | Yes/No | CBI designation checkbox for Q B8-3. | 1272 | 1271
B | 8 | B8-3 |  | FGD_Dry_General | DFGD_location | Text | Indicates if the FGD system is located upstream or downstream of the fly ash collection system. | 1273 | 1272
B | 8 | B8-4 |  | FGD_Dry_General | cbi_DFGD_source_rpw_parameters | Yes/No | CBI designation checkbox for Q B8-4. | 1274 | 1273
B | 8 | B8-4 |  | FGD_Dry_General | DFGD_source_rpw_chlor | Text | There is a maximum chlorides concentration limit that determines whether a water source can be used as FGD reagent preparation water. | 1275 | 1274
B | 8 | B8-4 |  | FGD_Dry_General | DFGD_source_rpw_chlor_ppm | Number (Double) | Maximum chlorides concentration that is acceptable for a water source used as FGD reagent preparation water. | 1276 | 1275
B | 8 | B8-4 |  | FGD_Dry_General | DFGD_source_rpw_solids | Text | There is a solids percentage limit that determines whether a water source can be used as FGD reagent preparation water. | 1277 | 1276
B | 8 | B8-4 |  | FGD_Dry_General | DFGD_source_rpw_solid_per | Number (Double) | Maximum solids percentage that is acceptable for a water source used as FGD reagent preparation water. | 1278 | 1277
B | 8 | B8-4 |  | FGD_Dry_General | DFGD_source_rpw_params_other | Text | There are other criteria that determines whether a water source can be used as FGD reagent preparation water. | 1279 | 1278
B | 8 | B8-4 |  | FGD_Dry_General | DFGD_source_rpw_params_other_desc | Text | Description of other criteria that determines if a water source is acceptable for use as FGD reagent preparation water. | 1280 | 1279
B | 8 | B8-5 |  | FGD_Dry_General | cbi_DFGD_rpw_flow | Yes/No | CBI designation checkbox for Q B8-5. | 1281 | 1280
B | 8 | B8-5 |  | FGD_Dry_General | DFGD_rpw_flow_gpm | Number (Double) | Flow rate in gpm of the FGD reagent preparation water for 2009. | 1282 | 1281
B | 8 | B8-5 |  | FGD_Dry_General | DFGD_rpw_flow_hpd | Number (Double) | Flow duration in hpd of the FGD reagent preparation water for 2009. | 1283 | 1282
B | 8 | B8-5 |  | FGD_Dry_General | DFGD_rpw_flow_dpy | Number (Double) | Flow frequency in dpy of the FGD reagent preparation water for 2009. | 1284 | 1283
B | 8 | B8-6 |  | FGD_Dry_General | cbi_DFGD_source_rpw | Yes/No | CBI designation checkbox for Q B8-6. | 1285 | 1284
B | 8 | B8-6 |  | FGD_Dry_General | DFGD_source_rpw_raw | Text | The source of FGD reagent preparation water is raw intake water. | 1286 | 1285
B | 8 | B8-6 |  | FGD_Dry_General | DFGD_source_rpw_treat | Text | The source of FGD reagent preparation water is intake water that has been treated on-site. | 1287 | 1286
B | 8 | B8-6 |  | FGD_Dry_General | DFGD_source_rpw_procWW | Text | The source of FGD reagent preparation water is a process wastewater. | 1288 | 1287
B | 8 | B8-6 |  | FGD_Dry_General | DFGD_source_rpw_procWW_desc | Text | The process wastewater selected from the dropdown menu that is used as a source of FGD reagent preparation water. | 1289 | 1288
B | 8 | B8-6 |  | FGD_Dry_General | DFGD_source_rpw_procWW_other | Text | Description of the process wastewater that is used as a source of FGD reagent preparation water if the process wastewater is not specified in the dropdown menu. | 1290 | 1289
B | 8 | B8-6 |  | FGD_Dry_General | DFGD_source_rpw_other | Text | Checkbox indicating that the source of FGD reagent preparation water is another source. | 1291 | 1290
B | 8 | B8-6 |  | FGD_Dry_General | DFGD_source_rpw_other_desc | Text | Description of the other source used as the FGD reagent preparation water. | 1292 | 1291
B | 8 | B8-7 |  | FGD_Dry_Wastewater | cbi_DFGD_ww_gen | Yes/No | CBI designation checkbox for Q B8-7. | 1293 | 1303
B | 8 | B8-7 |  | FGD_Dry_Wastewater | DFGD_ww_gen | Text | Yes/no response indicating whether FGD wastewater is generated from the operation of the dry FGD scrubber. | 1294 | 1304
B | 8 | B8-8 |  | FGD_Dry_Wastewater | cbi_dest_DFGD_ww | Yes/No | CBI designation checkbox for Q B8-8. | 1295 | 1305
B | 8 | B8-8 |  | FGD_Dry_Wastewater | dest_DFGD_ww_recyc | Text | Wastewater from the dry FGD is immediately recycled back to the plant. | 1296 | 1306
B | 8 | B8-8 |  | FGD_Dry_Wastewater | dest_DFGD_ww_recyc_desc | Text | Description of the plant process that the wastewater from the dry FGD is immediately recycled back to. | 1297 | 1307
B | 8 | B8-8 |  | FGD_Dry_Wastewater | dest_DFGD_ww_treat | Text | Wastewater from the dry FGD is transferred to a treatment system. | 1298 | 1308
B | 8 | B8-8 |  | FGD_Dry_Wastewater | dest_DFGD_ww_treat_pond | Text | Wastewater from the dry FGD is treated by a settling pond. | 1299 | 1309
B | 8 | B8-8 |  | FGD_Dry_Wastewater | dest_DFGD_ww_treat_chemprecip | Text | Wastewater from the dry FGD is treated by a chemical precipitation system. | 1300 | 1310
B | 8 | B8-8 |  | FGD_Dry_Wastewater | dest_DFGD_ww_treat_bio_aer | Text | Wastewater from the dry FGD is treated by an aerobic biological reactor system. | 1301 | 1311
B | 8 | B8-8 |  | FGD_Dry_Wastewater | dest_DFGD_ww_treat_bio_anaer | Text | Wastewater from the dry FGD is treated by an anaerobic biological reactor system. | 1302 | 1312
B | 8 | B8-8 |  | FGD_Dry_Wastewater | dest_DFGD_ww_treat_wetlands | Text | Wastewater from the dry FGD is treated by constructed wetlands. | 1303 | 1313
B | 8 | B8-8 |  | FGD_Dry_Wastewater | dest_DFGD_ww_treat_mvc | Text | Wastewater from the dry FGD is treated by a mechanical vapor compression (brine concentrator) | 1304 | 1314
B | 8 | B8-8 |  | FGD_Dry_Wastewater | dest_DFGD_ww_treat_mvc_spray | Text | Wastewater from the dry FGD is treated by a mechanical vapor compression (brine concentrator) with a spray dryer. | 1305 | 1315
B | 8 | B8-8 |  | FGD_Dry_Wastewater | dest_DFGD_ww_treat_mvc_cryst | Text | Wastewater from the dry FGD is treated by a mechanical vapor compression (brine concentrator) with a crystallizer. | 1306 | 1316
B | 8 | B8-8 |  | FGD_Dry_Wastewater | dest_DFGD_ww_treat_other | Text | Wastewater from the dry FGD treated by another process. | 1307 | 1317
B | 8 | B8-8 |  | FGD_Dry_Wastewater | dest_DFGD_ww_treat_other_desc | Text | Description of the other process used to treat the wastewater from the dry FGD. | 1308 | 1318
B | 8 | B8-8 |  | FGD_Dry_Wastewater | dest_DFGD_ww_NPDES | Text | Wastewater from the dry FGD is discharged to surface water. | 1309 | 1319
B | 8 | B8-8 |  | FGD_Dry_Wastewater | dest_DFGD_ww_NPDES_outfall | Text | The NPDES permitted outfall number to which the plant discharges the wastewater from the dry FGD. | 1310 | 1320
B | 8 | B8-8 |  | FGD_Dry_Wastewater | dest_DFGD_ww_POTW | Text | Wastewater from the dry FGD is transferred to a publically or privately owned treatment works. | 1311 | 1321
B | 8 | B8-8 |  | FGD_Dry_Wastewater | dest_DFGD_ww_DWI | Text | Wastewater from the dry FGD is injected into a deep well. | 1312 | 1322
B | 8 | B8-8 |  | FGD_Dry_Wastewater | dest_DFGD_ww_other | Text | Wastewater from the dry FGD is transferred to another location. | 1313 | 1323
B | 8 | B8-8 |  | FGD_Dry_Wastewater | dest_DFGD_ww_other_desc | Text | Description of other destination to which the wastewater from the dry FGD is transferred. | 1314 | 1324
B | 8 | B8-9 |  | FGD_Dry_Wastewater | cbi_DFGD_gen_ww_clean | Yes/No | CBI designation checkbox for Q B8-9. | 1315 | 1325
B | 8 | B8-9 |  | FGD_Dry_Wastewater | DFGD_gen_ww_clean | Text | Yes/no response to whether any FGD wastewater is generated from cleaning the dry FGD scrubber. | 1316 | 1326
B | 8 | B8-9 |  | FGD_Dry_Wastewater | DFGD_ww_clean_gpd | Number (Double) | The volume in gpd of FGD wastewater generated from cleaning the dry FGD scrubber in 2009. | 1317 | 1327
B | 8 | B8-9 |  | FGD_Dry_Wastewater | DFGD_ww_clean_days | Number (Double) | The number of days FGD wastewater was generated from cleaning the dry FGD scrubber in 2009. | 1318 | 1328
B | 8 | B8-10 |  | FGD_Dry_Wastewater | cbi_dest_DFGD_clean | Yes/No | CBI designation checkbox for Q B8-10. | 1319 | 1329
B | 8 | B8-10 |  | FGD_Dry_Wastewater | dest_DFGD_clean_recyc | Text | Wastewater from cleaning the dry FGD scrubber is immediately recycled back to the plant. | 1320 | 1330
B | 8 | B8-10 |  | FGD_Dry_Wastewater | dest_DFGD_clean_recyc_desc | Text | Description of the plant process that the wastewater from cleaning the dry FGD scrubber is immediately recycled back to. | 1321 | 1331
B | 8 | B8-10 |  | FGD_Dry_Wastewater | dest_DFGD_clean_treat | Text | Wastewater from cleaning the dry FGD scrubber is transferred to a treatment system. | 1322 | 1332
B | 8 | B8-10 |  | FGD_Dry_Wastewater | dest_DFGD_clean_treat_pond | Text | Wastewater from cleaning the dry FGD scrubber is treated with a settling pond. | 1323 | 1333
B | 8 | B8-10 |  | FGD_Dry_Wastewater | dest_DFGD_clean_treat_chemprecip | Text | Wastewater from cleaning the dry FGD scrubber is treated with a chemical precipitation system. | 1324 | 1334
B | 8 | B8-10 |  | FGD_Dry_Wastewater | dest_DFGD_clean_treat_bio_aer | Text | Wastewater from cleaning the dry FGD scrubber is treated with an aerobic biological reactor. | 1325 | 1335
B | 8 | B8-10 |  | FGD_Dry_Wastewater | dest_DFGD_clean_treat_bio_anaer | Text | Wastewater from cleaning the dry FGD scrubber is treated with an anaerobic biological reactor. | 1326 | 1336
B | 8 | B8-10 |  | FGD_Dry_Wastewater | dest_DFGD_clean_treat_wetlands | Text | Wastewater from cleaning the dry FGD scrubber is treated with constructed wetlands. | 1327 | 1337
B | 8 | B8-10 |  | FGD_Dry_Wastewater | dest_DFGD_clean_treat_mvc | Text | Wastewater from cleaning the dry FGD scrubber is treated with a mechanical vapor compression (brine concentrator). | 1328 | 1338
B | 8 | B8-10 |  | FGD_Dry_Wastewater | dest_DFGD_clean_treat_mvc_spray | Text | Wastewater from cleaning the dry FGD scrubber is treated with a mechanical vapor compression (brine concentrator) with a spray dryer. | 1329 | 1339
B | 8 | B8-10 |  | FGD_Dry_Wastewater | dest_DFGD_clean_treat_mvc_cryst | Text | Wastewater from cleaning the dry FGD scrubber is treated with a mechanical vapor compression (brine concentrator) with a crystallizer. | 1330 | 1340
B | 8 | B8-10 |  | FGD_Dry_Wastewater | dest_DFGD_clean_treat_other | Text | Wastewater from cleaning the dry FGD scrubber is treated with another technology. | 1331 | 1341
B | 8 | B8-10 |  | FGD_Dry_Wastewater | dest_DFGD_clean_treat_other_desc | Text | Description of the other technology that is used to treat the wastewater from cleaning the dry FGD scrubber. | 1332 | 1342
B | 8 | B8-10 |  | FGD_Dry_Wastewater | dest_DFGD_clean_NPDES | Text | Wastewater from cleaning the dry FGD scrubber is discharged to surface water. | 1333 | 1343
B | 8 | B8-10 |  | FGD_Dry_Wastewater | dest_DFGD_clean_NPDES_outfall | Text | The NPDES permitted outfall number to which the plant discharges the wastewater from cleaning the dry FGD scrubber. | 1334 | 1344
B | 8 | B8-10 |  | FGD_Dry_Wastewater | dest_DFGD_clean_POTW | Text | Wastewater from cleaning the dry FGD scrubber is transferred to a publically or privately owned treatment works. | 1335 | 1345
B | 8 | B8-10 |  | FGD_Dry_Wastewater | dest_DFGD_clean_DWI | Text | Wastewater from cleaning the dry FGD scrubber is injected into a deep well. | 1336 | 1346
B | 8 | B8-10 |  | FGD_Dry_Wastewater | dest_DFGD_clean_other | Text | Wastewater from cleaning the dry FGD scrubber is transferred to another destination. | 1337 | 1347
B | 8 | B8-10 |  | FGD_Dry_Wastewater | dest_DFGD_clean_other_desc | Text | Description of other destination to which the wastewater from cleaning the dry FGD scrubber is transferred. | 1338 | 1348
B | 8 | B8-11 |  | FGD_Dry_General | cbi_DFGD_solids_mkt_parameters | Yes/No | CBI designation checkbox for Q B8-11. | 1339 | 1292
B | 8 | B8-11 |  | FGD_Dry_General | DFGD_solids_mkt_chlor | Text | Chlorides content affects the ability of dry FGD solids to be marketed, sold, or given away | 1340 | 1293
B | 8 | B8-11 |  | FGD_Dry_General | DFGD_solids_mkt_chlor_ppm | Number (Double) | Maximum chlorides concentration limit in ppm for marketing, selling, or giving away dry FGD solids. | 1341 | 1294
B | 8 | B8-11 |  | FGD_Dry_General | DFGD_solids_mkt_H2O | Text | Moisture content affects the ability of dry FGD solids to be marketed, sold, or given away | 1342 | 1295
B | 8 | B8-11 |  | FGD_Dry_General | DFGD_solids_mkt_H2O_ppm | Number (Double) | Maximum moisture content limit in ppm for marketing, selling, or giving away dry FGD solids. | 1343 | 1296
B | 8 | B8-11 |  | FGD_Dry_General | DFGD_solids_mkt_other | Text | Another parameter affects the ability of dry FGD solids to be marketed, sold, or given away. | 1344 | 1297
B | 8 | B8-11 |  | FGD_Dry_General | DFGD_solids_mkt_other_desc | Text | Description of the other parameter that affects the ability of dry FGD solids to be marketed, sold, or given away. | 1345 | 1298
B | 8 | B8-11 |  | FGD_Dry_General | DFGD_solids_mkt_other_ppm | Number (Double) | Maximum other parameter concentration limit in ppm for marketing, selling, or giving away dry FGD solids. | 1346 | 1299
B | 8 | B8-11 |  | FGD_Dry_General | DFGD_solids_mkt_none | Text | Industries to which the FGD solids are marketed have not specified standards. | 1347 | 1300
B | 8 | B8-11 |  | FGD_Dry_General | DFGD_solids_mkt_NA | Text | FGD solids are not marketed, sold, or given away. | 1348 | 1301
B | 8 Tables | Plant_ID | Table B-10 | FGD_Dry_Solids_Dest | plant_id | Number (Double) | Plant identification number. | 1349 | 1349
B | 8 Tables | Plant_ID | Table B-11 | FGD_Dry_Solids_Mkt_Sold | plant_id | Number (Double) | Plant identification number. | 1350 | 1384
B | 8 Tables | Plant_ID | Table B-12 | FGD_Dry_Solids_Cost | plant_id | Number (Double) | Plant identification number | 1351 | 1431
B | 8 Tables | FGD_ID | Table B-10 | FGD_Dry_Solids_Dest | FGD_id | Text | Flue gas desulfurization unit identification number. | 1352 | 1350
B | 8 Tables | FGD_ID | Table B-11 | FGD_Dry_Solids_Mkt_Sold | FGD_id | Text | Flue gas desulfurization unit identification number. | 1353 | 1385
B | 8 Tables | FGD_ID | Table B-12 | FGD_Dry_Solids_Cost | FGD_id | Text | FGD system identification number. | 1354 | 1432
B | 8 Tables | B8-12 | Table B-10 | FGD_Dry_Solids_Dest | cbi_DFGD_solids_dest_tbl | Yes/No | CBI designation checkbox for QB8-12, Table B-10 | 1355 | 1351
B | 8 Tables | B8-12 | Table B-10 | FGD_Dry_Solids_Dest | DFGD_solids_landfill_perm_2005 | Number (Double) | Amount of dry FGD solids in tons stored permanently in a reported landfill in 2005. | 1356 | 1352
B | 8 Tables | B8-12 | Table B-10 | FGD_Dry_Solids_Dest | DFGD_solids_landfill_perm_2007 | Number (Double) | Amount of dry FGD solids in tons stored permanently in a reported landfill in 2007. | 1357 | 1353
B | 8 Tables | B8-12 | Table B-10 | FGD_Dry_Solids_Dest | DFGD_solids_landfill_perm_2009 | Number (Double) | Amount of dry FGD solids in tons stored permanently in a reported landfill in 2009. | 1358 | 1354
B | 8 Tables | B8-12 | Table B-10 | FGD_Dry_Solids_Dest | DFGD_solids_landfill_temp_2005 | Number (Double) | Amount of dry FGD solids in tons stored temporarily (later hauled offsite/marketed) in a reported landfill in 2005. | 1359 | 1355
B | 8 Tables | B8-12 | Table B-10 | FGD_Dry_Solids_Dest | DFGD_solids_landfill_temp_2007 | Number (Double) | Amount of dry FGD solids in tons stored temporarily (later hauled offsite/marketed) in a reported landfill in 2007. | 1360 | 1356
B | 8 Tables | B8-12 | Table B-10 | FGD_Dry_Solids_Dest | DFGD_solids_landfill_temp_2009 | Number (Double) | Amount of dry FGD solids in tons stored temporarily (later hauled offsite/marketed) in a reported landfill in 2009. | 1361 | 1357
B | 8 Tables | B8-12 | Table B-10 | FGD_Dry_Solids_Dest | DFGD_solids_pond_perm_2005 | Number (Double) | Amount of dry FGD solids in tons stored permanently in a reported pond in 2005. | 1362 | 1358
B | 8 Tables | B8-12 | Table B-10 | FGD_Dry_Solids_Dest | DFGD_solids_pond_perm_2007 | Number (Double) | Amount of dry FGD solids in tons stored permanently in a reported pond in 2007. | 1363 | 1359
B | 8 Tables | B8-12 | Table B-10 | FGD_Dry_Solids_Dest | DFGD_solids_pond_perm_2009 | Number (Double) | Amount of dry FGD solids in tons stored permanently in a reported pond in 2009. | 1364 | 1360
B | 8 Tables | B8-12 | Table B-10 | FGD_Dry_Solids_Dest | DFGD_solids_pond_temp_2005 | Number (Double) | Amount of dry FGD solids in tons stored temporarily (later hauled offsite/marketed) in a reported pond in 2005. | 1365 | 1361
B | 8 Tables | B8-12 | Table B-10 | FGD_Dry_Solids_Dest | DFGD_solids_pond_temp_2007 | Number (Double) | Amount of dry FGD solids in tons stored temporarily (later hauled offsite/marketed) in a reported pond in 2007. | 1366 | 1362
B | 8 Tables | B8-12 | Table B-10 | FGD_Dry_Solids_Dest | DFGD_solids_pond_temp_2009 | Number (Double) | Amount of dry FGD solids in tons stored temporarily (later hauled offsite/marketed) in a reported pond in 2009. | 1367 | 1363
B | 8 Tables | B8-12 | Table B-10 | FGD_Dry_Solids_Dest | DFGD_solids_landfill_offsite_2005 | Number (Double) | Amount of dry FGD solids in tons sent to an offsite landfill (i.e., not reported in Table A-6) in 2005. | 1368 | 1364
B | 8 Tables | B8-12 | Table B-10 | FGD_Dry_Solids_Dest | DFGD_solids_landfill_offsite_2007 | Number (Double) | Amount of dry FGD solids in tons sent to an offsite landfill (i.e., not reported in Table A-6) in 2007. | 1369 | 1365
B | 8 Tables | B8-12 | Table B-10 | FGD_Dry_Solids_Dest | DFGD_solids_landfill_offsite_2009 | Number (Double) | Amount of dry FGD solids in tons sent to an offsite landfill (i.e., not reported in Table A-6) in 2009. | 1370 | 1366
B | 8 Tables | B8-12 | Table B-10 | FGD_Dry_Solids_Dest | DFGD_solids_pond_offsite_2005 | Number (Double) | Amount of dry FGD solids in tons sent to an offsite pond (i.e., not reported in Table A-4) in 2005. | 1371 | 1367
B | 8 Tables | B8-12 | Table B-10 | FGD_Dry_Solids_Dest | DFGD_solids_pond_offsite_2007 | Number (Double) | Amount of dry FGD solids in tons sent to an offsite pond (i.e., not reported in Table A-4) in 2007. | 1372 | 1368
B | 8 Tables | B8-12 | Table B-10 | FGD_Dry_Solids_Dest | DFGD_solids_pond_offsite_2009 | Number (Double) | Amount of dry FGD solids in tons sent to an offsite pond (i.e., not reported in Table A-4) in 2009. | 1373 | 1369
B | 8 Tables | B8-12 | Table B-10 | FGD_Dry_Solids_Dest | DFGD_solids_sold_2005 | Number (Double) | Amount of dry FGD solids marketed and sold in 2005. | 1374 | 1370
B | 8 Tables | B8-12 | Table B-10 | FGD_Dry_Solids_Dest | DFGD_solids_sold_2007 | Number (Double) | Amount of dry FGD solids marketed and sold in 2007. | 1375 | 1371
B | 8 Tables | B8-12 | Table B-10 | FGD_Dry_Solids_Dest | DFGD_solids_sold_2009 | Number (Double) | Amount of dry FGD solids marketed and sold in 2009. | 1376 | 1372
B | 8 Tables | B8-12 | Table B-10 | FGD_Dry_Solids_Dest | DFGD_solids_gv_awy_2005 | Number (Double) | Amount of dry FGD solids given away in 2005. | 1377 | 1373
B | 8 Tables | B8-12 | Table B-10 | FGD_Dry_Solids_Dest | DFGD_solids_gv_awy_2007 | Number (Double) | Amount of dry FGD solids given away in 2007. | 1378 | 1374
B | 8 Tables | B8-12 | Table B-10 | FGD_Dry_Solids_Dest | DFGD_solids_gv_awy_2009 | Number (Double) | Amount of dry FGD solids given away in 2009. | 1379 | 1375
B | 8 Tables | B8-12 | Table B-10 | FGD_Dry_Solids_Dest | DFGD_solids_dest_other1_desc | Text | Description of Other Destination 1 for the dry FGD solids. | 1380 | 1376
B | 8 Tables | B8-12 | Table B-10 | FGD_Dry_Solids_Dest | DFGD_solids_dest_other1_2005 | Number (Double) | Amount of dry FGD solids sent to Other Destination 1 in 2005. | 1381 | 1377
B | 8 Tables | B8-12 | Table B-10 | FGD_Dry_Solids_Dest | DFGD_solids_dest_other1_2007 | Number (Double) | Amount of dry FGD solids sent to Other Destination 1 in 2007. | 1382 | 1378
B | 8 Tables | B8-12 | Table B-10 | FGD_Dry_Solids_Dest | DFGD_solids_dest_other1_2009 | Number (Double) | Amount of dry FGD solids sent to Other Destination 1 in 2009. | 1383 | 1379
B | 8 Tables | B8-12 | Table B-10 | FGD_Dry_Solids_Dest | DFGD_solids_dest_other2_desc | Text | Description of Other Destination 2 for the dry FGD solids. | 1384 | 1380
B | 8 Tables | B8-12 | Table B-10 | FGD_Dry_Solids_Dest | DFGD_solids_dest_other2_2005 | Number (Double) | Amount of dry FGD solids sent to Other Destination 2 in 2005. | 1385 | 1381
B | 8 Tables | B8-12 | Table B-10 | FGD_Dry_Solids_Dest | DFGD_solids_dest_other2_2007 | Number (Double) | Amount of dry FGD solids sent to Other Destination 2 in 2007. | 1386 | 1382
B | 8 Tables | B8-12 | Table B-10 | FGD_Dry_Solids_Dest | DFGD_solids_dest_other2_2009 | Number (Double) | Amount of dry FGD solids sent to Other Destination 2 in 2009. | 1387 | 1383
B | 8 Tables | B8-13 | Table B-11 | FGD_Dry_Solids_Mkt_Sold | cbi_DFGD_solids_dest_mkt_tbl | Yes/No | CBI designation checkbox for Q B8-13, Table B-11 | 1388 | 1386
B | 8 Tables | B8-13 | Table B-11 | FGD_Dry_Solids_Mkt_Sold | DFGD_mkt_dest1_desc | Text | Destination (1) of dry FGD solids marketed. | 1389 | 1387
B | 8 Tables | B8-13 | Table B-11 | FGD_Dry_Solids_Mkt_Sold | DFGD_mkt_dest1_ton_2005 | Number (Double) | Tons of dry FGD solids sold to destination (1) in 2005 | 1390 | 1388
B | 8 Tables | B8-13 | Table B-11 | FGD_Dry_Solids_Mkt_Sold | DFGD_mkt_dest1_rev_2005 | Number (Double) | Revenue from dry FGD solids sold to destination (1) in 2005 | 1391 | 1389
B | 8 Tables | B8-13 | Table B-11 | FGD_Dry_Solids_Mkt_Sold | DFGD_mkt_dest1_ton_2007 | Number (Double) | Tons of dry FGD solids sold to destination (1) in 2007 | 1392 | 1390
B | 8 Tables | B8-13 | Table B-11 | FGD_Dry_Solids_Mkt_Sold | DFGD_mkt_dest1_rev_2007 | Number (Double) | Revenue from dry FGD solids sold to destination (1) in 2007 | 1393 | 1391
B | 8 Tables | B8-13 | Table B-11 | FGD_Dry_Solids_Mkt_Sold | DFGD_mkt_dest1_ton_2009 | Number (Double) | Tons of dry FGD solids sold to destination (1) in 2009 | 1394 | 1392
B | 8 Tables | B8-13 | Table B-11 | FGD_Dry_Solids_Mkt_Sold | DFGD_mkt_dest1_rev_2009 | Number (Double) | Revenue from dry FGD solids sold to destination (1) in 2009 | 1395 | 1393
B | 8 Tables | B8-13 | Table B-11 | FGD_Dry_Solids_Mkt_Sold | DFGD_mkt_dest2_desc | Text | Destination (2) of dry FGD solids marketed. | 1396 | 1394
B | 8 Tables | B8-13 | Table B-11 | FGD_Dry_Solids_Mkt_Sold | DFGD_mkt_dest2_ton_2005 | Number (Double) | Tons of dry FGD solids sold to destination (2) in 2005 | 1397 | 1395
B | 8 Tables | B8-13 | Table B-11 | FGD_Dry_Solids_Mkt_Sold | DFGD_mkt_dest2_rev_2005 | Number (Double) | Revenue from dry FGD solids sold to destination (2) in 2005 | 1398 | 1396
B | 8 Tables | B8-13 | Table B-11 | FGD_Dry_Solids_Mkt_Sold | DFGD_mkt_dest2_ton_2007 | Number (Double) | Tons of dry FGD solids sold to destination (2) in 2007 | 1399 | 1397
B | 8 Tables | B8-13 | Table B-11 | FGD_Dry_Solids_Mkt_Sold | DFGD_mkt_dest2_rev_2007 | Number (Double) | Revenue from dry FGD solids sold to destination (2) in 2007 | 1400 | 1398
B | 8 Tables | B8-13 | Table B-11 | FGD_Dry_Solids_Mkt_Sold | DFGD_mkt_dest2_ton_2009 | Number (Double) | Tons of dry FGD solids sold to destination (2) in 2009 | 1401 | 1399
B | 8 Tables | B8-13 | Table B-11 | FGD_Dry_Solids_Mkt_Sold | DFGD_mkt_dest2_rev_2009 | Number (Double) | Revenue from dry FGD solids sold to destination (2) in 2009 | 1402 | 1400
B | 8 Tables | B8-13 | Table B-11 | FGD_Dry_Solids_Mkt_Sold | DFGD_mkt_dest3_desc | Text | Destination (3) of dry FGD solids marketed. | 1403 | 1401
B | 8 Tables | B8-13 | Table B-11 | FGD_Dry_Solids_Mkt_Sold | DFGD_mkt_dest3_ton_2005 | Number (Double) | Tons of dry FGD solids sold to destination (3) in 2005 | 1404 | 1402
B | 8 Tables | B8-13 | Table B-11 | FGD_Dry_Solids_Mkt_Sold | DFGD_mkt_dest3_rev_2005 | Number (Double) | Revenue from dry FGD solids sold to destination (3) in 2005 | 1405 | 1403
B | 8 Tables | B8-13 | Table B-11 | FGD_Dry_Solids_Mkt_Sold | DFGD_mkt_dest3_ton_2007 | Number (Double) | Tons of dry FGD solids sold to destination (3) in 2007 | 1406 | 1404
B | 8 Tables | B8-13 | Table B-11 | FGD_Dry_Solids_Mkt_Sold | DFGD_mkt_dest3_rev_2007 | Number (Double) | Revenue from dry FGD solids sold to destination (3) in 2007 | 1407 | 1405
B | 8 Tables | B8-13 | Table B-11 | FGD_Dry_Solids_Mkt_Sold | DFGD_mkt_dest3_ton_2009 | Number (Double) | Tons of dry FGD solids sold to destination (3) in 2009 | 1408 | 1406
B | 8 Tables | B8-13 | Table B-11 | FGD_Dry_Solids_Mkt_Sold | DFGD_mkt_dest3_rev_2009 | Number (Double) | Revenue from dry FGD solids sold to destination (3) in 2009 | 1409 | 1407
B | 8 Tables | B8-13 | Table B-11 | FGD_Dry_Solids_Mkt_Sold | DFGD_mkt_dest4_desc | Text | Destination (4) of dry FGD solids marketed. | 1410 | 1408
B | 8 Tables | B8-13 | Table B-11 | FGD_Dry_Solids_Mkt_Sold | DFGD_mkt_dest4_ton_2005 | Number (Double) | Tons of dry FGD solids sold to destination (4) in 2005 | 1411 | 1409
B | 8 Tables | B8-13 | Table B-11 | FGD_Dry_Solids_Mkt_Sold | DFGD_mkt_dest4_rev_2005 | Number (Double) | Revenue from dry FGD solids sold to destination (4) in 2005 | 1412 | 1410
B | 8 Tables | B8-13 | Table B-11 | FGD_Dry_Solids_Mkt_Sold | DFGD_mkt_dest4_ton_2007 | Number (Double) | Tons of dry FGD solids sold to destination (4) in 2007 | 1413 | 1411
B | 8 Tables | B8-13 | Table B-11 | FGD_Dry_Solids_Mkt_Sold | DFGD_mkt_dest4_rev_2007 | Number (Double) | Revenue from dry FGD solids sold to destination (4) in 2007 | 1414 | 1412
B | 8 Tables | B8-13 | Table B-11 | FGD_Dry_Solids_Mkt_Sold | DFGD_mkt_dest4_ton_2009 | Number (Double) | Tons of dry FGD solids sold to destination (4) in 2009 | 1415 | 1413
B | 8 Tables | B8-13 | Table B-11 | FGD_Dry_Solids_Mkt_Sold | DFGD_mkt_dest4_rev_2009 | Number (Double) | Revenue from dry FGD solids sold to destination (4) in 2009 | 1416 | 1414
B | 8 Tables | B8-13 | Table B-11 | FGD_Dry_Solids_Mkt_Sold | DFGD_mkt_dest5_desc | Text | Destination (5) of dry FGD solids marketed. | 1417 | 1415
B | 8 Tables | B8-13 | Table B-11 | FGD_Dry_Solids_Mkt_Sold | DFGD_mkt_dest5_other_desc | Text | Description of Destination (5) of dry FGD solids marketed if destination not specified in dropdown menu. | 1418 | 1416
B | 8 Tables | B8-13 | Table B-11 | FGD_Dry_Solids_Mkt_Sold | DFGD_mkt_dest5_ton_2005 | Number (Double) | Tons of dry FGD solids sold to destination (5) in 2005 | 1419 | 1417
B | 8 Tables | B8-13 | Table B-11 | FGD_Dry_Solids_Mkt_Sold | DFGD_mkt_dest5_rev_2005 | Number (Double) | Revenue from dry FGD solids sold to destination (5) in 2005 | 1420 | 1418
B | 8 Tables | B8-13 | Table B-11 | FGD_Dry_Solids_Mkt_Sold | DFGD_mkt_dest5_ton_2007 | Number (Double) | Tons of dry FGD solids sold to destination (5) in 2007 | 1421 | 1419
B | 8 Tables | B8-13 | Table B-11 | FGD_Dry_Solids_Mkt_Sold | DFGD_mkt_dest5_rev_2007 | Number (Double) | Revenue from dry FGD solids sold to destination (5) in 2007 | 1422 | 1420
B | 8 Tables | B8-13 | Table B-11 | FGD_Dry_Solids_Mkt_Sold | DFGD_mkt_dest5_ton_2009 | Number (Double) | Tons of dry FGD solids sold to destination (5) in 2009 | 1423 | 1421
B | 8 Tables | B8-13 | Table B-11 | FGD_Dry_Solids_Mkt_Sold | DFGD_mkt_dest5_rev_2009 | Number (Double) | Revenue from dry FGD solids sold to destination (5) in 2009 | 1424 | 1422
B | 8 Tables | B8-13 | Table B-11 | FGD_Dry_Solids_Mkt_Sold | DFGD_mkt_dest6_desc | Text | Destination (6) of dry FGD solids marketed. | 1425 | 1423
B | 8 Tables | B8-13 | Table B-11 | FGD_Dry_Solids_Mkt_Sold | DFGD_mkt_dest6_other_desc | Text | Description of Destination (6) of dry FGD solids marketed if destination not specified in dropdown menu. | 1426 | 1424
B | 8 Tables | B8-13 | Table B-11 | FGD_Dry_Solids_Mkt_Sold | DFGD_mkt_dest6_ton_2005 | Number (Double) | Tons of dry FGD solids sold to destination (6) in 2005 | 1427 | 1425
B | 8 Tables | B8-13 | Table B-11 | FGD_Dry_Solids_Mkt_Sold | DFGD_mkt_dest6_rev_2005 | Number (Double) | Revenue from dry FGD solids sold to destination (6) in 2005 | 1428 | 1426
B | 8 Tables | B8-13 | Table B-11 | FGD_Dry_Solids_Mkt_Sold | DFGD_mkt_dest6_ton_2007 | Number (Double) | Tons of dry FGD solids sold to destination (6) in 2007 | 1429 | 1427
B | 8 Tables | B8-13 | Table B-11 | FGD_Dry_Solids_Mkt_Sold | DFGD_mkt_dest6_rev_2007 | Number (Double) | Revenue from dry FGD solids sold to destination (6) in 2007 | 1430 | 1428
B | 8 Tables | B8-13 | Table B-11 | FGD_Dry_Solids_Mkt_Sold | DFGD_mkt_dest6_ton_2009 | Number (Double) | Tons of dry FGD solids sold to destination (6) in 2009 | 1431 | 1429
B | 8 Tables | B8-13 | Table B-11 | FGD_Dry_Solids_Mkt_Sold | DFGD_mkt_dest6_rev_2009 | Number (Double) | Revenue from dry FGD solids sold to destination (6) in 2009 | 1432 | 1430
B | 8 Tables | B8-14 | Table B-12 | FGD_Dry_Solids_Cost | cbi_DFGD_solids_cost_process_tbl | Yes/No | CBI designation checkbox for QB8-14, Table B-12 | 1433 | 1433
B | 8 Tables | B8-14 | Table B-12 | FGD_Dry_Solids_Cost | DFGD_cost_solid_sep_2005 | Number (Double) | Total cost for solids separation for dry FGD in 2005 | 1434 | 1434
B | 8 Tables | B8-14 | Table B-12 | FGD_Dry_Solids_Cost | DFGD_cost_solid_sep_2007 | Number (Double) | Total cost for solids separation for dry FGD in 2007 | 1435 | 1435
B | 8 Tables | B8-14 | Table B-12 | FGD_Dry_Solids_Cost | DFGD_cost_solid_sep_2009 | Number (Double) | Total cost for solids separation for dry FGD in 2009 | 1436 | 1436
B | 8 Tables | B8-14 | Table B-12 | FGD_Dry_Solids_Cost | DFGD_cost_solid_dwr_2005 | Number (Double) | Total cost for solids dewatering for dry FGD in 2005 | 1437 | 1437
B | 8 Tables | B8-14 | Table B-12 | FGD_Dry_Solids_Cost | DFGD_cost_solid_dwr_2007 | Number (Double) | Total cost for solids dewatering for dry FGD in 2007 | 1438 | 1438
B | 8 Tables | B8-14 | Table B-12 | FGD_Dry_Solids_Cost | DFGD_cost_solid_dwr_2009 | Number (Double) | Total cost for solids dewatering for dry FGD in 2009 | 1439 | 1439
B | 8 Tables | B8-14 | Table B-12 | FGD_Dry_Solids_Cost | DFGD_cost_haul_2005 | Number (Double) | Total cost for hauling FGD solids for dry FGD in 2005 | 1440 | 1440
B | 8 Tables | B8-14 | Table B-12 | FGD_Dry_Solids_Cost | DFGD_cost_haul_2007 | Number (Double) | Total cost for hauling FGD solids for dry FGD in 2007 | 1441 | 1441
B | 8 Tables | B8-14 | Table B-12 | FGD_Dry_Solids_Cost | DFGD_cost_haul_2009 | Number (Double) | Total cost for hauling FGD solids for dry FGD in 2009 | 1442 | 1442
B | 8 Tables | B8-14 | Table B-12 | FGD_Dry_Solids_Cost | DFGD_cost_onsite_disp_2005 | Number (Double) | Total cost for on site disposal for dry FGD in 2005 | 1443 | 1443
B | 8 Tables | B8-14 | Table B-12 | FGD_Dry_Solids_Cost | DFGD_cost_onsite_disp_2007 | Number (Double) | Total cost for on site disposal for dry FGD in 2007 | 1444 | 1444
B | 8 Tables | B8-14 | Table B-12 | FGD_Dry_Solids_Cost | DFGD_cost_onsite_disp_2009 | Number (Double) | Total cost for on site disposal for dry FGD in 2009 | 1445 | 1445
B | 8 Tables | B8-14 | Table B-12 | FGD_Dry_Solids_Cost | DFGD_cost_offsite_disp_2005 | Number (Double) | Total cost for off site disposal for dry FGD in 2005 | 1446 | 1446
B | 8 Tables | B8-14 | Table B-12 | FGD_Dry_Solids_Cost | DFGD_cost_offsite_disp_2007 | Number (Double) | Total cost for off site disposal for dry FGD in 2007 | 1447 | 1447
B | 8 Tables | B8-14 | Table B-12 | FGD_Dry_Solids_Cost | DFGD_cost_offsite_disp_2009 | Number (Double) | Total cost for off site disposal for dry FGD in 2009 | 1448 | 1448
B | 8 Tables | B8-14 | Table B-12 | FGD_Dry_Solids_Cost | DFGD_cost_other1_desc | Text | Description of Other 1 type of cost incurred to remove or dispose of dry FGD solids | 1449 | 1449
B | 8 Tables | B8-14 | Table B-12 | FGD_Dry_Solids_Cost | DFGD_cost_other1_2005 | Number (Double) | Total cost of Other 1 for dry FGD in 2005 | 1450 | 1450
B | 8 Tables | B8-14 | Table B-12 | FGD_Dry_Solids_Cost | DFGD_cost_other1_2007 | Number (Double) | Total cost of Other 1 for dry FGD in 2007 | 1451 | 1451
B | 8 Tables | B8-14 | Table B-12 | FGD_Dry_Solids_Cost | DFGD_cost_other1_2009 | Number (Double) | Total cost of Other 1 for dry FGD in 2009 | 1452 | 1452
B | 8 Tables | B8-14 | Table B-12 | FGD_Dry_Solids_Cost | DFGD_cost_other2_desc | Text | Description of Other 2 type of cost incurred to remove or dispose of dry FGD solids | 1453 | 1453
B | 8 Tables | B8-14 | Table B-12 | FGD_Dry_Solids_Cost | DFGD_cost_other2_2005 | Number (Double) | Total cost of Other 2 for dry FGD in 2005 | 1454 | 1454
B | 8 Tables | B8-14 | Table B-12 | FGD_Dry_Solids_Cost | DFGD_cost_other2_2007 | Number (Double) | Total cost of Other 2 for dry FGD in 2007 | 1455 | 1455
B | 8 Tables | B8-14 | Table B-12 | FGD_Dry_Solids_Cost | DFGD_cost_other2_2009 | Number (Double) | Total cost of Other 2 for dry FGD in 2009 | 1456 | 1456
B | 8 Tables | B8-14 | Table B-12 | FGD_Dry_Solids_Cost | DFGD_cost_other3_desc | Text | Description of Other 3 type of cost incurred to remove or dispose of dry FGD solids | 1457 | 1457
B | 8 Tables | B8-14 | Table B-12 | FGD_Dry_Solids_Cost | DFGD_cost_other3_2005 | Number (Double) | Total cost of Other 3 for dry FGD in 2005 | 1458 | 1458
B | 8 Tables | B8-14 | Table B-12 | FGD_Dry_Solids_Cost | DFGD_cost_other3_2007 | Number (Double) | Total cost of Other 3 for dry FGD in 2007 | 1459 | 1459
B | 8 Tables | B8-14 | Table B-12 | FGD_Dry_Solids_Cost | DFGD_cost_other3_2009 | Number (Double) | Total cost of Other 3 for dry FGD in 2009 | 1460 | 1460
B | 8 Tables | B8-14 | Table B-12 | FGD_Dry_Solids_Cost | DFGD_cost_total_2005 | Number (Double) | Total 2005 costs incurred to remove or dispose of dry FGD solids | 1461 | 1461
B | 8 Tables | B8-14 | Table B-12 | FGD_Dry_Solids_Cost | DFGD_cost_total_2007 | Number (Double) | Total 2007 costs incurred to remove or dispose of dry FGD solids | 1462 | 1462
B | 8 Tables | B8-14 | Table B-12 | FGD_Dry_Solids_Cost | DFGD_cost_total_2009 | Number (Double) | Total 2009 costs incurred to remove or dispose of dry FGD solids | 1463 | 1463
B | Comments | Comments |  | PartB_Comments | plant_id | Number (Double) | Plant identification number. | 1464 | 1464
B | Comments | Comments |  | PartB_Comments | cbi_comment | Yes/No | CBI designation checkbox for Part B comments. | 1465 | 1465
B | Comments | Comments |  | PartB_Comments | comment_quest_nmbr | Text | Question number reference for Part B comment. | 1466 | 1466
B | Comments | Comments |  | PartB_Comments | comment | Memo | Comment from plant for Part B. | 1467 | 1467
C | 1 | Plant_ID |  | Ash_General | plant_id | Number (Double) | Plant identification number | 1468 | 1468
C | 1 | C1-1 |  | Ash_General | cbi_generate_ash | Yes/No | CBI designation checkbox for any ash generation | 1469 | 1469
C | 1 | C1-1 |  | Ash_General | generate_ash | Text | Does facility generate any ash answer | 1470 | 1470
C | 1 | C1-2 | Table C-1 | Ash_General | cbi_total_acre | Yes/No | CBI designation checkbox for total acreage | 1471 | 1471
C | 1 | C1-2 | Table C-1 | Ash_General | total_acre | Number (Double) | Total acreage of the plant including all contiguous and non-adjoining property within 20 miles under the operational control of the plant or operated by the same ultimate parent, and receiving the plant's waste | 1472 | 1472
C | 1 | C1-2 | Table C-1 | Ash_General | parking_acre | Number (Double) | Total acreage of parking lots | 1473 | 1473
C | 1 | C1-2 | Table C-1 | Ash_General | buildings_acre | Number (Double) | Total acreage of buildings and other developed areas | 1474 | 1474
C | 1 | C1-2 | Table C-1 | Ash_General | ponds_acre | Number (Double) | Total acreage of active/inactive/open ash ponds | 1475 | 1475
C | 1 | C1-2 | Table C-1 | Ash_General | landfills_acre | Number (Double) | Total acreage of active/inactive/open landfills | 1476 | 1476
C | 1 | C1-2 | Table C-1 | Ash_General | closed_pond_land_acre | Number (Double) | Total acreage of closed ponds/impoundments and landfills | 1477 | 1477
C | 1 | C1-2 | Table C-1 | Ash_General | unusable_type | Text | Description of type of unusable land | 1478 | 1478
C | 1 | C1-2 | Table C-1 | Ash_General | unusable_acre | Number (Double) | Total acreage of unusable land | 1479 | 1479
C | 1 | C1-2 | Table C-1 | Ash_General | other_type_1 | Text | Description of first additional type of unusable land | 1480 | 1480
C | 1 | C1-2 | Table C-1 | Ash_General | other_acre_1 | Number (Double) | Total acreage of first additional type of unusable land | 1481 | 1481
C | 1 | C1-2 | Table C-1 | Ash_General | other_type_2 | Text | Description of second additional type of unusable land | 1482 | 1482
C | 1 | C1-2 | Table C-1 | Ash_General | other_acre_2 | Number (Double) | Total acreage of second additional type of unusable land | 1483 | 1483
C | 1 | C1-3 |  | Ash_General | cbi_generate_fly | Yes/No | CBI designation checkbox for fly ash generation | 1484 | 1484
C | 1 | C1-3 |  | Ash_General | generate_fly | Text | Does facility generate any fly ash answer | 1485 | 1485
C | 2.1 | Plant_ID | Table C-2 | Fly_Ash_System | plant_id | Number (Double) | Plant identification number | 1486 | 1486
C | 2.1 | Plant_ID | Table C-3 | Fly_Ash_Sluicing | plant_id | Number (Double) | Plant identification number | 1487 | 1513
C | 2.1 | Plant_ID |  | Fly_Ash_Wet_Vacuum | plant_id | Number (Double) | Plant identification number | 1488 | 1541
C | 2.1 | Plant_ID | Table C-4 | Fly_Ash_Storage_Dest | plant_id | Number (Double) | Plant identification number | 1489 | 1563
C | 2.1 | Plant_ID |  | Fly_Ash_WetAndDry | plant_id | Number (Double) | Plant identification number | 1490 | 1571
C | 2.1 | Plant_ID |  | Fly_Ash_Handling_Changes | plant_id | Number (Double) | Plant identification number | 1491 | 1598
C | 2.1 | Plant_ID |  | Fly_Ash_Dry_Retrofit | plant_id | Number (Double) | Plant identification number | 1492 | 1609
C | 2.1 | Plant_ID |  | Fly_Ash_Dry_Installation | plant_id | Number (Double) | Plant identification number | 1493 | 1645
C | 2.1 | Plant_ID |  | Fly_Ash_Outages | plant_id | Number (Double) | Plant identification number | 1494 | 1706
C | 2.1 | seunit_ID | Table C-2 | Fly_Ash_System | seunit_ID | Text | Steam electric generating Unit ID | 1495 | 1487
C | 2.1 | seunit_ID | Table C-3 | Fly_Ash_Sluicing | seunit_ID | Text | Steam electric generating unit ID | 1496 | 1514
C | 2.1 | seunit_ID |  | Fly_Ash_Wet_Vacuum | seunit_ID | Text | Steam electric generating unit ID | 1497 | 1542
C | 2.1 | seunit_ID | Table C-4 | Fly_Ash_Storage_Dest | seunit_ID | Text | Steam electric generating unit ID | 1498 | 1564
C | 2.1 | seunit_ID |  | Fly_Ash_WetAndDry | seunit_ID | Text | Steam electric generating unit ID | 1499 | 1572
C | 2.1 | seunit_ID |  | Fly_Ash_Handling_Changes | seunit_ID | Text | Steam electric generating unit ID | 1500 | 1599
C | 2.1 | seunit_ID |  | Fly_Ash_Dry_Retrofit | seunit_ID | Text | Steam electric generating unit ID | 1501 | 1610
C | 2.1 | seunit_ID |  | Fly_Ash_Dry_Installation | seunit_ID | Text | Steam electric generating unit ID | 1502 | 1646
C | 2.1 | seunit_ID |  | Fly_Ash_Outages | seunit_ID | Text | Steam electric generating unit ID | 1503 | 1707
C | 2.1 | C2-1 | Table C-2 | Fly_Ash_System | cbi_fly_collection_type | Yes/No | CBI designation checkbox for Q C2-1 fly ash collection type | 1504 | 1488
C | 2.1 | C2-1 | Table C-2 | Fly_Ash_System | fly_collection | Text | Type of fly ash collection (ESPs, dry hot, dry cold, wet, baghouse, wet scrubber, or other) | 1505 | 1489
C | 2.1 | C2-1 | Table C-2 | Fly_Ash_System | fly_collection_other | Text | Type of fly ash collection if other is selected for "fly_collection" | 1506 | 1490
C | 2.1 | C2-1 | Table C-2 | Fly_Ash_System | fly_wet_sluicing | Text | Wet sluice fly ash handling system | 1507 | 1491
C | 2.1 | C2-1 | Table C-2 | Fly_Ash_System | fly_wet_vacuum | Text | Wet vacuum system (pneumatic) fly ash handling system | 1508 | 1492
C | 2.1 | C2-1 | Table C-2 | Fly_Ash_System | fly_dry_vacuum | Text | Dry vacuum fly ash handling system | 1509 | 1493
C | 2.1 | C2-1 | Table C-2 | Fly_Ash_System | fly_pressure | Text | Pressure fly ash handling system | 1510 | 1494
C | 2.1 | C2-1 | Table C-2 | Fly_Ash_System | fly_combined | Text | Combined vacuum/pressure fly ash handling system | 1511 | 1495
C | 2.1 | C2-1 | Table C-2 | Fly_Ash_System | fly_mechanical | Text | Mechanical fly ash handling system | 1512 | 1496
C | 2.1 | C2-1 | Table C-2 | Fly_Ash_System | fly_other | Text | Other type of fly ash handling system | 1513 | 1497
C | 2.1 | C2-1 | Table C-2 | Fly_Ash_System | fly_other_desc | Text | Plant's description of the other type of fly ash handling system | 1514 | 1498
C | 2.1 | C2-1 | Table C-2 | Fly_Ash_System | fly_produced_wet_tpd | Number (Double) | Amount of fly ash produced in 2009 conveyed wet (tpd) | 1515 | 1499
C | 2.1 | C2-1 | Table C-2 | Fly_Ash_System | fly_produced_wet_dpy | Number (Double) | Amount of fly ash produced in 2009 conveyed wet (dpy) | 1516 | 1500
C | 2.1 | C2-1 | Table C-2 | Fly_Ash_System | fly_produced_dry_tpd | Number (Double) | Amount of fly ash produced in 2009 conveyed dry (tpd) | 1517 | 1501
C | 2.1 | C2-1 | Table C-2 | Fly_Ash_System | fly_produced_dry_dpy | Number (Double) | Amount of fly ash produced in 2009 conveyed dry (dpy) | 1518 | 1502
C | 2.1 | C2-1 | Table C-2 | Fly_Ash_System | fly_design_wet_tpd | Number (Double) | Design ash handling rate for wet conveyed fly ash (tpd) | 1519 | 1503
C | 2.1 | C2-1 | Table C-2 | Fly_Ash_System | fly_design_wet_dpy | Number (Double) | Design ash handling rate for wet conveyed fly ash (dpy) | 1520 | 1504
C | 2.1 | C2-1 | Table C-2 | Fly_Ash_System | fly_design_dry_tpd | Number (Double) | Design ash handling rate for dry conveyed fly ash (tpd) | 1521 | 1505
C | 2.1 | C2-1 | Table C-2 | Fly_Ash_System | fly_design_dry_dpy | Number (Double) | Design ash handling rate for dry conveyed fly ash (dpy) | 1522 | 1506
C | 2.1 | C2-1 | Table C-2 | Fly_Ash_System | fly_wet_days | Number (Double) | Number of days fly ash was conveyed wet in 2009 (days) | 1523 | 1507
C | 2.1 | C2-1 | Table C-2 | Fly_Ash_System | fly_dry_days | Number (Double) | Number of days fly ash was conveyed dry in 2009 (days) | 1524 | 1508
C | 2.1 | C2-1 | Table C-2 | Fly_Ash_System | fly_LOI_wet_min | Number (Double) | LOI of wet conveyed fly ash (typical range for 2009) - minimum percentage | 1525 | 1509
C | 2.1 | C2-1 | Table C-2 | Fly_Ash_System | fly_LOI_wet_max | Number (Double) | LOI of wet conveyed fly ash (typical range for 2009) - maximum percentage | 1526 | 1510
C | 2.1 | C2-1 | Table C-2 | Fly_Ash_System | fly_LOI_dry_min | Number (Double) | LOI of dry conveyed fly ash (typical range for 2009) - minimum percentage | 1527 | 1511
C | 2.1 | C2-1 | Table C-2 | Fly_Ash_System | fly_LOI_dry_max | Number (Double) | LOI of dry conveyed fly ash (typical range for 2009) - maximum percentage | 1528 | 1512
C | 2.1 | C2-2 | Table C-3 | Fly_Ash_Sluicing | cbi_fly_ash_sluice | Yes/No | CBI designation checkbox for QC2-2 | 1529 | 1515
C | 2.1 | C2-2 | Table C-3 | Fly_Ash_Sluicing | fly_ash_sluice | Text | Plant's response for sluicing fly ash for the SE Unit | 1530 | 1516
C | 2.1 | C2-2 | Table C-3 | Fly_Ash_Sluicing | fly_sluice_avg_flow | Number (Double) | Average flow rate of the sluice water | 1531 | 1517
C | 2.1 | C2-2 | Table C-3 | Fly_Ash_Sluicing | fly_sluice_duration | Number (Double) | Typical duration of sluicing (hpd) | 1532 | 1518
C | 2.1 | C2-2 | Table C-3 | Fly_Ash_Sluicing | fly_sluice_freq | Number (Double) | Typical frequency of sluicing (dpy) | 1533 | 1519
C | 2.1 | C2-2 | Table C-3 | Fly_Ash_Sluicing | fly_sluice_source_1 | Text | Source of sluice water (option 1) | 1534 | 1520
C | 2.1 | C2-2 | Table C-3 | Fly_Ash_Sluicing | fly_sluice_source_2 | Text | Source of sluice water (option 2) | 1535 | 1521
C | 2.1 | C2-2 | Table C-3 | Fly_Ash_Sluicing | fly_sluice_source_3 | Text | Source of sluice water (option 3) | 1536 | 1522
C | 2.1 | C2-2 | Table C-3 | Fly_Ash_Sluicing | fly_sluice_source_other_desc | Text | Source of sluice water description if "other" is selected in drop down menus | 1537 | 1523
C | 2.1 | C2-2 | Table C-3 | Fly_Ash_Sluicing | fly_sluice_percent_1 | Number (Double) | Percent contribution of sluice water option 1 | 1538 | 1524
C | 2.1 | C2-2 | Table C-3 | Fly_Ash_Sluicing | fly_sluice_percent_2 | Number (Double) | Percent contribution of sluice water option 2 | 1539 | 1525
C | 2.1 | C2-2 | Table C-3 | Fly_Ash_Sluicing | fly_sluice_percent_3 | Number (Double) | Percent contribution of sluice water option 3 | 1540 | 1526
C | 2.1 | C2-2 | Table C-3 | Fly_Ash_Sluicing | fly_sluice_percent_other | Number (Double) | Percent contribution of sluice water for other field | 1541 | 1527
C | 2.1 | C2-3 |  | Fly_Ash_Sluicing | cbi_fly_sluice_criteria | Yes/No | CBI designation checkbox for Q C2-3 fly ash sluice criteria | 1542 | 1528
C | 2.1 | C2-3 |  | Fly_Ash_Sluicing | fly_sluice_chlorides | Text | Chlorides concentration requirement for fly ash sluice water | 1543 | 1529
C | 2.1 | C2-3 |  | Fly_Ash_Sluicing | fly_sluice_chlorides_ppm | Number (Double) | Chlorides concentration value for fly ash sluice water (ppm) | 1544 | 1530
C | 2.1 | C2-3 |  | Fly_Ash_Sluicing | fly_sluice_solids | Text | Solids percentage requirement for fly ash sluice water | 1545 | 1531
C | 2.1 | C2-3 |  | Fly_Ash_Sluicing | fly_sluice_solids_percent | Number (Double) | Solids percentage value for fly ash sluice water (%) | 1546 | 1532
C | 2.1 | C2-3 |  | Fly_Ash_Sluicing | fly_sluice_other | Text | Other requirement for fly ash sluice water | 1547 | 1533
C | 2.1 | C2-3 |  | Fly_Ash_Sluicing | fly_sluice_other_desc | Text | Description of other requirement for fly ash sluice water | 1548 | 1534
C | 2.1 | C2-3 |  | Fly_Ash_Sluicing | fly_sluice_other_ppm | Number (Double) | Other value for fly ash sluice water (ppm) | 1549 | 1535
C | 2.1 | C2-4 |  | Fly_Ash_Sluicing | cbi_fly_sluice_recyc | Yes/No | CBI designation checkbox for Q C2-4 sluice water immediately recycled back to the plant process | 1550 | 1536
C | 2.1 | C2-4 |  | Fly_Ash_Sluicing | fly_sluice_recyc | Text | Plant's response for recycling fly ash sluice water immediately back to the plants process | 1551 | 1537
C | 2.1 | C2-4 |  | Fly_Ash_Sluicing | fly_sluice_recyc_desc | Text | Description of how the plant used the recycled sluice water | 1552 | 1538
C | 2.1 | C2-5 |  | Fly_Ash_Sluicing | cbi_fly_sluice_POTW | Yes/No | CBI designation checkbox for Q C2-5 fly sluice water discharged to POTW | 1553 | 1539
C | 2.1 | C2-5 |  | Fly_Ash_Sluicing | fly_sluice_POTW | Text | Plant's response for discharging the fly ash sluice water to a POTW | 1554 | 1540
C | 2.1 | C2-6 |  | Fly_Ash_Wet_Vacuum | cbi_fly_wet_vac | Yes/No | CBI designation checkbox for Q C2-6 | 1555 | 1543
C | 2.1 | C2-6 |  | Fly_Ash_Wet_Vacuum | fly_wet_vac | Text | Plant response for operating a wet vacuum (pneumatic) fly ash handling system | 1556 | 1544
C | 2.1 | C2-7 |  | Fly_Ash_Wet_Vacuum | cbi_fly_wet_vac_water | Yes/No | CBI designation checkbox for Q C2-7 | 1557 | 1545
C | 2.1 | C2-7 |  | Fly_Ash_Wet_Vacuum | fly_wet_vac_gpy | Number (Double) | Typical volume of the vacuum water from the wet vacuum system generated annually (gpy) | 1558 | 1546
C | 2.1 | C2-7 |  | Fly_Ash_Wet_Vacuum | fly_wet_vac_dpy | Number (Double) | Typical volume of the vacuum water form the wet vacuum system number of days (dpy) | 1559 | 1547
C | 2.1 | C2-8 |  | Fly_Ash_Wet_Vacuum | cbi_fly_wet_vac_dest | Yes/No | CBI designation checkbox for Q C2-8 | 1560 | 1548
C | 2.1 | C2-8 |  | Fly_Ash_Wet_Vacuum | fly_wet_vac_recyc | Text | Wet vacuum water immediately recycled back to plant process | 1561 | 1549
C | 2.1 | C2-8 |  | Fly_Ash_Wet_Vacuum | fly_wet_vac_recyc_desc | Text | Description of how wet vacuum water is immediately recycled back to plant process | 1562 | 1550
C | 2.1 | C2-8 |  | Fly_Ash_Wet_Vacuum | fly_wet_vac_transferred | Text | Wet vacuum water transferred to an on-site treatment system | 1563 | 1551
C | 2.1 | C2-8 |  | Fly_Ash_Wet_Vacuum | fly_wet_vac_pond | Text | Wet vacuum water transferred to a settling pond | 1564 | 1552
C | 2.1 | C2-8 |  | Fly_Ash_Wet_Vacuum | fly_wet_vac_pH | Text | pH adjustment for wet vacuum water | 1565 | 1553
C | 2.1 | C2-8 |  | Fly_Ash_Wet_Vacuum | fly_wet_vac_chem_precip | Text | Chemical precipitation for wet vacuum water | 1566 | 1554
C | 2.1 | C2-8 |  | Fly_Ash_Wet_Vacuum | fly_wet_vac_wetland | Text | Wet vacuum water transferred to constructed wetlands | 1567 | 1555
C | 2.1 | C2-8 |  | Fly_Ash_Wet_Vacuum | fly_wet_vac_wwt_other | Text | Wet vacuum water transferred to other type of on-site treatment | 1568 | 1556
C | 2.1 | C2-8 |  | Fly_Ash_Wet_Vacuum | fly_wet_vac_wwt_other_desc | Text | Description of "other" type of on-site treatment | 1569 | 1557
C | 2.1 | C2-8 |  | Fly_Ash_Wet_Vacuum | fly_wet_vac_SW | Text | Wet vacuum water discharged to surface water | 1570 | 1558
C | 2.1 | C2-8 |  | Fly_Ash_Wet_Vacuum | Outfall_number | Text | Wet vacuum water discharged to surface water outfall number | 1571 | 1559
C | 2.1 | C2-8 |  | Fly_Ash_Wet_Vacuum | fly_wet_vac_POTW | Text | Wet vacuum water discharge to POTW or PrOTW | 1572 | 1560
C | 2.1 | C2-8 |  | Fly_Ash_Wet_Vacuum | fly_wet_vac_other | Text | Wet vacuum water "other" destination | 1573 | 1561
C | 2.1 | C2-8 |  | Fly_Ash_Wet_Vacuum | fly_wet_vac_desc | Text | Wet vacuum water "other" destination description | 1574 | 1562
C | 2.1 | C2-9 | Table C-4 | Fly_Ash_Storage_Dest | cbi_fly_ash_storage | Yes/No | CBI designation checkbox for Q C2-9 | 1575 | 1565
C | 2.1 | C2-9 | Table C-4 | Fly_Ash_Storage_Dest | fly_ash_type | Text | Type of ash handling (dry vs. wet) | 1576 | 1566
C | 2.1 | C2-9 | Table C-4 | Fly_Ash_Storage_Dest | storage_ID | Text | Storage destination ID (from Storage Destination table in the codes tab) | 1577 | 1567
C | 2.1 | C2-9 | Table C-4 | Fly_Ash_Storage_Dest | storage_ID_other | Text | "Other" storage destination description if "other" is selected | 1578 | 1568
C | 2.1 | C2-9 | Table C-4 | Fly_Ash_Storage_Dest | fly_percent | Number (Double) | Percent of fly ash conveyed to each storage destination | 1579 | 1569
C | 2.1 | C2-9 | Table C-4 | Fly_Ash_Storage_Dest | fly_destin_type | Text | Storage destination type (intermediate vs. final) | 1580 | 1570
C | 2.1 | C2-10 |  | Fly_Ash_WetAndDry | cbi_fly_wetanddry | Yes/No | CBI designation checkbox for Q C2-10 | 1581 | 1573
C | 2.1 | C2-10 |  | Fly_Ash_WetAndDry | fly_wetanddry | Text | Was the fly ash from this SE Unit conveyed both wet and dry? | 1582 | 1574
C | 2.1 | C2-11 |  | Fly_Ash_WetAndDry | cbi_fly_why_wetanddry | Yes/No | CBI designation checkbox for Q C2-11 | 1583 | 1575
C | 2.1 | C2-11 |  | Fly_Ash_WetAndDry | fly_not_marketable | Text | Wet fly ash handling system operated during times when dry fly ash is not marketable | 1584 | 1576
C | 2.1 | C2-11 |  | Fly_Ash_WetAndDry | fly_not_marketable_days | Number (Double) | Number of days wet fly ash handling system operated when fly ash not marketable | 1585 | 1577
C | 2.1 | C2-11 |  | Fly_Ash_WetAndDry | fly_maintenance | Text | Wet fly ash handling system operated when the dry fly ash collection system was not operational due to maintenance issues | 1586 | 1578
C | 2.1 | C2-11 |  | Fly_Ash_WetAndDry | fly_maintenance_days | Number (Double) | Number of days wet fly ash handling system operated when dry down due to maintenance | 1587 | 1579
C | 2.1 | C2-11 |  | Fly_Ash_WetAndDry | fly_backup | Text | Wet fly ash handling system operated in order to maintain to function as a backup to the dry system | 1588 | 1580
C | 2.1 | C2-11 |  | Fly_Ash_WetAndDry | fly_backup_days | Number (Double) | Number of days wet fly ash handling system operated as a backup | 1589 | 1581
C | 2.1 | C2-11 |  | Fly_Ash_WetAndDry | fly_capacity | Text | Wet fly ash handling system operational because the dry fly ash handling system does not have the capacity to handle all of the fly ash | 1590 | 1582
C | 2.1 | C2-11 |  | Fly_Ash_WetAndDry | fly_capacity_days | Number (Double) | Number of days wet fly ash handling system operated because of capacity | 1591 | 1583
C | 2.1 | C2-11 |  | Fly_Ash_WetAndDry | fly_both_other | Text | Wet fly ash handling system operated because of other reasons | 1592 | 1584
C | 2.1 | C2-11 |  | Fly_Ash_WetAndDry | fly_both_other_desc | Text | Other reason for operating a wet and dry fly ash handling system | 1593 | 1585
C | 2.1 | C2-11 |  | Fly_Ash_WetAndDry | fly_both_other_days | Number (Double) | Number of days wet fly ash handling system operated because of other reasons | 1594 | 1586
C | 2.1 | C2-12 |  | Fly_Ash_WetAndDry | cbi_fly_modifications | Yes/No | CBI designation checkbox for Q C2-12 | 1595 | 1587
C | 2.1 | C2-12 |  | Fly_Ash_WetAndDry | fly_no_mods | Text | No system modifications are necessary to operate the dry fly ash handling system all the time | 1596 | 1588
C | 2.1 | C2-12 |  | Fly_Ash_WetAndDry | fly_increase_silo_cap | Text | Increase capacity of the silo(s) to handle all ash dry | 1597 | 1589
C | 2.1 | C2-12 |  | Fly_Ash_WetAndDry | fly_increase_silo_nmbr | Text | Increase the number of silos to handle all ash dry | 1598 | 1590
C | 2.1 | C2-12 |  | Fly_Ash_WetAndDry | fly_moisture_condition | Text | Modify the loading silos to have the ability to moisten condition the ash to handle all ash dry | 1599 | 1591
C | 2.1 | C2-12 |  | Fly_Ash_WetAndDry | fly_increase_landfill | Text | Install/increase the capacity of the landfills to handle all ash dry | 1600 | 1592
C | 2.1 | C2-12 |  | Fly_Ash_WetAndDry | fly_increase_dry_convey | Text | Increase capacity of dry ash conveying equipment to handle all ash dry | 1601 | 1593
C | 2.1 | C2-12 |  | Fly_Ash_WetAndDry | fly_new_infrastructure | Text | Design/develop new infrastructure to dispose of dry ash to handle all ash dry | 1602 | 1594
C | 2.1 | C2-12 |  | Fly_Ash_WetAndDry | fly_new_infra_desc | Text | Description of new infrastructure needed | 1603 | 1595
C | 2.1 | C2-12 |  | Fly_Ash_WetAndDry | fly_mod_other | Text | Other requirement needed to handle all ash dry | 1604 | 1596
C | 2.1 | C2-12 |  | Fly_Ash_WetAndDry | fly_mod_desc | Text | Other description needed to handle all ash dry | 1605 | 1597
C | 2.1 | C2-13 |  | Fly_Ash_Handling_Changes | cbi_fly_change_operations | Yes/No | CBI designation checkbox for Q C2-13 | 1606 | 1600
C | 2.1 | C2-13 |  | Fly_Ash_Handling_Changes | fly_expand_capacity | Text | Expand capacity of handling system by Dec 31, 2020 | 1607 | 1601
C | 2.1 | C2-13 |  | Fly_Ash_Handling_Changes | fly_decrease_wet | Text | Decrease use of wet fly ash handling system by Dec 31, 2020 | 1608 | 1602
C | 2.1 | C2-13 |  | Fly_Ash_Handling_Changes | fly_decrease_days | Number (Double) | Expected number of days the wet fly ash handling system is expected to operate per year | 1609 | 1603
C | 2.1 | C2-13 |  | Fly_Ash_Handling_Changes | fly_end_wet | Text | End use of wet fly ash handling system | 1610 | 1604
C | 2.1 | C2-13 |  | Fly_Ash_Handling_Changes | fly_end_wet_date | Date/Time | Expected end date of wet fly ash handling system | 1611 | 1605
C | 2.1 | C2-13 |  | Fly_Ash_Handling_Changes | fly_no_change | Text | No change is expected for the fly ash handling system operation | 1612 | 1606
C | 2.1 | C2-13 |  | Fly_Ash_Handling_Changes | fly_change_other | Text | Other change expected for the fly ash handling system | 1613 | 1607
C | 2.1 | C2-13 |  | Fly_Ash_Handling_Changes | fly_change_desc | Text | Description of other change expected for the fly ash handling system | 1614 | 1608
C | 2.1 | C2-14 |  | Fly_Ash_Dry_Retrofit | cbi_fly_dry_retrofit | Yes/No | CBI designation checkbox for Q C2-14 | 1615 | 1611
C | 2.1 | C2-14 |  | Fly_Ash_Dry_Retrofit | fly_dry_retrofit | Text | Was the dry fly ash handling system installed as a retrofit to the steam electric generating unit | 1616 | 1612
C | 2.1 | C2-14 |  | Fly_Ash_Dry_Retrofit | fly_dry_retrofit_yr | Number (Double) | Year of retrofit | 1617 | 1613
C | 2.1 | C2-14 |  | Fly_Ash_Dry_Retrofit | fly_dry_retrofit_shutdown | Text | Shutdown time required for installation of dry retrofit (days) | 1618 | 1614
C | 2.1 | C2-14 |  | Fly_Ash_Dry_Retrofit | fly_dry_retrofit_outages | Text | Was the time required to install the retrofit outside of the regularly scheduled outage | 1619 | 1615
C | 2.1 | C2-15 |  | Fly_Ash_Dry_Retrofit | cbi_fly_dry_retrofit_type | Yes/No | CBI designation checkbox for Q C2-15 | 1620 | 1616
C | 2.1 | C2-15 |  | Fly_Ash_Dry_Retrofit | fly_dry_retrofit_type | Text | Type of dry fly ash retrofit | 1621 | 1617
C | 2.1 | C2-16 |  | Fly_Ash_Dry_Retrofit | cbi_fly_ret_mods | Yes/No | CBI designation checkbox for Q C2-16 | 1622 | 1618
C | 2.1 | C2-16 |  | Fly_Ash_Dry_Retrofit | fly_retrofit_physical | Text | Physical changes to the facility needed for the retrofit | 1623 | 1619
C | 2.1 | C2-16 |  | Fly_Ash_Dry_Retrofit | fly_retrofit_install_pv_system | Text | Installation of pressure/vacuum system and piping for retrofit | 1624 | 1620
C | 2.1 | C2-16 |  | Fly_Ash_Dry_Retrofit | fly_retrofit_expand_pv_system | Text | Expansion of pressure/vacuum system and piping for retrofit | 1625 | 1621
C | 2.1 | C2-16 |  | Fly_Ash_Dry_Retrofit | fly_retrofit_silos | Text | Installation of storage silos for retrofit | 1626 | 1622
C | 2.1 | C2-16 |  | Fly_Ash_Dry_Retrofit | fly_retrofit_silo_mc | Text | Modification of the silos the moisture-condition ash for retrofit | 1627 | 1623
C | 2.1 | C2-16 |  | Fly_Ash_Dry_Retrofit | fly_retrofit_silo_ashtransfer | Text | Modification of the silos for ash transfer to rail cars for retrofit | 1628 | 1624
C | 2.1 | C2-16 |  | Fly_Ash_Dry_Retrofit | fly_retrofit_silo_market | Text | Modification of the silos for marketable ash for retrofit | 1629 | 1625
C | 2.1 | C2-16 |  | Fly_Ash_Dry_Retrofit | fly_retrofit_haul_roads | Text | Construction of haul roads for retrofit | 1630 | 1626
C | 2.1 | C2-16 |  | Fly_Ash_Dry_Retrofit | fly_retrofit_rail | Text | Construction of rail track for retrofit | 1631 | 1627
C | 2.1 | C2-16 |  | Fly_Ash_Dry_Retrofit | fly_retrofit_landfill | Text | Construction of landfill for retrofit | 1632 | 1628
C | 2.1 | C2-16 |  | Fly_Ash_Dry_Retrofit | fly_retrofit_landfill_ID | Text | Landfill ID for construction of landfill for retrofit | 1633 | 1629
C | 2.1 | C2-16 |  | Fly_Ash_Dry_Retrofit | fly_retrofit_inc_landfill | Text | Increase landfill capacity for retrofit | 1634 | 1630
C | 2.1 | C2-16 |  | Fly_Ash_Dry_Retrofit | fly_retrofit_inc_landfill_ID | Text | Landfill ID that will be increased for retrofit | 1635 | 1631
C | 2.1 | C2-16 |  | Fly_Ash_Dry_Retrofit | fly_retrofit_air_permit | Text | Change to air permit for retrofit | 1636 | 1632
C | 2.1 | C2-16 |  | Fly_Ash_Dry_Retrofit | fly_retrofit_phys_other | Text | Other reason for retrofit | 1637 | 1633
C | 2.1 | C2-16 |  | Fly_Ash_Dry_Retrofit | fly_retrofit_phys_other_desc | Text | Other description for retrofit | 1638 | 1634
C | 2.1 | C2-16 |  | Fly_Ash_Dry_Retrofit | fly_retrofit_personnel | Text | Changes in personnel/training for retrofit | 1639 | 1635
C | 2.1 | C2-16 |  | Fly_Ash_Dry_Retrofit | fly_retrofit_personnel_desc | Text | Description of changes in personnel/training for retrofit | 1640 | 1636
C | 2.1 | C2-16 |  | Fly_Ash_Dry_Retrofit | fly_retrofit_ashdisposal | Text | Changes in ash disposal practices for retrofit | 1641 | 1637
C | 2.1 | C2-16 |  | Fly_Ash_Dry_Retrofit | fly_retrofit_storage_landfills | Text | Storage of ash in landfills for retrofit | 1642 | 1638
C | 2.1 | C2-16 |  | Fly_Ash_Dry_Retrofit | fly_retrofit_storage_landfills_ID | Text | Landfill ID of storage of ash in landfills for retrofit | 1643 | 1639
C | 2.1 | C2-16 |  | Fly_Ash_Dry_Retrofit | fly_retrofit_market_ash | Text | Marketing of ash for retrofit | 1644 | 1640
C | 2.1 | C2-16 |  | Fly_Ash_Dry_Retrofit | fly_retrofit_haul_off | Text | Hauling ash to off-site storage for retrofit | 1645 | 1641
C | 2.1 | C2-16 |  | Fly_Ash_Dry_Retrofit | fly_retrofit_dust | Text | Dust suppression activities for retrofit | 1646 | 1642
C | 2.1 | C2-16 |  | Fly_Ash_Dry_Retrofit | fly_retrofit_disposal_other | Text | Other reason for retrofit (ash disposal practices) | 1647 | 1643
C | 2.1 | C2-16 |  | Fly_Ash_Dry_Retrofit | fly_retrofit_disposal_other_desc | Text | Other ash disposal practice description for retrofit | 1648 | 1644
C | 2.1 | C2-17 |  | Fly_Ash_Dry_Installation | cbi_fly_dry_install | Yes/No | CBI designation checkbox for Q C2-17 | 1649 | 1647
C | 2.1 | C2-17 |  | Fly_Ash_Dry_Installation | fly_dry_install | Memo | Is the plant in the process of installing a dry fly ash handling system | 1650 | 1648
C | 2.1 | C2-17 |  | Fly_Ash_Dry_Installation | fly_dry_install_days | Number (Double) | Estimated shutdown time in days required to bring system online | 1651 | 1649
C | 2.1 | C2-18 |  | Fly_Ash_Dry_Installation | cbi_fly_dry_plan | Yes/No | CBI designation checkbox for Q C2-18 | 1652 | 1650
C | 2.1 | C2-18 |  | Fly_Ash_Dry_Installation | fly_dry_plan | Text | Is the plant planning to install a dry fly ash handling system | 1653 | 1651
C | 2.1 | C2-18 |  | Fly_Ash_Dry_Installation | fly_dry_plan_days | Number (Double) | Estimated shutdown time in days required to bring system online | 1654 | 1652
C | 2.1 | C2-19 |  | Fly_Ash_Dry_Installation | cbi_fly_dry_cost_est_instl | Yes/No | CBI designation checkbox for Q C2-19 | 1655 | 1653
C | 2.1 | C2-19 |  | Fly_Ash_Dry_Installation | fly_dry_cost_est_instl | Text | Is the plant in the process of, planning to, installing a dry fly ash handling system by 12/31/20, provide the cost estimates developed | 1656 | 1654
C | 2.1 | C2-19 |  | Fly_Ash_Dry_Installation | fly_dry_cost_est_instl_attch | Text | Cost estimates for dry fly ash handling system conversion/installation are attached | 1657 | 1655
C | 2.1 | C2-19 |  | Fly_Ash_Dry_Installation | fly_dry_cost_est_instl_explain | Memo | Explanation if cost estimates are not attached | 1658 | 1656
C | 2.1 | C2-20 |  | Fly_Ash_Dry_Installation | cbi_fly_install_mods | Yes/No | CBI designation checkbox for Q C2-20 | 1659 | 1657
C | 2.1 | C2-20 |  | Fly_Ash_Dry_Installation | fly_install_physical | Text | Physical changes to install dry system | 1660 | 1658
C | 2.1 | C2-20 |  | Fly_Ash_Dry_Installation | fly_install_install_pv_system | Text | Installation of vac/pressure system and piping to install dry system | 1661 | 1659
C | 2.1 | C2-20 |  | Fly_Ash_Dry_Installation | fly_install_expand_pv_system | Text | Expansion of vac/pressure system and piping to install dry system | 1662 | 1660
C | 2.1 | C2-20 |  | Fly_Ash_Dry_Installation | fly_install_silos | Text | Installation of storage silos to install dry system | 1663 | 1661
C | 2.1 | C2-20 |  | Fly_Ash_Dry_Installation | fly_install_silo_mc | Text | Modification of the silos to moisture-condition ash to install dry system | 1664 | 1662
C | 2.1 | C2-20 |  | Fly_Ash_Dry_Installation | fly_install_silo_ashtransfer | Text | Modification of the silos for ash transfer to railcars to install dry system | 1665 | 1663
C | 2.1 | C2-20 |  | Fly_Ash_Dry_Installation | fly_install_silo_market | Text | Modification of the silos for marketable ash to install dry system | 1666 | 1664
C | 2.1 | C2-20 |  | Fly_Ash_Dry_Installation | fly_install_haul_roads | Text | Construction of haul roads to install dry system | 1667 | 1665
C | 2.1 | C2-20 |  | Fly_Ash_Dry_Installation | fly_install_rail | Text | Construction of rail track to install dry system | 1668 | 1666
C | 2.1 | C2-20 |  | Fly_Ash_Dry_Installation | fly_install_landfill | Text | Construction of landfill to install dry system | 1669 | 1667
C | 2.1 | C2-20 |  | Fly_Ash_Dry_Installation | fly_install_landfill_ID | Text | Construction landfill ID | 1670 | 1668
C | 2.1 | C2-20 |  | Fly_Ash_Dry_Installation | fly_install_inc_landfill | Text | Increase landfill capacity to install dry system | 1671 | 1669
C | 2.1 | C2-20 |  | Fly_Ash_Dry_Installation | fly_install_inc_landfill_ID | Text | Landfill ID that will increase capacity | 1672 | 1670
C | 2.1 | C2-20 |  | Fly_Ash_Dry_Installation | fly_install_air_permit | Text | Changes to the air permit to install dry system | 1673 | 1671
C | 2.1 | C2-20 |  | Fly_Ash_Dry_Installation | fly_install_phys_other | Text | Other physical change to the facility to install dry system | 1674 | 1672
C | 2.1 | C2-20 |  | Fly_Ash_Dry_Installation | fly_install_phys_other_desc | Text | Description of other physical change to the facility to install dry system | 1675 | 1673
C | 2.1 | C2-20 |  | Fly_Ash_Dry_Installation | fly_install_personnel | Text | Changes in personnel/training to install dry system | 1676 | 1674
C | 2.1 | C2-20 |  | Fly_Ash_Dry_Installation | fly_install_personnel_desc | Text | Description of personnel/training changes to install dry system | 1677 | 1675
C | 2.1 | C2-20 |  | Fly_Ash_Dry_Installation | fly_install_ashdisposal | Text | Changes in ash disposal practices to install dry system | 1678 | 1676
C | 2.1 | C2-20 |  | Fly_Ash_Dry_Installation | fly_install_storage_landfills | Text | Storage of ash in landfills to install dry system | 1679 | 1677
C | 2.1 | C2-20 |  | Fly_Ash_Dry_Installation | fly_install_storage_landfills_ID | Text | Landfill IDs that will store fly ash | 1680 | 1678
C | 2.1 | C2-20 |  | Fly_Ash_Dry_Installation | fly_install_market_ash | Text | Marketing of ash to install dry system | 1681 | 1679
C | 2.1 | C2-20 |  | Fly_Ash_Dry_Installation | fly_install_haul_off | Text | Hauling of ash to off-site storage to install dry system | 1682 | 1680
C | 2.1 | C2-20 |  | Fly_Ash_Dry_Installation | fly_install_dust | Text | Dust suppression activities to install dry system | 1683 | 1681
C | 2.1 | C2-20 |  | Fly_Ash_Dry_Installation | fly_install_disposal_other | Text | Other change to ash disposal practices to install dry system | 1684 | 1682
C | 2.1 | C2-20 |  | Fly_Ash_Dry_Installation | fly_install_disposal_other_desc | Text | Description of other change to ash disposal practices to install dry system | 1685 | 1683
C | 2.1 | C2-21 |  | Fly_Ash_Dry_Installation | cbi_fly_dry_exp_dest | Yes/No | CBI designation checkbox for Q C2-21 | 1686 | 1684
C | 2.1 | C2-21 |  | Fly_Ash_Dry_Installation | fly_dry_exp_marketed | Text | Dry fly ash is marketed, sold, and/or given away | 1687 | 1685
C | 2.1 | C2-21 |  | Fly_Ash_Dry_Installation | fly_dry_exp_mark_dest_1 | Text | Destination 1 of the marketed, sold, and/or given away dry fly ash | 1688 | 1686
C | 2.1 | C2-21 |  | Fly_Ash_Dry_Installation | fly_dry_exp_mark_dest_other_1 | Text | Other description of marketed, sold, and/or given away destination | 1689 | 1687
C | 2.1 | C2-21 |  | Fly_Ash_Dry_Installation | fly_dry_exp_mark_perc_1 | Number (Double) | Percentage of dry fly ash marketed, sold, and/or given away to Destination 1 | 1690 | 1688
C | 2.1 | C2-21 |  | Fly_Ash_Dry_Installation | fly_dry_exp_mark_dest_2 | Text | Destination 2 of the marketed, sold, and/or given away dry fly ash | 1691 | 1689
C | 2.1 | C2-21 |  | Fly_Ash_Dry_Installation | fly_dry_exp_mark_dest_other_2 | Text | Other description of marketed, sold, and/or given away dry fly ash | 1692 | 1690
C | 2.1 | C2-21 |  | Fly_Ash_Dry_Installation | fly_dry_exp_mark_perc_2 | Number (Double) | Percentage of dry fly ash marketed, sold, and/or given away to Destination 2 | 1693 | 1691
C | 2.1 | C2-21 |  | Fly_Ash_Dry_Installation | fly_dry_exp_mark_dest_3 | Text | Destination 3 of the marketed, sold, and/or given away dry fly ash | 1694 | 1692
C | 2.1 | C2-21 |  | Fly_Ash_Dry_Installation | fly_dry_exp_mark_dest_other_3 | Text | Other description of marketed, sold, and/or given away dry fly ash | 1695 | 1693
C | 2.1 | C2-21 |  | Fly_Ash_Dry_Installation | fly_dry_exp_mark_perc_3 | Number (Double) | Percentage of dry fly ash marketed, sold, and/or given away to Destination 3 | 1696 | 1694
C | 2.1 | C2-21 |  | Fly_Ash_Dry_Installation | fly_dry_exp_landfills_A-6 | Text | Dry fly ash is stored in landfills reported in Table A-6 | 1697 | 1695
C | 2.1 | C2-21 |  | Fly_Ash_Dry_Installation | fly_dry_exp_landfills_A-6_perc | Number (Double) | Percentage of dry fly ash stored in landfills reported in Table A-6 | 1698 | 1696
C | 2.1 | C2-21 |  | Fly_Ash_Dry_Installation | fly_dry_exp_ landfill_noA-6 | Text | Dry fly ash is stored in landfills not reported in Table A-6 | 1699 | 1697
C | 2.1 | C2-21 |  | Fly_Ash_Dry_Installation | fly_dry_exp_ landfill_noA-6_perc | Number (Double) | Percentage of dry fly ash stored in landfills not reported in Table A-6 | 1700 | 1698
C | 2.1 | C2-21 |  | Fly_Ash_Dry_Installation | fly_dry_exp_other | Text | Other destination of dry fly ash | 1701 | 1699
C | 2.1 | C2-21 |  | Fly_Ash_Dry_Installation | fly_dry_exp_other_desc | Text | Description of other destination of dry fly ash | 1702 | 1700
C | 2.1 | C2-21 |  | Fly_Ash_Dry_Installation | fly_dry_exp_other_perc | Number (Double) | Percentage of dry fly ash stored in other destination | 1703 | 1701
C | 2.1 | C2-22 |  | Fly_Ash_Dry_Installation | cbi_fly_dry_cost_est_not_instl | Text | CBI designation checkbox for Q C2-22 | 1704 | 1702
C | 2.1 | C2-22 |  | Fly_Ash_Dry_Installation | fly_dry_cost_est_not_instl | Text | If the plant is in the process of installing a dry fly ash handling system, have cost estimates been obtained/developed? | 1705 | 1703
C | 2.1 | C2-22 |  | Fly_Ash_Dry_Installation | fly_dry_cost_est_not_instl_attch | Text | Attached dry fly ash handling installation estimates | 1706 | 1704
C | 2.1 | C2-22 |  | Fly_Ash_Dry_Installation | fly_dry_cost_est_not_instl_explain | Memo | Explanation for dry fly ash handling installation estimates not attached | 1707 | 1705
C | 2.1 | C2-23 |  | Fly_Ash_Outages | cbi_fly_unscdld_outages | Yes/No | CBI designation checkbox for Q C2-23 | 1708 | 1708
C | 2.1 | C2-23 |  | Fly_Ash_Outages | fly_unscdld_outages | Text | Has the plant encountered and unscheduled outages on this SE Unit caused by the fly ash handling system in the last 5 years | 1709 | 1709
C | 2.1 | C2-24 | Table C-5 | Fly_Ash_Outages | cbi_fly_out | Yes/No | CBI designation check for Q C2-24 | 1710 | 1710
C | 2.1 | C2-24 | Table C-5 | Fly_Ash_Outages | fly_out_2005_wet_days | Number (Double) | Total days in 2005 the wet fly ash handling system caused outage | 1711 | 1711
C | 2.1 | C2-24 | Table C-5 | Fly_Ash_Outages | fly_out_2005_wet_resn | Text | Reason for 2005 wet fly ash handling system caused outage | 1712 | 1712
C | 2.1 | C2-24 | Table C-5 | Fly_Ash_Outages | fly_out_2005_wet_reslvd | Text | Methods used to resolved 2005 wet fly ash handling system caused outage | 1713 | 1713
C | 2.1 | C2-24 | Table C-5 | Fly_Ash_Outages | fly_out_2005_dry_days | Number (Double) | Total days in 2005 the dry fly ash handling system caused outage | 1714 | 1714
C | 2.1 | C2-24 | Table C-5 | Fly_Ash_Outages | fly_out_2005_dry_resn | Text | Reason for 2005 dry fly ash handling system caused outage | 1715 | 1715
C | 2.1 | C2-24 | Table C-5 | Fly_Ash_Outages | fly_out_2005_dry_reslvd | Text | Methods used to resolved 2005 dry fly ash handling system caused outage | 1716 | 1716
C | 2.1 | C2-24 | Table C-5 | Fly_Ash_Outages | fly_out_2006_wet_days | Number (Double) | Total days in 2006 the wet fly ash handling system caused outage | 1717 | 1717
C | 2.1 | C2-24 | Table C-5 | Fly_Ash_Outages | fly_out_2006_wet_resn | Text | Reason for 2006 wet fly ash handling system caused outage | 1718 | 1718
C | 2.1 | C2-24 | Table C-5 | Fly_Ash_Outages | fly_out_2006_wet_reslvd | Text | Methods used to resolved 2006 wet fly ash handling system caused outage | 1719 | 1719
C | 2.1 | C2-24 | Table C-5 | Fly_Ash_Outages | fly_out_2006_dry_days | Number (Double) | Total days in 2006 the dry fly ash handling system caused outage | 1720 | 1720
C | 2.1 | C2-24 | Table C-5 | Fly_Ash_Outages | fly_out_2006_dry_resn | Text | Reason for 2006 dry fly ash handling system caused outage | 1721 | 1721
C | 2.1 | C2-24 | Table C-5 | Fly_Ash_Outages | fly_out_2006_dry_reslvd | Text | Methods used to resolved 2006 dry fly ash handling system caused outage | 1722 | 1722
C | 2.1 | C2-24 | Table C-5 | Fly_Ash_Outages | fly_out_2007_wet_days | Number (Double) | Total days in 2007 the wet fly ash handling system caused outage | 1723 | 1723
C | 2.1 | C2-24 | Table C-5 | Fly_Ash_Outages | fly_out_2007_wet_resn | Text | Reason for 2007 wet fly ash handling system caused outage | 1724 | 1724
C | 2.1 | C2-24 | Table C-5 | Fly_Ash_Outages | fly_out_2007_wet_reslvd | Text | Methods used to resolved 2007 wet fly ash handling system caused outage | 1725 | 1725
C | 2.1 | C2-24 | Table C-5 | Fly_Ash_Outages | fly_out_2007_dry_days | Number (Double) | Total days in 2007 the dry fly ash handling system caused outage | 1726 | 1726
C | 2.1 | C2-24 | Table C-5 | Fly_Ash_Outages | fly_out_2007_dry_resn | Text | Reason for 2007 dry fly ash handling system caused outage | 1727 | 1727
C | 2.1 | C2-24 | Table C-5 | Fly_Ash_Outages | fly_out_2007_dry_reslvd | Text | Methods used to resolved 2007 dry fly ash handling system caused outage | 1728 | 1728
C | 2.1 | C2-24 | Table C-5 | Fly_Ash_Outages | fly_out_2008_wet_days | Number (Double) | Total days in 2008 the wet fly ash handling system caused outage | 1729 | 1729
C | 2.1 | C2-24 | Table C-5 | Fly_Ash_Outages | fly_out_2008_wet_resn | Text | Reason for 2008 wet fly ash handling system caused outage | 1730 | 1730
C | 2.1 | C2-24 | Table C-5 | Fly_Ash_Outages | fly_out_2008_wet_reslvd | Text | Methods used to resolved 2008 wet fly ash handling system caused outage | 1731 | 1731
C | 2.1 | C2-24 | Table C-5 | Fly_Ash_Outages | fly_out_2008_dry_days | Number (Double) | Total days in 2008 the dry fly ash handling system caused outage | 1732 | 1732
C | 2.1 | C2-24 | Table C-5 | Fly_Ash_Outages | fly_out_2008_dry_resn | Text | Reason for 2008 dry fly ash handling system caused outage | 1733 | 1733
C | 2.1 | C2-24 | Table C-5 | Fly_Ash_Outages | fly_out_2008_dry_reslvd | Text | Methods used to resolved 2008 dry fly ash handling system caused outage | 1734 | 1734
C | 2.1 | C2-24 | Table C-5 | Fly_Ash_Outages | fly_out_2009_wet_days | Number (Double) | Total days in 2009 the wet fly ash handling system caused outage | 1735 | 1735
C | 2.1 | C2-24 | Table C-5 | Fly_Ash_Outages | fly_out_2009_wet_resn | Text | Reason for 2009 wet fly ash handling system caused outage | 1736 | 1736
C | 2.1 | C2-24 | Table C-5 | Fly_Ash_Outages | fly_out_2009_wet_reslvd | Text | Methods used to resolved 2009 wet fly ash handling system caused outage | 1737 | 1737
C | 2.1 | C2-24 | Table C-5 | Fly_Ash_Outages | fly_out_2009_dry_days | Number (Double) | Total days in 2009 the dry fly ash handling system caused outage | 1738 | 1738
C | 2.1 | C2-24 | Table C-5 | Fly_Ash_Outages | fly_out_2009_dry_resn | Text | Reason for 2009 dry fly ash handling system caused outage | 1739 | 1739
C | 2.1 | C2-24 | Table C-5 | Fly_Ash_Outages | fly_out_2009_dry_reslvd | Text | Methods used to resolved 2009 dry fly ash handling system caused outage | 1740 | 1740
C | 2.2 | Plant_ID | Table C-6 | Fly_Ash_Storage | plant_id | Number (Double) | Plant identification number | 1741 | 1741
C | 2.2 | Plant_ID |  | Fly_Ash_Mgmt | plant_id | Number (Double) | Plant identification number | 1742 | 1750
C | 2.2 | Plant_ID | Table C-7 | Fly_Ash_Moisten_Water | plant_id | Number (Double) | Plant identification number | 1743 | 1759
C | 2.2 | Plant_ID | Table C-8 | Fly_Dry_Market | plant_id | Number (Double) | Plant identification number | 1744 | 1774
C | 2.2 | Plant_ID | Table C-9 | Fly_Wet_Market | plant_id | Number (Double) | Plant identification number | 1745 | 1784
C | 2.2 | C2-25 | Table C-6 | Fly_Ash_Storage | cbi_fly_storage | Yes/No | CBI designation checkbox for Q C2-25 (Table C-6) | 1746 | 1742
C | 2.2 | C2-25 | Table C-6 | Fly_Ash_Storage | storage_ID | Text | Storage destination ID (from Storage Destination Table in Codes Table tab) | 1747 | 1743
C | 2.2 | C2-25 | Table C-6 | Fly_Ash_Storage | storage_ID_other | Text | Description of storage destination if "other" is selected | 1748 | 1744
C | 2.2 | C2-25 | Table C-6 | Fly_Ash_Storage | fly_storage_miles | Number (Double) | Distance from the SE Unit to the Intermediate Storage or from the Intermediate Storage to the Final Disposal/Destination (miles) | 1749 | 1745
C | 2.2 | C2-25 | Table C-6 | Fly_Ash_Storage | fly_storage_tons | Number (Double) | Tons of fly ash transported to destination in 2009 (dry weight basis) | 1750 | 1746
C | 2.2 | C2-25 | Table C-6 | Fly_Ash_Storage | fly_storage_trnspt | Text | How the fly ash is transported to the storage destination | 1751 | 1747
C | 2.2 | C2-25 | Table C-6 | Fly_Ash_Storage | fly_storage_trnspt_other | Text | Description of transportation if "other" is selected | 1752 | 1748
C | 2.2 | C2-25 | Table C-6 | Fly_Ash_Storage | fly_storage_per_H2O | Text | Percent moisture of the fly ash entering destination (if transported dry) | 1753 | 1749
C | 2.2 | C2-26 |  | Fly_Ash_Mgmt | cbi_fly_moisten_H2O | Yes/No | CBI designation checkbox for Q C2-26 | 1754 | 1751
C | 2.2 | C2-26 |  | Fly_Ash_Mgmt | fly_moisten_H2O | Text | Is water used to moisten the fly ash | 1755 | 1752
C | 2.2 | C2-26 | Table C-7 | Fly_Ash_Moisten_Water | cbi_fly_moisten_H2O | Yes/No | CBI designation checkbox for Q C2-26 | 1756 | 1760
C | 2.2 | C2-26 | Table C-7 | Fly_Ash_Moisten_Water | storage_ID | Text | Storage destination ID from Storage Destination Table in Codes Table tab | 1757 | 1761
C | 2.2 | C2-26 | Table C-7 | Fly_Ash_Moisten_Water | storage_ID_other | Text | Description of storage destination if "other" is selected | 1758 | 1762
C | 2.2 | C2-26 | Table C-7 | Fly_Ash_Moisten_Water | fly_H2O_raw_intake | Text | Source of water used - Raw intake water | 1759 | 1763
C | 2.2 | C2-26 | Table C-7 | Fly_Ash_Moisten_Water | fly_H2O_trt_intake | Text | Source of water used - Intake water that have been treated on site prior to use | 1760 | 1764
C | 2.2 | C2-26 | Table C-7 | Fly_Ash_Moisten_Water | fly_H2O_WW1 | Text | Source of water used - Process wastewater stream (option 1) | 1761 | 1765
C | 2.2 | C2-26 | Table C-7 | Fly_Ash_Moisten_Water | fly_H2O_WW1_desc | Text | Source of water used - Description of process wastewater 1 | 1762 | 1766
C | 2.2 | C2-26 | Table C-7 | Fly_Ash_Moisten_Water | fly_H2O_WW1_other | Text | Source of water used - Description of process wastewater (1) if "other" is selected | 1763 | 1767
C | 2.2 | C2-26 | Table C-7 | Fly_Ash_Moisten_Water | fly_H2O_WW2 | Text | Source of water used - Process wastewater stream (option 2) | 1764 | 1768
C | 2.2 | C2-26 | Table C-7 | Fly_Ash_Moisten_Water | fly_H2O_WW2_desc | Text | Source of water used - Description of process wastewater 2 | 1765 | 1769
C | 2.2 | C2-26 | Table C-7 | Fly_Ash_Moisten_Water | fly_H2O_WW2_other | Text | Source of water used - Description of process wastewater (2) if "other" is selected | 1766 | 1770
C | 2.2 | C2-26 | Table C-7 | Fly_Ash_Moisten_Water | fly_H2O_max_cl_ppm | Number (Double) | Maximum chlorides concentration of water used to moisten the ash (ppm) | 1767 | 1771
C | 2.2 | C2-26 | Table C-7 | Fly_Ash_Moisten_Water | fly_H2O_max_solids_per | Number (Double) | Maximum solids percentage of water used to moisten the ash (%) | 1768 | 1772
C | 2.2 | C2-26 | Table C-7 | Fly_Ash_Moisten_Water | fly_H2O_criteria | Text | Other criteria to determine the source of water used to moisten the fly ash | 1769 | 1773
C | 2.2 | C2-27 |  | Fly_Ash_Mgmt | cbi_fly_H2O_unacpt_criteria | Yes/No | CBI designation checkbox for Q C2-27 | 1770 | 1753
C | 2.2 | C2-27 |  | Fly_Ash_Mgmt | fly_H2O_unacpt_criteria | Text | Criteria plant used to determine if a water source is unacceptable for use (recycle/reuse) to moisten the ash | 1771 | 1754
C | 2.2 | C2-28 |  | Fly_Ash_Mgmt | cbi_fly_dry_mkt | Yes/No | CBI designation checkbox for Q C2-28 | 1772 | 1755
C | 2.2 | C2-28 |  | Fly_Ash_Mgmt | fly_dry_mkt | Text | Does the plant market, sell, and/or give away fly ash from the DRY fly ash handling system | 1773 | 1756
C | 2.2 | C2-28 | Table C-8 | Fly_Dry_Market | cbi_fly_dry_mkt | Yes/No | CBI designation checkbox for Q C2-28 | 1774 | 1775
C | 2.2 | C2-28 | Table C-8 | Fly_Dry_Market | fly_dry_mkt_dest | Text | Destination market of fly ash | 1775 | 1776
C | 2.2 | C2-28 | Table C-8 | Fly_Dry_Market | fly_dry_mkt_per_H2O | Number (Double) | Typical percent of moisture of dry fly ash | 1776 | 1777
C | 2.2 | C2-28 | Table C-8 | Fly_Dry_Market | fly_dry_mkt_2005_tons | Number (Double) | Tons of dry fly ash (dry basis) marketed, sold, and/or given away in 2005 | 1777 | 1778
C | 2.2 | C2-28 | Table C-8 | Fly_Dry_Market | fly_dry_mkt_2005_rev | Number (Double) | Gross revenue generated from dry fly ash in 2005 | 1778 | 1779
C | 2.2 | C2-28 | Table C-8 | Fly_Dry_Market | fly_dry_mkt_2007_tons | Number (Double) | Tons of dry fly ash (dry basis) marketed, sold, and/or given away in 2007 | 1779 | 1780
C | 2.2 | C2-28 | Table C-8 | Fly_Dry_Market | fly_dry_mkt_2007_rev | Number (Double) | Gross revenue generated from dry fly ash in 2007 | 1780 | 1781
C | 2.2 | C2-28 | Table C-8 | Fly_Dry_Market | fly_dry_mkt_2009_tons | Number (Double) | Tons of dry fly ash (dry basis) marketed, sold, and/or given away in 2009 | 1781 | 1782
C | 2.2 | C2-28 | Table C-8 | Fly_Dry_Market | fly_dry_mkt_2009_rev | Number (Double) | Gross revenue generated from dry fly ash in 2009 | 1782 | 1783
C | 2.2 | C2-29 |  | Fly_Ash_Mgmt | cbi_fly_wet_mkt | Yes/No | CBI designation checkbox for Q C2-29 | 1783 | 1757
C | 2.2 | C2-29 |  | Fly_Ash_Mgmt | fly_wet_mkt | Text | Does the plant market, sell, and/or give away fly ash from the WET fly ash handling system | 1784 | 1758
C | 2.2 | C2-29 | Table C-9 | Fly_Wet_Market | cbi_fly_wet_mkt | Yes/No | CBI designation checkbox for Q C2-29 | 1785 | 1785
C | 2.2 | C2-29 | Table C-9 | Fly_Wet_Market | fly_wet_mkt_dest | Text | Market destination of wet fly ash | 1786 | 1786
C | 2.2 | C2-29 | Table C-9 | Fly_Wet_Market | fly_wet_mkt_per_H2O | Number (Double) | Typical percent moisture of wet fly ash | 1787 | 1787
C | 2.2 | C2-29 | Table C-9 | Fly_Wet_Market | fly_wet_mkt_2005_tons | Number (Double) | Tons of wet fly ash (dry basis) marketed, sold, and/or given away in 2005 | 1788 | 1788
C | 2.2 | C2-29 | Table C-9 | Fly_Wet_Market | fly_wet_mkt_2005_rev | Number (Double) | Gross revenue generated from wet fly ash in 2005 | 1789 | 1789
C | 2.2 | C2-29 | Table C-9 | Fly_Wet_Market | fly_wet_mkt_2007_tons | Number (Double) | Tons of wet fly ash (dry basis) marketed, sold, and/or given away in 2007 | 1790 | 1790
C | 2.2 | C2-29 | Table C-9 | Fly_Wet_Market | fly_wet_mkt_2007_rev | Number (Double) | Gross revenue generated from wet fly ash in 2007 | 1791 | 1791
C | 2.2 | C2-29 | Table C-9 | Fly_Wet_Market | fly_wet_mkt_2009_tons | Number (Double) | Tons of wet fly ash (dry basis) marketed, sold, and/or given away in 2009 | 1792 | 1792
C | 2.2 | C2-29 | Table C-9 | Fly_Wet_Market | fly_wet_mkt_2009_rev | Number (Double) | Gross revenue generated from wet fly ash in 2009 | 1793 | 1793
C | 2.3 | Plant_ID | Table C-10 | Fly_Cnvy_Cmpnts | plant_id | Number (Double) | Plant identification number | 1794 | 1794
C | 2.3 | Plant_ID |  | Fly_Cnvy_General | plant_id | Number (Double) | Plant identification number | 1795 | 1803
C | 2.3 | Plant_ID | Table C-11 | Fly_Cnvy_Capital_Cost | plant_id | Number (Double) | Plant identification number | 1796 | 1819
C | 2.3 | Plant_ID | Table C-12 | Fly_Cnvy_OM_Cost | plant_id | Number (Double) | Plant identification number | 1797 | 1827
C | 2.3 | seunit_ID | Table C-10 | Fly_Cnvy_Cmpnts | seunit_ID | Text | Steam electric generating unit ID | 1798 | 1795
C | 2.3 | seunit_ID |  | Fly_Cnvy_General | seunit_ID | Text | Steam electric generating unit ID | 1799 | 1804
C | 2.3 | seunit_ID | Table C-11 | Fly_Cnvy_Capital_Cost | seunit_ID | Text | Steam electric generating unit ID | 1800 | 1820
C | 2.3 | seunit_ID | Table C-12 | Fly_Cnvy_OM_Cost | seunit_ID | Text | Steam electric generating unit ID | 1801 | 1828
C | 2.3 | Status |  | Fly_Cnvy_General | fly_cnvy_planned | Text | The fly ash handling system for this unit is planned | 1802 | 1805
C | 2.3 | C2-30 | Table C-10 | Fly_Cnvy_Cmpnts | cbi_fly_cnvy_cmpnts_tbl | Yes/No | CBI designation checkbox for C2-30 | 1803 | 1796
C | 2.3 | C2-30 | Table C-10 | Fly_Cnvy_Cmpnts | fly_cnvy_cmpnts | Text | Type of fly ash system conveyance components | 1804 | 1797
C | 2.3 | C2-30 | Table C-10 | Fly_Cnvy_Cmpnts | fly_cnvy_cmpnts_other | Text | Description of fly ash system conveyance component if "other" is selected | 1805 | 1798
C | 2.3 | C2-30 | Table C-10 | Fly_Cnvy_Cmpnts | fly_cnvy_cmpnts_nmbr | Number (Double) | Number of type of conveyance components in the system | 1806 | 1799
C | 2.3 | C2-30 | Table C-10 | Fly_Cnvy_Cmpnts | fly_cnvy_cmpnts_cpcty | Number (Double) | Total system capacity of type of conveyance components | 1807 | 1800
C | 2.3 | C2-30 | Table C-10 | Fly_Cnvy_Cmpnts | fly_cnvy_cmpnts_cpcty_unit | Text | Conveyance capacity component units | 1808 | 1801
C | 2.3 | C2-30 | Table C-10 | Fly_Cnvy_Cmpnts | fly_cnvy_cmpnts_cpcty_unit_other | Text | Units of capacity if "other" is selected | 1809 | 1802
C | 2.3 | C2-31 |  | Fly_Cnvy_General | cbi_fly_diagram | Yes/No | CBI designation checkbox for Q C2-31 | 1810 | 1806
C | 2.3 | C2-31 |  | Fly_Cnvy_General | fly_diagram_attch | Text | Block diagram of entire fly ash handling system is attached | 1811 | 1807
C | 2.3 | C2-32 |  | Fly_Cnvy_General | cbi_fly_cnvy_cntrctr_instl | Yes/No | CBI designation checkbox for Q C2-32 | 1812 | 1808
C | 2.3 | C2-32 |  | Fly_Cnvy_General | fly_cnvy_cntrctr_instl | Memo | Major components of this fly ash conveyance system that a contractor(s) constructed/installed (or plans to) at the contractor's expense | 1813 | 1809
C | 2.3 | C2-32 |  | Fly_Cnvy_General | fly_cnvy_cntrctr_instl_all | Text | Contractor installed/will install ALL components IDed in Table C-10 (Fly_Cnvy_Cmpnts) | 1814 | 1810
C | 2.3 | C2-33 |  | Fly_Cnvy_General | cbi_fly_cnvy_cntrctr_oversee | Yes/No | CBI designation checkbox for Q C2-33 | 1815 | 1811
C | 2.3 | C2-33 |  | Fly_Cnvy_General | fly_cnvy_cntrctr_oversee | Memo | Major O&M activities of this fly ash conveyance system that a contractor(s) oversees/will oversee at the contractor's expense | 1816 | 1812
C | 2.3 | C2-33 |  | Fly_Cnvy_General | fly_cnvy_cntrctr_oversee_all | Text | Contractor oversees/will oversee ALL O&M activities dealing with the conveyance portion of the fly ash handling system at the contractor's expense | 1817 | 1813
C | 2.3 | C2-34 |  | Fly_Cnvy_General | cbi_fly_cnvy_cap_tbl | Yes/No | CBI designation checkbox for Q C2-34 | 1818 | 1814
C | 2.3 | C2-34 |  | Fly_Cnvy_General | fly_cnvy_outside_firm_oversee | Text | Capital cost - hired outside engineering firm to oversee design and/or installation of the system | 1819 | 1815
C | 2.3 | C2-34 | Table C-11 | Fly_Cnvy_Capital_Cost | cbi_fly_cnvy_cap_tbl | Yes/No | CBI designation checkbox for Q C2-34 | 1820 | 1821
C | 2.3 | C2-34 | Table C-11 | Fly_Cnvy_Capital_Cost | fly_cnvy_cap_project | Text | Project description for each subcategory of capital costs in Table C-11 | 1821 | 1822
C | 2.3 | C2-34 | Table C-11 | Fly_Cnvy_Capital_Cost | fly_cnvy_cap_original | Number (Double) | Cost for fly ash system as originally installed | 1822 | 1823
C | 2.3 | C2-34 | Table C-11 | Fly_Cnvy_Capital_Cost | fly_cnvy_cap_mdfy | Number (Double) | Cost for modifications to the system | 1823 | 1824
C | 2.3 | C2-34 | Table C-11 | Fly_Cnvy_Capital_Cost | fly_cnvy_cap_original_yr_based | Number (Double) | Year on which original cost is based | 1824 | 1825
C | 2.3 | C2-34 | Table C-11 | Fly_Cnvy_Capital_Cost | fly_cnvy_cap_mdfy_yr_based | Number (Double) | Year on which modification cost is based | 1825 | 1826
C | 2.3 | C2-35 |  | Fly_Cnvy_General | cbi_fly_cnvy_all_cmpnts_cap_costs | Yes/No | CBI designation checkbox for Q C2-35 | 1826 | 1816
C | 2.3 | C2-35 |  | Fly_Cnvy_General | fly_cnvy_all_cmpnts_cap_costs | Text | Are all major components of the conveyance system included in the table Fly_Cnvy_Capital_Cost | 1827 | 1817
C | 2.3 | C2-35 |  | Fly_Cnvy_General | fly_cnvy_cmpnts_not_cap_costs | Memo | Pieces of equipment included in the cost and those that are not included in the total cost | 1828 | 1818
C | 2.3 | C2-36 | Table C-12 | Fly_Cnvy_OM_Cost | cbi_fly_cnvy_OM_tbl | Yes/No | CBI designation checkbox for Q C2-36 | 1829 | 1829
C | 2.3 | C2-36 | Table C-12 | Fly_Cnvy_OM_Cost | fly_cnvy_OM_OLbr_2009_cost | Number (Double) | 2009 annual cost for operating labor | 1830 | 1830
C | 2.3 | C2-36 | Table C-12 | Fly_Cnvy_OM_Cost | fly_cnvy_OM_OLbr_rate_hourly | Number (Double) | 2009 rate per hour (average rate of labor) for operating labor | 1831 | 1831
C | 2.3 | C2-36 | Table C-12 | Fly_Cnvy_OM_Cost | fly_cnvy_OM_OLbr_staff_nmbr | Number (Double) | 2009 staffing operating labor - number of workers | 1832 | 1832
C | 2.3 | C2-36 | Table C-12 | Fly_Cnvy_OM_Cost | fly_cnvy_OM_OLbr_staff_hpd | Number (Double) | 2009 staffing operating labor - hours per day | 1833 | 1833
C | 2.3 | C2-36 | Table C-12 | Fly_Cnvy_OM_Cost | fly_cnvy_OM_OLbr_staff_dpy | Number (Double) | 2009 staffing operating labor - days per year | 1834 | 1834
C | 2.3 | C2-36 | Table C-12 | Fly_Cnvy_OM_Cost | fly_cnvy_OM_MLbr_2009_cost | Number (Double) | 2009 annual cost for maintenance labor | 1835 | 1835
C | 2.3 | C2-36 | Table C-12 | Fly_Cnvy_OM_Cost | fly_cnvy_OM_MLbr_rate_hourly | Number (Double) | 2009 rate per hour (average rate of labor ) for maintenance labor | 1836 | 1836
C | 2.3 | C2-36 | Table C-12 | Fly_Cnvy_OM_Cost | fly_cnvy_OM_MLbr_staff_nmbr | Number (Double) | 2009 staffing maintenance labor - number of workers | 1837 | 1837
C | 2.3 | C2-36 | Table C-12 | Fly_Cnvy_OM_Cost | fly_cnvy_OM_MLbr_staff_hpd | Number (Double) | 2009 staffing maintenance labor - hours per day | 1838 | 1838
C | 2.3 | C2-36 | Table C-12 | Fly_Cnvy_OM_Cost | fly_cnvy_OM_MLbr_staff_dpy | Number (Double) | 2009 staffing maintenance labor - days per year | 1839 | 1839
C | 2.3 | C2-36 | Table C-12 | Fly_Cnvy_OM_Cost | fly_cnvy_OM_MMtrls_2009_cost | Number (Double) | 2009 annual cost for maintenance materials | 1840 | 1840
C | 2.3 | C2-36 | Table C-12 | Fly_Cnvy_OM_Cost | fly_cnvy_OM_energy_2009_cost | Number (Double) | 2009 annual cost for energy | 1841 | 1841
C | 2.3 | C2-36 | Table C-12 | Fly_Cnvy_OM_Cost | fly_cnvy_OM_energy_rate_per_kWh | Number (Double) | 2009 rate per kWh for energy | 1842 | 1842
C | 2.3 | C2-36 | Table C-12 | Fly_Cnvy_OM_Cost | fly_cnvy_OM_energy_kWh/hr | Number (Double) | 2009 consumption kWh/hr for energy | 1843 | 1843
C | 2.3 | C2-36 | Table C-12 | Fly_Cnvy_OM_Cost | fly_cnvy_OM_other1_desc | Text | Other O&M cost description (1) | 1844 | 1844
C | 2.3 | C2-36 | Table C-12 | Fly_Cnvy_OM_Cost | fly_cnvy_OM_other1_2009_cost | Number (Double) | 2009 annual cost of Other 1 O&M category | 1845 | 1845
C | 2.3 | C2-36 | Table C-12 | Fly_Cnvy_OM_Cost | fly_cnvy_OM_other2_desc | Text | Other O&M cost description (2)) | 1846 | 1846
C | 2.3 | C2-36 | Table C-12 | Fly_Cnvy_OM_Cost | fly_cnvy_OM_other2_2009_cost | Number (Double) | 2009 annual cost of Other 2 O&M category | 1847 | 1847
C | 2.3 | C2-36 | Table C-12 | Fly_Cnvy_OM_Cost | fly_cnvy_OM_total_2009_cost | Number (Double) | Total O&M cost (2009) | 1848 | 1848
C | 2.4 | Plant_ID |  | Fly_Storage_General | plant_id | Number (Double) | Plant identification number | 1849 | 1849
C | 2.4 | Plant_ID | Table C-13 | Fly_Storage_Cmpnts | plant_id | Number (Double) | Plant identification number | 1850 | 1868
C | 2.4 | Plant_ID | Table C-14 | Fly_Storage_Capital_Cost | plant_id | Number (Double) | Plant identification number | 1851 | 1877
C | 2.4 | Plant_ID | Table C-15 | Fly_Storage_OM_Cost | plant_id | Number (Double) | Plant identification number | 1852 | 1885
C | 2.4 | Storage_ID |  | Fly_Storage_General | storage_ID | Text | Storage destination ID (from Codes Table tab) | 1853 | 1850
C | 2.4 | Storage_ID | Table C-13 | Fly_Storage_Cmpnts | storage_ID | Text | Storage destination ID | 1854 | 1869
C | 2.4 | Storage_ID | Table C-14 | Fly_Storage_Capital_Cost | storage_ID | Text | Storage destination ID | 1855 | 1878
C | 2.4 | Storage_ID | Table C-15 | Fly_Storage_OM_Cost | storage_ID | Text | Storage ID (from Storage destination table in Codes Tab) | 1856 | 1886
C | 2.4 | Status |  | Fly_Storage_General | fly_storage_planned | Text | Storage destination is planned | 1857 | 1851
C | 2.4 | C2-37 |  | Fly_Storage_General | cbi_fly_btm_share_storage | Yes/No | CBI designation checkbox for QC2-37 | 1858 | 1852
C | 2.4 | C2-37 |  | Fly_Storage_General | fly_btm_share_storage | Text | Does this storage component store both fly ash and bottom ash together | 1859 | 1853
C | 2.4 | C2-37 |  | Fly_Storage_General | fly_btm_share_storage_cmpnts | Text | Unit IDs contributing bottom ash to this shared storage component | 1860 | 1854
C | 2.4 | C2-38 |  | Fly_Storage_General | cbi_fly_storage_pond | Yes/No | CBI designation checkbox for QC2-38 | 1861 | 1855
C | 2.4 | C2-38 |  | Fly_Storage_General | fly_storage_pond | Text | Storage destination is a pond/impoundment | 1862 | 1856
C | 2.4 | C2-39 | Table C-13 | Fly_Storage_Cmpnts | cbi_fly_storage_cmpnts_tbl | Yes/No | CBI designation checkbox for QC2-39 | 1863 | 1870
C | 2.4 | C2-39 | Table C-13 | Fly_Storage_Cmpnts | fly_storage_cmpnts | Text | Type of component (intermediate storage) | 1864 | 1871
C | 2.4 | C2-39 | Table C-13 | Fly_Storage_Cmpnts | fly_storage_cmpnts_other | Text | Description of component if "other" is selected | 1865 | 1872
C | 2.4 | C2-39 | Table C-13 | Fly_Storage_Cmpnts | fly_storage_cmpnts_nmbr | Number (Double) | Number of type of intermediate storage components in the system | 1866 | 1873
C | 2.4 | C2-39 | Table C-13 | Fly_Storage_Cmpnts | fly_storage_cmpnts_cpcty | Number (Double) | Capacity of type of intermediate storage components in the system | 1867 | 1874
C | 2.4 | C2-39 | Table C-13 | Fly_Storage_Cmpnts | fly_storage_cmpnts_cpcty_unit | Text | Capacity units of intermediate storage component | 1868 | 1875
C | 2.4 | C2-39 | Table C-13 | Fly_Storage_Cmpnts | fly_storage_cmpnts_cpcty_unit_other | Text | Other capacity units of intermediate storage component | 1869 | 1876
C | 2.4 | C2-40 |  | Fly_Storage_General | cbi_fly_storage_cntrctr_instl | Yes/No | CBI designation checkbox for QC2-40 | 1870 | 1857
C | 2.4 | C2-40 |  | Fly_Storage_General | fly_storage_cntrctr_instl | Memo | Major components of this intermediate storage destination that contractor(s) installed/will install at their expense | 1871 | 1858
C | 2.4 | C2-40 |  | Fly_Storage_General | fly_storage_ctrctr_instl_all | Text | Contractor installed/will install all components IDed in Fly_Storage_Cmpnts table | 1872 | 1859
C | 2.4 | C2-41 |  | Fly_Storage_General | cbi_fly_storage_cntrctr_oversee | Yes/No | CBI designation checkbox for QC2-41 | 1873 | 1860
C | 2.4 | C2-41 |  | Fly_Storage_General | fly_storage_cntrctr_oversee | Memo | All O&M activities associated with this intermediate storage destination that a contractor(s) oversees/will oversee at their expense | 1874 | 1861
C | 2.4 | C2-41 |  | Fly_Storage_General | fly_storage_cntrctr_oversee_all | Text | Contractor oversees/will oversee all O&M activities dealing with the intermediate storage portion of system at their expense | 1875 | 1862
C | 2.4 | C2-42 |  | Fly_Storage_General | cbi_fly_storage_cap_tbl | Yes/No | CBI designation checkbox for QC2-42 | 1876 | 1863
C | 2.4 | C2-42 |  | Fly_Storage_General | fly_storage_outside_firm_oversee | Text | Capital cost - hired outside engineering firm to oversee design and/or installation of the system | 1877 | 1864
C | 2.4 | C2-42 | Table C-14 | Fly_Storage_Capital_Cost | cbi_fly_storage_cap_tbl | Yes/No | CBI designation checkbox for QC2-42 | 1878 | 1879
C | 2.4 | C2-42 | Table C-14 | Fly_Storage_Capital_Cost | fly_storage_cap_project | Text | Project description for each subcategory of capital costs in Table C-14 | 1879 | 1880
C | 2.4 | C2-42 | Table C-14 | Fly_Storage_Capital_Cost | fly_cnvy_storage_original | Number (Double) | Cost of intermediate storage system as originally installed | 1880 | 1881
C | 2.4 | C2-42 | Table C-14 | Fly_Storage_Capital_Cost | fly_storage_cap_mdfy | Number (Double) | Cost of modification of intermediate storage system | 1881 | 1882
C | 2.4 | C2-42 | Table C-14 | Fly_Storage_Capital_Cost | fly_storage_cap_original_yr_based | Number (Double) | Year on which original cost is based | 1882 | 1883
C | 2.4 | C2-42 | Table C-14 | Fly_Storage_Capital_Cost | fly_storage_cap_mdfy_yr_based | Number (Double) | Year on which modification cost is based | 1883 | 1884
C | 2.4 | C2-43 |  | Fly_Storage_General | cbi_fly_storage_all_cmpnts_cap_costs | Yes/No | CBI designation checkbox for C2-43 | 1884 | 1865
C | 2.4 | C2-43 |  | Fly_Storage_General | fly_storage_all_cmpnts_cap_costs | Text | Are all mjr components of the intermediate storage included in the capital costs in Fly_Storage_Capital_Cost | 1885 | 1866
C | 2.4 | C2-43 |  | Fly_Storage_General | fly_storage_cmpnts_not_cap_costs | Memo | If not all included, explain what costs are included and which aren't in the total capital cost | 1886 | 1867
C | 2.4 | C2-44 | Table C-15 | Fly_Storage_OM_Cost | cbi_fly_storage_OM_tbl | Yes/No | CBI designation checkbox for QC2-44 | 1887 | 1887
C | 2.4 | C2-44 | Table C-15 | Fly_Storage_OM_Cost | fly_storage_OM_OLbr_trks_2009_cost | Number (Double) | 2009 Annual cost for operating labor - water trucks only | 1888 | 1888
C | 2.4 | C2-44 | Table C-15 | Fly_Storage_OM_Cost | fly_storage_OM_OLbr_trks_rate_hourly | Number (Double) | 2009 Rate per hour (average rate of labor) for operating labor - water trucks only | 1889 | 1889
C | 2.4 | C2-44 | Table C-15 | Fly_Storage_OM_Cost | fly_storage_OM_OLbr_trks_staff_nmbr | Number (Double) | 2009 Staffing (No. of workers) for operating labor - water trucks only | 1890 | 1890
C | 2.4 | C2-44 | Table C-15 | Fly_Storage_OM_Cost | fly_storage_OM_OLbr_trks_staff_hpd | Number (Double) | 2009 Staffing (hours per day) for operating labor - water trucks only | 1891 | 1891
C | 2.4 | C2-44 | Table C-15 | Fly_Storage_OM_Cost | fly_storage_OM_OLbr_trks_staff_dpy | Number (Double) | 2009 Staffing (days per year ) for operating labor - water trucks only | 1892 | 1892
C | 2.4 | C2-44 | Table C-15 | Fly_Storage_OM_Cost | fly_storage_OM_OLbr_othr_2009_cost | Number (Double) | 2009 Annual cost for operating labor (all other) | 1893 | 1893
C | 2.4 | C2-44 | Table C-15 | Fly_Storage_OM_Cost | fly_storage_OM_OLbr_othr_rate_hourly | Number (Double) | 2009 Rate per hour (average rate of labor) for operating labor (all other) | 1894 | 1894
C | 2.4 | C2-44 | Table C-15 | Fly_Storage_OM_Cost | fly_storage_OM_OLbr_othr_staff_nmbr | Number (Double) | 2009 Staffing (No. of workers) for operating labor (all other) | 1895 | 1895
C | 2.4 | C2-44 | Table C-15 | Fly_Storage_OM_Cost | fly_storage_OM_OLbr_othr_staff_hpd | Number (Double) | 2009 Staffing (hours per day) for operating labor (all other) | 1896 | 1896
C | 2.4 | C2-44 | Table C-15 | Fly_Storage_OM_Cost | fly_storage_OM_OLbr_othr_staff_dpy | Number (Double) | 2009 Staffing (days per year ) for operating labor (all other) | 1897 | 1897
C | 2.4 | C2-44 | Table C-15 | Fly_Storage_OM_Cost | fly_storage_OM_MLbr_2009_cost | Number (Double) | 2009 Annual cost for maintenance labor | 1898 | 1898
C | 2.4 | C2-44 | Table C-15 | Fly_Storage_OM_Cost | fly_storage_OM_MLbr_rate_hourly | Number (Double) | 2009 Rate per hour (average rate of labor) for maintenance labor | 1899 | 1899
C | 2.4 | C2-44 | Table C-15 | Fly_Storage_OM_Cost | fly_storage_OM_MLbr_staff_nmbr | Number (Double) | 2009 Staffing (No. of workers) for maintenance labor | 1900 | 1900
C | 2.4 | C2-44 | Table C-15 | Fly_Storage_OM_Cost | fly_storage_OM_MLbr_staff_hpd | Number (Double) | 2009 Staffing (hours per day) for maintenance labor | 1901 | 1901
C | 2.4 | C2-44 | Table C-15 | Fly_Storage_OM_Cost | fly_storage_OM_MLbr_staff_dpy | Number (Double) | 2009 Staffing (days per year ) for maintenance labor | 1902 | 1902
C | 2.4 | C2-44 | Table C-15 | Fly_Storage_OM_Cost | fly_storage_OM_MMtrls_2009_cost | Number (Double) | 2009 Annual cost for maintenance materials | 1903 | 1903
C | 2.4 | C2-44 | Table C-15 | Fly_Storage_OM_Cost | fly_storage_OM_energy_2009_cost | Number (Double) | 2009 Annual cost for energy | 1904 | 1904
C | 2.4 | C2-44 | Table C-15 | Fly_Storage_OM_Cost | fly_storage_OM_energy_rate_per_kWh | Number (Double) | 2009 rate per kWh for energy | 1905 | 1905
C | 2.4 | C2-44 | Table C-15 | Fly_Storage_OM_Cost | fly_storage_OM_energy_kWh/hr | Number (Double) | 2009 consumption kWh/hr for energy | 1906 | 1906
C | 2.4 | C2-44 | Table C-15 | Fly_Storage_OM_Cost | fly_storage_OM_other1_desc | Text | Other (1) description of 2009 annual cost | 1907 | 1907
C | 2.4 | C2-44 | Table C-15 | Fly_Storage_OM_Cost | fly_storage_OM_other1_2009_cost | Number (Double) | 2009 Annual Other (1) cost | 1908 | 1908
C | 2.4 | C2-44 | Table C-15 | Fly_Storage_OM_Cost | fly_storage_OM_other2_desc | Text | Other (2) description of 2009 annual cost | 1909 | 1909
C | 2.4 | C2-44 | Table C-15 | Fly_Storage_OM_Cost | fly_storage_OM_other2_2009_cost | Number (Double) | 2009 Annual Other (2) cost | 1910 | 1910
C | 2.4 | C2-44 | Table C-15 | Fly_Storage_OM_Cost | fly_storage_OM_total_2009_cost | Number (Double) | Total 2009 Annual Cost - Intermediate Storage | 1911 | 1911
C | 2.5 | Plant_ID |  | Fly_Trspt_Disp_General | plant_id | Number (Double) | Plant identification number | 1912 | 1912
C | 2.5 | Plant_ID | Table C-16 | Fly_Trspt_Disp_Capital_Cost | plant_id | Number (Double) | Plant identification number | 1913 | 1942
C | 2.5 | Plant_ID | Table C-17 | Fly_Trspt_Disp_OM_Cost | plant_id | Number (Double) | Plant identification number | 1914 | 1949
C | 2.5 | C2-45 |  | Fly_Trspt_Disp_General | cbi_fly_btm_share_trspt_disp | Yes/No | CBI designation checkbox for QC2-45 | 1915 | 1913
C | 2.5 | C2-45 |  | Fly_Trspt_Disp_General | fly_btm_share_trspt_disp | Text | Does the plant use the same transport and disposal equipment for both fly ash bottom ash? | 1916 | 1914
C | 2.5 | C2-45 |  | Fly_Trspt_Disp_General | fly_btm_share_trspt_disp_cmpnts | Text | Unit and storage IDs contributing bottom ash to the transport and disposal system | 1917 | 1915
C | 2.5 | C2-46 |  | Fly_Trspt_Disp_General | cbi_fly_trspt_disp_pond | Yes/No | CBI designation checkbox for Q C2-46 | 1918 | 1916
C | 2.5 | C2-46 |  | Fly_Trspt_Disp_General | fly_trspt_disp_pond | Text | Is a pond/impoundment the final destination of all the fly ash collected by the plant | 1919 | 1917
C | 2.5 | C2-47 |  | Fly_Trspt_Disp_General | cbi_fly_trspt_disp_mthd | Yes/No | CBI designation checkbox for QC2-47 | 1920 | 1918
C | 2.5 | C2-47 |  | Fly_Trspt_Disp_General | fly_trspt_disp_truck | Text | Truck is a method used to transport ash | 1921 | 1919
C | 2.5 | C2-47 |  | Fly_Trspt_Disp_General | fly_trspt_disp_truck_nmbr | Number (Double) | Number of trucks plant uses for the transportation/disposal of fly ash | 1922 | 1920
C | 2.5 | C2-47 |  | Fly_Trspt_Disp_General | fly_trspt_disp_truck_bought | Text | Trucks used were bought | 1923 | 1921
C | 2.5 | C2-47 |  | Fly_Trspt_Disp_General | fly_trspt_disp_truck_lease | Text | Trucks used are leased | 1924 | 1922
C | 2.5 | C2-47 |  | Fly_Trspt_Disp_General | fly_trspt_disp_truck_contract | Text | Trucks used are contracted out | 1925 | 1923
C | 2.5 | C2-47 |  | Fly_Trspt_Disp_General | fly_trspt_disp_rail | Text | Rail car is the method uses to transport ash | 1926 | 1924
C | 2.5 | C2-47 |  | Fly_Trspt_Disp_General | fly_trspt_disp_rail_nmbr | Number (Double) | Number of rail cars plant uses for the transportation/disposal of fly ash | 1927 | 1925
C | 2.5 | C2-47 |  | Fly_Trspt_Disp_General | fly_trspt_disp_rail_bought | Text | Rail cars were bought | 1928 | 1926
C | 2.5 | C2-47 |  | Fly_Trspt_Disp_General | fly_trspt_disp_rail_lease | Text | Rail cars are leased | 1929 | 1927
C | 2.5 | C2-47 |  | Fly_Trspt_Disp_General | fly_trspt_disp_rail_contract | Text | Rail cars are contracted out | 1930 | 1928
C | 2.5 | C2-47 |  | Fly_Trspt_Disp_General | fly_trspt_disp_other | Text | Other method for the transport and disposal of ash | 1931 | 1929
C | 2.5 | C2-47 |  | Fly_Trspt_Disp_General | fly_trspt_disp_other_desc | Text | Description of other method used (i.e., barge) | 1932 | 1930
C | 2.5 | C2-48 |  | Fly_Trspt_Disp_General | cbi_fly_trspt_disp_cntrctr_pay_instl | Yes/No | CBI designation checkbox for Q C2-48 | 1933 | 1931
C | 2.5 | C2-48 |  | Fly_Trspt_Disp_General | fly_trspt_disp_cntrctr_pay_instl | Memo | List of all major components for transport/disposal of dry fly ash that a contractor(s) constructed/installed (or plans to) at the contractor's expense | 1934 | 1932
C | 2.5 | C2-48 |  | Fly_Trspt_Disp_General | fly_trspt_disp_ctrctr_pay_instl_all | Text | Contract installed/will install all ash transport equipment at the contractor's expense | 1935 | 1933
C | 2.5 | C2-49 |  | Fly_Trspt_Disp_General | cbi_fly_trspt_disp_cntrctr_pay_oversee | Yes/No | CBI designation checkbox for Q C2-49 | 1936 | 1934
C | 2.5 | C2-49 |  | Fly_Trspt_Disp_General | fly_trspt_disp_cntrctr_pay_oversee | Memo | List of all O&M activities for transport and disposal that the contractor oversees/will oversee at the contractor's expense | 1937 | 1935
C | 2.5 | C2-49 |  | Fly_Trspt_Disp_General | fly_trspt_disp_cntrctr_pay_oversee_all | Text | Contractor oversees/will oversee all transport/disposal activities at the contractor's expense | 1938 | 1936
C | 2.5 | C2-50 |  | Fly_Trspt_Disp_General | cbi_fly_trspt_disp_cap_tbl | Yes/No | CBI designation checkbox for QC2-50 | 1939 | 1937
C | 2.5 | C2-50 |  | Fly_Trspt_Disp_General | fly_trspt_disp_outside_firm_oversee | Text | Capital Cost - Hired outside engineering firm to oversee design and/or installation of the system | 1940 | 1938
C | 2.5 | C2-50 | Table C-16 | Fly_Trspt_Disp_Capital_Cost | cbi_fly_trspt_disp_cap_tbl | Yes/No | CBI designation checkbox for QC2-50 | 1941 | 1943
C | 2.5 | C2-50 | Table C-16 | Fly_Trspt_Disp_Capital_Cost | fly_trspt_disp_cap_project | Text | Project description for each subcategory of capital costs in Table C-16 | 1942 | 1944
C | 2.5 | C2-50 | Table C-16 | Fly_Trspt_Disp_Capital_Cost | fly_trspt_disp_original | Number (Double) | Cost for system as originally installed | 1943 | 1945
C | 2.5 | C2-50 | Table C-16 | Fly_Trspt_Disp_Capital_Cost | fly_trspt_disp_cap_mdfy | Number (Double) | Cost for modifications to the system | 1944 | 1946
C | 2.5 | C2-50 | Table C-16 | Fly_Trspt_Disp_Capital_Cost | fly_trspt_disp_cap_original_yr_based | Number (Double) | Year on which original cost is based | 1945 | 1947
C | 2.5 | C2-50 | Table C-16 | Fly_Trspt_Disp_Capital_Cost | fly_trspt_disp_cap_mdfy_yr_based | Number (Double) | Year on which modifications cost is based | 1946 | 1948
C | 2.5 | C2-51 |  | Fly_Trspt_Disp_General | cbi_fly_trspt_disp_all_cmpnts_cap_costs | Yes/No | CBI designation checkbox for QC2-51 | 1947 | 1939
C | 2.5 | C2-51 |  | Fly_Trspt_Disp_General | fly_trspt_disp_all_cmpnts_cap_costs | Text | Are all major components of the system included in the capital costs in Fly_Trspt_Disp_Capital_Cost | 1948 | 1940
C | 2.5 | C2-51 |  | Fly_Trspt_Disp_General | fly_trspt_disp_cmpnts_not_cap_costs | Memo | Explanation of items included in the capital cost and those not included | 1949 | 1941
C | 2.5 | C2-52 | Table C-17 | Fly_Trspt_Disp_OM_Cost | cbi_fly_trspt_disp_OM_tbl | Yes/No | CBI designation checkbox for QC2-52 | 1950 | 1950
C | 2.5 | C2-52 | Table C-17 | Fly_Trspt_Disp_OM_Cost | fly_trspt_disp_OM_OLbr_tspt_2009_cost | Number (Double) | 2009 annual cost for operating labor (trucks, rail cars, other transport) | 1951 | 1951
C | 2.5 | C2-52 | Table C-17 | Fly_Trspt_Disp_OM_Cost | fly_trspt_disp_OM_OLbr_tspt_rate_hourly | Number (Double) | 2009 rate per hour (average rate of labor) for operating labor | 1952 | 1952
C | 2.5 | C2-52 | Table C-17 | Fly_Trspt_Disp_OM_Cost | fly_trspt_disp_OM_OLbr_tspt_staff_nmbr | Number (Double) | 2009 staffing - number of workers for operating labor | 1953 | 1953
C | 2.5 | C2-52 | Table C-17 | Fly_Trspt_Disp_OM_Cost | fly_trspt_disp_OM_OLbr_tspt_staff_hpd | Number (Double) | 2009 staffing - hours per day for operating labor | 1954 | 1954
C | 2.5 | C2-52 | Table C-17 | Fly_Trspt_Disp_OM_Cost | fly_trspt_disp_OM_OLbr_tspt_staff_dpy | Number (Double) | 2009 staffing - days per year for operating labor | 1955 | 1955
C | 2.5 | C2-52 | Table C-17 | Fly_Trspt_Disp_OM_Cost | fly_trspt_disp_OM_OLbr_tspt_rate_lds/day | Number (Double) | 2009 transport rate loads per day (operating labor) | 1956 | 1956
C | 2.5 | C2-52 | Table C-17 | Fly_Trspt_Disp_OM_Cost | fly_trspt_disp_OM_OLbr_tspt_rate_dpy | Number (Double) | 2009 transport rate days per year (operating labor) | 1957 | 1957
C | 2.5 | C2-52 | Table C-17 | Fly_Trspt_Disp_OM_Cost | fly_trspt_disp_OM_OLbr_othr_2009_cost | Number (Double) | 2009 annual cost for operating labor (all other operating costs) | 1958 | 1958
C | 2.5 | C2-52 | Table C-17 | Fly_Trspt_Disp_OM_Cost | fly_trspt_disp_OM_OLbr_othr_rate_hourly | Number (Double) | 2009 rate per hour (average rate of labor) for operating labor | 1959 | 1959
C | 2.5 | C2-52 | Table C-17 | Fly_Trspt_Disp_OM_Cost | fly_trspt_disp_OM_OLbr_othr_staff_nmbr | Number (Double) | 2009 staffing - number of workers for operating labor | 1960 | 1960
C | 2.5 | C2-52 | Table C-17 | Fly_Trspt_Disp_OM_Cost | fly_trspt_disp_OM_OLbr_othr_staff_hpd | Number (Double) | 2009 staffing - hours per day for operating labor | 1961 | 1961
C | 2.5 | C2-52 | Table C-17 | Fly_Trspt_Disp_OM_Cost | fly_trspt_disp_OM_OLbr_othr_staff_dpy | Number (Double) | 2009 staffing - days per year for operating labor | 1962 | 1962
C | 2.5 | C2-52 | Table C-17 | Fly_Trspt_Disp_OM_Cost | fly_trspt_disp_OM_MLbr_2009_cost | Number (Double) | 2009 annual cost for maintenance labor | 1963 | 1963
C | 2.5 | C2-52 | Table C-17 | Fly_Trspt_Disp_OM_Cost | fly_trspt_disp_OM_MLbr_rate_hourly | Number (Double) | 2009 rate per hour (average rate of labor) for maintenance cost | 1964 | 1964
C | 2.5 | C2-52 | Table C-17 | Fly_Trspt_Disp_OM_Cost | fly_trspt_disp_OM_MLbr_staff_nmbr | Number (Double) | 2009 staffing - number of workers for maintenance labor | 1965 | 1965
C | 2.5 | C2-52 | Table C-17 | Fly_Trspt_Disp_OM_Cost | fly_trspt_disp_OM_MLbr_staff_hpd | Number (Double) | 2009 staffing - hours per day for maintenance labor | 1966 | 1966
C | 2.5 | C2-52 | Table C-17 | Fly_Trspt_Disp_OM_Cost | fly_trspt_disp_OM_MLbr_staff_dpy | Number (Double) | 2009 staffing - days per year for maintenance labor | 1967 | 1967
C | 2.5 | C2-52 | Table C-17 | Fly_Trspt_Disp_OM_Cost | fly_trspt_disp_OM_MMtrls_2009_cost | Number (Double) | 2009 annual cost for maintenance materials | 1968 | 1968
C | 2.5 | C2-52 | Table C-17 | Fly_Trspt_Disp_OM_Cost | fly_trspt_disp_OM_energy_2009_cost | Number (Double) | 2009 annual costs for energy | 1969 | 1969
C | 2.5 | C2-52 | Table C-17 | Fly_Trspt_Disp_OM_Cost | fly_trspt_disp_OM_energy_rate_per_kWh | Number (Double) | 2009 rate per kWh for energy | 1970 | 1970
C | 2.5 | C2-52 | Table C-17 | Fly_Trspt_Disp_OM_Cost | fly_trspt_disp_OM_energy_staff_kWh/hr | Number (Double) | 2009 consumption - kWh/hr for energy | 1971 | 1971
C | 2.5 | C2-52 | Table C-17 | Fly_Trspt_Disp_OM_Cost | fly_trspt_disp_OM_ash_rmvl_2009_cost | Number (Double) | 2009 annual cost for ash removal/disposal fees | 1972 | 1972
C | 2.5 | C2-52 | Table C-17 | Fly_Trspt_Disp_OM_Cost | fly_trspt_disp_OM_other1_desc | Text | Description of other (1) O&M cost category | 1973 | 1973
C | 2.5 | C2-52 | Table C-17 | Fly_Trspt_Disp_OM_Cost | fly_trspt_disp_OM_other1_2009_cost | Number (Double) | 2009 annual rate for other(1) O&M cost category | 1974 | 1974
C | 2.5 | C2-52 | Table C-17 | Fly_Trspt_Disp_OM_Cost | fly_trspt_disp_OM_other2_desc | Text | Description of other (2) O&M cost category | 1975 | 1975
C | 2.5 | C2-52 | Table C-17 | Fly_Trspt_Disp_OM_Cost | fly_trspt_disp_OM_other2_2009_cost | Number (Double) | 2009 annual rate for other (2) O&M cost category | 1976 | 1976
C | 2.5 | C2-52 | Table C-17 | Fly_Trspt_Disp_OM_Cost | fly_trspt_disp_OM_total_2009_cost | Number (Double) | Total 2009 O&M Cost | 1977 | 1977
C | 3.1 | Plant_ID |  | Btm_Ash_System | plant_id | Number (Double) | Plant identification number | 1978 | 1978
C | 3.1 | Plant_ID | Table C-19 | Btm_Ash_Sluicing | plant_id | Number (Double) | Plant identification number | 1979 | 2011
C | 3.1 | Plant_ID |  | Btm_Ash_Solids_Rmvl | plant_id | Number (Double) | Plant identification number | 1980 | 2039
C | 3.1 | Plant_ID |  | Btm_Ash_Mech_Drag | plant_id | Number (Double) | Plant identification number | 1981 | 2086
C | 3.1 | Plant_ID | Table C-21 | Btm_Ash_Storage_Dest | plant_id | Number (Double) | Plant identification number | 1982 | 2110
C | 3.1 | Plant_ID |  | Btm_Ash_Dry_Handling | plant_id | Number (Double) | Plant identification number | 1983 | 2118
C | 3.1 | Plant_ID |  | Btm_Ash_Dry_Retrofit | plant_id | Number (Double) | Plant identification number | 1984 | 2154
C | 3.1 | Plant_ID |  | Btm_Ash_Dry_Installation | plant_id | Number (Double) | Plant identification number | 1985 | 2193
C | 3.1 | Plant_ID |  | Btm_Ash_Outages | plant_id | Number (Double) | Plant identification number | 1986 | 2255
C | 3.1 | seunit_ID |  | Btm_Ash_System | seunit_ID | Text | Steam electric generating unit ID | 1987 | 1979
C | 3.1 | seunit_ID | Table C-19 | Btm_Ash_Sluicing | seunit_id | Text | Steam electric generating unit ID | 1988 | 2012
C | 3.1 | seunit_ID |  | Btm_Ash_Solids_Rmvl | seunit_id | Text | Steam electric generating unit ID | 1989 | 2040
C | 3.1 | seunit_ID |  | Btm_Ash_Mech_Drag | seunit_id | Text | Steam electric generating unit ID | 1990 | 2087
C | 3.1 | seunit_ID | Table C-21 | Btm_Ash_Storage_Dest | seunit_ID | Text | Steam electric generating unit ID | 1991 | 2111
C | 3.1 | seunit_ID |  | Btm_Ash_Dry_Handling | seunit_id | Text | Steam electric generating unit ID | 1992 | 2119
C | 3.1 | seunit_ID |  | Btm_Ash_Dry_Retrofit | seunit_id | Text | Steam electric generating unit ID | 1993 | 2155
C | 3.1 | seunit_ID |  | Btm_Ash_Dry_Installation | seunit_id | Text | Steam electric generating unit ID | 1994 | 2194
C | 3.1 | seunit_ID |  | Btm_Ash_Outages | seunit_id | Text | Steam electric generating unit ID | 1995 | 2256
C | 3.1 | C3-1 |  | Btm_Ash_System | cbi_gen_btm_ash | Yes/No | CBI designation checkbox for QC3-1 | 1996 | 1980
C | 3.1 | C3-1 |  | Btm_Ash_System | gen_btm_ash | Text | Is bottom ash generated in any units at the plant? | 1997 | 1981
C | 3.1 | C3-2 | Table C-18 | Btm_Ash_System | cbi_btm_boiler_type | Yes/No | CBI designation checkbox for QC3-2 | 1998 | 1982
C | 3.1 | C3-2 | Table C-18 | Btm_Ash_System | btm_boiler_type | Text | Type of boiler | 1999 | 1983
C | 3.1 | C3-2 | Table C-18 | Btm_Ash_System | btm_boiler_type_other | Text | Other type of boiler description | 2000 | 1984
C | 3.1 | C3-2 | Table C-18 | Btm_Ash_System | btm_wet_sluicing | Text | Wet sluicing bottom ash handling system | 2001 | 1985
C | 3.1 | C3-2 | Table C-18 | Btm_Ash_System | btm_mech_drag | Text | Mechanical drag bottom ash handling system | 2002 | 1986
C | 3.1 | C3-2 | Table C-18 | Btm_Ash_System | btm_dry_vacuum | Text | Dry vacuum bottom ash handling system | 2003 | 1987
C | 3.1 | C3-2 | Table C-18 | Btm_Ash_System | btm_dry_pressure | Text | Dry pressure bottom ash handling system | 2004 | 1988
C | 3.1 | C3-2 | Table C-18 | Btm_Ash_System | btm_other | Text | Other type of bottom ash handling system | 2005 | 1989
C | 3.1 | C3-2 | Table C-18 | Btm_Ash_System | btm_other_desc | Text | Description of other type of bottom ash handling system | 2006 | 1990
C | 3.1 | C3-2 | Table C-18 | Btm_Ash_System | btm_produced_wet_tpd | Number (Double) | Typical amount of bottom ash produced in 2009 (dry weight basis) - wet conveyed tons per day | 2007 | 1991
C | 3.1 | C3-2 | Table C-18 | Btm_Ash_System | btm_produced_wet_dpy | Number (Double) | Typical amount of bottom ash produced in 2009 (dry weight basis) - wet conveyed days per year | 2008 | 1992
C | 3.1 | C3-2 | Table C-18 | Btm_Ash_System | btm_produced_dry_tpd | Number (Double) | Typical amount of bottom ash produced in 2009 (dry weight basis) - dry conveyed tons per day | 2009 | 1993
C | 3.1 | C3-2 | Table C-18 | Btm_Ash_System | btm_produced_dry_dpy | Number (Double) | Typical amount of bottom ash produced in 2009 (dry weight basis) - dry conveyed days per year | 2010 | 1994
C | 3.1 | C3-2 | Table C-18 | Btm_Ash_System | btm_moisture_wet_per | Text | Typical percent moisture of wet conveyed bottom ash | 2011 | 1995
C | 3.1 | C3-2 | Table C-18 | Btm_Ash_System | btm_moisture_dry_per | Text | Typical percent moisture of dry conveyed bottom ash | 2012 | 1996
C | 3.1 | C3-2 | Table C-18 | Btm_Ash_System | btm_design_wet_tpd | Number (Double) | Design ash handling rate of wet conveyed bottom ash - tons per day | 2013 | 1997
C | 3.1 | C3-2 | Table C-18 | Btm_Ash_System | btm_design_wet_dpy | Number (Double) | Design ash handling rate of wet conveyed bottom ash - days per year | 2014 | 1998
C | 3.1 | C3-2 | Table C-18 | Btm_Ash_System | btm_design_dry_tpd | Number (Double) | Design ash handling rate of dry conveyed bottom ash - tons per day | 2015 | 1999
C | 3.1 | C3-2 | Table C-18 | Btm_Ash_System | btm_design_dry_dpy | Number (Double) | Design ash handling rate of wet conveyed bottom ash - days per year | 2016 | 2000
C | 3.1 | C3-2 | Table C-18 | Btm_Ash_System | btm_wet_days | Number (Double) | Number of days wet conveyed ash was handled by the bottom ash handling system in 2009 | 2017 | 2001
C | 3.1 | C3-2 | Table C-18 | Btm_Ash_System | btm_dry_days | Number (Double) | Number of days dry conveyed ash was handled by the bottom ash handling system in 2009 | 2018 | 2002
C | 3.1 | C3-2 | Table C-18 | Btm_Ash_System | btm_LOI_wet_min | Number (Double) | Wet conveyed LOI minimum value (percent) | 2019 | 2003
C | 3.1 | C3-2 | Table C-18 | Btm_Ash_System | btm_LOI_wet_max | Number (Double) | Wet conveyed LOI maximum value (percent) | 2020 | 2004
C | 3.1 | C3-2 | Table C-18 | Btm_Ash_System | btm_LOI_wet_not_mntr | Text | LOI of wet conveyed bottom ash not monitored | 2021 | 2005
C | 3.1 | C3-2 | Table C-18 | Btm_Ash_System | btm_LOI_wet_NA | Text | LOI of wet conveyed ash - NA | 2022 | 2006
C | 3.1 | C3-2 | Table C-18 | Btm_Ash_System | btm_LOI_dry_min | Number (Double) | Dry conveyed LOI minimum value (percent) | 2023 | 2007
C | 3.1 | C3-2 | Table C-18 | Btm_Ash_System | btm_LOI_dry_max | Number (Double) | Dry conveyed LOI maximum value (percent) | 2024 | 2008
C | 3.1 | C3-2 | Table C-18 | Btm_Ash_System | btm_LOI_dry_not_mntr | Text | LOI of dry conveyed bottom ash not monitored | 2025 | 2009
C | 3.1 | C3-2 | Table C-18 | Btm_Ash_System | btm_LOI_dry_NA | Text | LOI of dry conveyed bottom ash - NA | 2026 | 2010
C | 3.1 | C3-3 | Table C-19 | Btm_Ash_Sluicing | cbi_btm_ash_sluice | Yes/No | CBI designation checkbox for QC3-3 | 2027 | 2013
C | 3.1 | C3-3 | Table C-19 | Btm_Ash_Sluicing | btm_ash_sluice | Text | Is wet sluicing used to collect bottom ash from this unit? | 2028 | 2014
C | 3.1 | C3-3 | Table C-19 | Btm_Ash_Sluicing | btm_sluice_avg_flow | Number (Double) | Average sluice water flow rate (gpd) | 2029 | 2015
C | 3.1 | C3-3 | Table C-19 | Btm_Ash_Sluicing | btm_sluice_duration | Number (Double) | Typical duration of sluicing (hpd) | 2030 | 2016
C | 3.1 | C3-3 | Table C-19 | Btm_Ash_Sluicing | btm_sluice_freq | Number (Double) | Typical frequency of sluicing (dpy) | 2031 | 2017
C | 3.1 | C3-3 | Table C-19 | Btm_Ash_Sluicing | btm_sluice_source_1 | Text | Source of sluice water - Option 1 | 2032 | 2018
C | 3.1 | C3-3 | Table C-19 | Btm_Ash_Sluicing | btm_sluice_source_2 | Text | Source of sluice water - Option 2 | 2033 | 2019
C | 3.1 | C3-3 | Table C-19 | Btm_Ash_Sluicing | btm_sluice_source_3 | Text | Source of sluice water - Option 3 | 2034 | 2020
C | 3.1 | C3-3 | Table C-19 | Btm_Ash_Sluicing | btm_sluice_source_other_desc | Text | Source of sluice water - "Other" field | 2035 | 2021
C | 3.1 | C3-3 | Table C-19 | Btm_Ash_Sluicing | btm_sluice_percent_1 | Number (Double) | Percent contribution of option 1 sluice water | 2036 | 2022
C | 3.1 | C3-3 | Table C-19 | Btm_Ash_Sluicing | btm_sluice_percent_2 | Number (Double) | Percent contribution of option 2 sluice water | 2037 | 2023
C | 3.1 | C3-3 | Table C-19 | Btm_Ash_Sluicing | btm_sluice_percent_3 | Number (Double) | Percent contribution of option 3 sluice water | 2038 | 2024
C | 3.1 | C3-3 | Table C-19 | Btm_Ash_Sluicing | btm_sluice_percent_other | Number (Double) | Percent contribution of other sluice water | 2039 | 2025
C | 3.1 | C3-4 |  | Btm_Ash_Sluicing | cbi_btm_sluice_criteria | Yes/No | CBI designation checkbox for QC3-4 | 2040 | 2026
C | 3.1 | C3-4 |  | Btm_Ash_Sluicing | btm_sluice_chlorides | Text | Criteria for selecting water sources that may be used as a source of bottom ash sluice water - chlorides concentration | 2041 | 2027
C | 3.1 | C3-4 |  | Btm_Ash_Sluicing | btm_sluice_chlorides_ppm | Number (Double) | Maximum chlorides concentrations (ppm) for selection of water sources for use as bottom ash sluice water | 2042 | 2028
C | 3.1 | C3-4 |  | Btm_Ash_Sluicing | btm_sluice_solids | Text | Criteria for selecting water sources that may be used as a source of bottom ash sluice water - solids percentage | 2043 | 2029
C | 3.1 | C3-4 |  | Btm_Ash_Sluicing | btm_sluice_solids_percent | Number (Double) | Maximum solids percentage (%) for selection of water sources for use ash bottom ash sluice water | 2044 | 2030
C | 3.1 | C3-4 |  | Btm_Ash_Sluicing | btm_sluice_other | Text | Other criteria for selecting water sources that may be used as a source of bottom ash sluice water | 2045 | 2031
C | 3.1 | C3-4 |  | Btm_Ash_Sluicing | btm_sluice_other_desc | Text | Description of other criteria for source water used as bottom as sluice water | 2046 | 2032
C | 3.1 | C3-4 |  | Btm_Ash_Sluicing | btm_sluice_other_ppm | Number (Double) | Other maximum criteria amount (ppm) | 2047 | 2033
C | 3.1 | C3-5 |  | Btm_Ash_Sluicing | cbi_btm_sluice_recyc | Yes/No | CBI designation checkbox for QC3-5 | 2048 | 2034
C | 3.1 | C3-5 |  | Btm_Ash_Sluicing | btm_sluice_recyc | Text | Is any of the wet bottom ash sluice water immediately recycled back to plant process | 2049 | 2035
C | 3.1 | C3-5 |  | Btm_Ash_Sluicing | btm_sluice_recyc_decs | Text | Description of how wet bottom ash sluice water is recycled back to the plant process | 2050 | 2036
C | 3.1 | C3-6 |  | Btm_Ash_Sluicing | cbi_btm_sluice_POTW | Yes/No | CBI designation checkbox for QC3-6 | 2051 | 2037
C | 3.1 | C3-6 |  | Btm_Ash_Sluicing | btm_sluice_POTW | Text | Is any of the wet bottom ash sluice indirectly discharged to a POTW or PrOTW | 2052 | 2038
C | 3.1 | C3-7 |  | Btm_Ash_Solids_Rmvl | cbi_btm_plant_solids_rmvl | Yes/No | CBI designation checkbox for QC3-7 | 2053 | 2041
C | 3.1 | C3-7 |  | Btm_Ash_Solids_Rmvl | btm_plant_solids_rmvl | Text | Does solids removed (other than in pond(s) occur at the plant? | 2054 | 2042
C | 3.1 | C3-8 | Table C-20 | Btm_Ash_Solids_Rmvl | cbi_btm_slds_rmvl_tbl | Yes/No | CBI designation checkbox for QC3-8 | 2055 | 2043
C | 3.1 | C3-8 | Table C-20 | Btm_Ash_Solids_Rmvl | btm_slds_rmvl_dewatering_bin | Text | Solids removal by dewatering bins | 2056 | 2044
C | 3.1 | C3-8 | Table C-20 | Btm_Ash_Solids_Rmvl | btm_slds_rmvl_hydroclone | Text | Solids removal by hydroclones | 2057 | 2045
C | 3.1 | C3-8 | Table C-20 | Btm_Ash_Solids_Rmvl | btm_slds_rmvl_centrifuge | Text | Solids removal by centrifuges | 2058 | 2046
C | 3.1 | C3-8 | Table C-20 | Btm_Ash_Solids_Rmvl | btm_slds_rmvl_filter | Text | Solids removal by filters | 2059 | 2047
C | 3.1 | C3-8 | Table C-20 | Btm_Ash_Solids_Rmvl | btm_slds_rmvl_other | Text | Other form of solids removal | 2060 | 2048
C | 3.1 | C3-8 | Table C-20 | Btm_Ash_Solids_Rmvl | btm_slds_rmvl_other_desc | Text | Description of other form of solids removal | 2061 | 2049
C | 3.1 | C3-8 | Table C-20 | Btm_Ash_Solids_Rmvl | btm_disp_sold_untrt | Text | Bottom ash is sold or given away without further treatment | 2062 | 2050
C | 3.1 | C3-8 | Table C-20 | Btm_Ash_Solids_Rmvl | btm_disp_sold_untrt_tons | Number (Double) | Amount (tons) of solids disposed (dry weight) untreated | 2063 | 2051
C | 3.1 | C3-8 | Table C-20 | Btm_Ash_Solids_Rmvl | btm_disp_sold_untrt_H2O_per | Number (Double) | Typical percent moisture of untreated bottom ash disposed | 2064 | 2052
C | 3.1 | C3-8 | Table C-20 | Btm_Ash_Solids_Rmvl | btm_disp_sold_trt | Text | Bottom ash is sold or given away with further treatment | 2065 | 2053
C | 3.1 | C3-8 | Table C-20 | Btm_Ash_Solids_Rmvl | btm_disp_sold_trt_tons | Number (Double) | Amount (tons) of solids disposed (dry weight) treated | 2066 | 2054
C | 3.1 | C3-8 | Table C-20 | Btm_Ash_Solids_Rmvl | btm_disp_sold_trt_H2O_per | Number (Double) | Typical percent moisture of treated bottom ash disposed | 2067 | 2055
C | 3.1 | C3-8 | Table C-20 | Btm_Ash_Solids_Rmvl | btm_disp_stor_pond | Text | Bottom ash is stored in/transferred to a pond/impoundment reported in Table A-4 | 2068 | 2056
C | 3.1 | C3-8 | Table C-20 | Btm_Ash_Solids_Rmvl | btm_disp_stor_pond_tons | Number (Double) | Amount (tons) of solids disposed (dry weight) to a pond/impoundment in Table A-4 | 2069 | 2057
C | 3.1 | C3-8 | Table C-20 | Btm_Ash_Solids_Rmvl | btm_disp_stor_pond_H2O_per | Number (Double) | Typical percent moisture of bottom ash disposed in pond/impoundment in Table A-4 | 2070 | 2058
C | 3.1 | C3-8 | Table C-20 | Btm_Ash_Solids_Rmvl | btm_disp_stor_landfill_A-06 | Text | Bottom ash is stored in landfills reported in Table A-6 | 2071 | 2059
C | 3.1 | C3-8 | Table C-20 | Btm_Ash_Solids_Rmvl | btm_disp_stor_landfill_A-06_tons | Number (Double) | Amount (tons) of solids disposed (dry weight) in landfills reported in Table A-6 | 2072 | 2060
C | 3.1 | C3-8 | Table C-20 | Btm_Ash_Solids_Rmvl | btm_disp_stor_landfill_A-06_H2O_per | Number (Double) | Typical percent moisture of bottom ash disposed in landfills reported in Table A-6 | 2073 | 2061
C | 3.1 | C3-8 | Table C-20 | Btm_Ash_Solids_Rmvl | btm_disp_stor_landfill_not_A-06 | Text | Bottom ash is stored in landfills not reported in Table A-6 | 2074 | 2062
C | 3.1 | C3-8 | Table C-20 | Btm_Ash_Solids_Rmvl | btm_disp_stor_landfill_not_A-06_tons | Number (Double) | Amount (tons) of solids disposed (dry weight) in landfills not reported in Table A-6 | 2075 | 2063
C | 3.1 | C3-8 | Table C-20 | Btm_Ash_Solids_Rmvl | btm_disp_stor_landfill_not_A-06_H2O_per | Number (Double) | Typical percent moisture of bottom ash disposed in landfills not reported in Table A-6 | 2076 | 2064
C | 3.1 | C3-8 | Table C-20 | Btm_Ash_Solids_Rmvl | btm_disp_other | Text | Other bottom ash disposal | 2077 | 2065
C | 3.1 | C3-8 | Table C-20 | Btm_Ash_Solids_Rmvl | btm_disp_other_desc | Text | Description of other bottom ash disposal | 2078 | 2066
C | 3.1 | C3-8 | Table C-20 | Btm_Ash_Solids_Rmvl | btm_disp_other_tons | Number (Double) | Amount (tons) of solids disposed by other ash disposal process | 2079 | 2067
C | 3.1 | C3-8 | Table C-20 | Btm_Ash_Solids_Rmvl | btm_disp_other_H2O_per | Number (Double) | Typical percent moisture of bottom ash disposed in other ash disposal process | 2080 | 2068
C | 3.1 | C3-9 |  | Btm_Ash_Solids_Rmvl | cbi_btm_slds_rmvl_overflow_gpd | Yes/No | CBI designation checkbox for QC3-9 | 2081 | 2069
C | 3.1 | C3-9 |  | Btm_Ash_Solids_Rmvl | btm_slds_rmvl_overflow_gpd | Number (Double) | Amount of wastewater overflow from solids removal for the wet ash sluice system | 2082 | 2070
C | 3.1 | C3-10 |  | Btm_Ash_Solids_Rmvl | cbi_btm_slds_rmvl_dest | Yes/No | CBI designation checkbox for QC3-10 | 2083 | 2071
C | 3.1 | C3-10 |  | Btm_Ash_Solids_Rmvl | btm_slds_rmvl_recycle | Text | Wastewater overflow immediately recycled back to plant process | 2084 | 2072
C | 3.1 | C3-10 |  | Btm_Ash_Solids_Rmvl | btm_slds_rmvl_recycle_gpd | Number (Double) | Amount of wastewater overflow that is recycled (gpd) | 2085 | 2073
C | 3.1 | C3-10 |  | Btm_Ash_Solids_Rmvl | btm_slds_rmvl_recycle_desc | Text | Description of how the wastewater overflow is reused | 2086 | 2074
C | 3.1 | C3-10 |  | Btm_Ash_Solids_Rmvl | btm_slds_rmvl_treat | Text | Wastewater overflow is transferred to an on-site treatment system | 2087 | 2075
C | 3.1 | C3-10 |  | Btm_Ash_Solids_Rmvl | btm_slds_rmvl_treat_pond | Text | Wastewater overflow treated in settling pond | 2088 | 2076
C | 3.1 | C3-10 |  | Btm_Ash_Solids_Rmvl | btm_slds_rmvl_treat_pH | Text | Wastewater overflow treated with pH adjustment | 2089 | 2077
C | 3.1 | C3-10 |  | Btm_Ash_Solids_Rmvl | btm_slds_rmvl_treat_wetlands | Text | Wastewater overflow treated in constructed wetlands | 2090 | 2078
C | 3.1 | C3-10 |  | Btm_Ash_Solids_Rmvl | btm_slds_rmvl_treat_other | Text | Wastewater overflow treated by "other" | 2091 | 2079
C | 3.1 | C3-10 |  | Btm_Ash_Solids_Rmvl | btm_slds_rmvl_treat_other_desc | Text | Description of "other" wastewater overflow on site treatment | 2092 | 2080
C | 3.1 | C3-10 |  | Btm_Ash_Solids_Rmvl | btm_slds_rmvl_surf_water | Text | Wastewater overflow discharges to SW | 2093 | 2081
C | 3.1 | C3-10 |  | Btm_Ash_Solids_Rmvl | Outfall_number | Text | SW Outfall number that wastewater overflow is discharged to | 2094 | 2082
C | 3.1 | C3-10 |  | Btm_Ash_Solids_Rmvl | btm_slds_rmvl_POTW | Text | Wastewater overflow is indirectly discharged to a POTW or PrOTW | 2095 | 2083
C | 3.1 | C3-10 |  | Btm_Ash_Solids_Rmvl | btm_slds_rmvl_dest_other | Text | Wastewater overflow destination marked "Other" | 2096 | 2084
C | 3.1 | C3-10 |  | Btm_Ash_Solids_Rmvl | btm_slds_rmvl_dest_other_desc | Text | Description of "Other" wastewater overflow destination | 2097 | 2085
C | 3.1 | C3-11 |  | Btm_Ash_Mech_Drag | cbi_btm_use_mech_drag | Yes/No | CBI designation checkbox for QC3-11 | 2098 | 2088
C | 3.1 | C3-11 |  | Btm_Ash_Mech_Drag | btm_use_mech_drag | Text | Does the plant use a mechanical drag system to remove bottom ash from this generating unit boiler? | 2099 | 2089
C | 3.1 | C3-11 |  | Btm_Ash_Mech_Drag | btm_mech_drag_desc | Text | Type and description of the process of removing bottom ash from the generating unit boiler | 2100 | 2090
C | 3.1 | C3-12 |  | Btm_Ash_Mech_Drag | cbi_btm_mech_drag_gen_WW | Yes/No | CBI designation checkbox for QC3-12 | 2101 | 2091
C | 3.1 | C3-12 |  | Btm_Ash_Mech_Drag | btm_mech_drag_gen_WW | Text | Is any process wastewater generated from overflow from the mechanical drag system | 2102 | 2092
C | 3.1 | C3-13 |  | Btm_Ash_Mech_Drag | cbi_btm_mech_drag_WW_gpd | Yes/No | CBI designation checkbox for QC3-13 | 2103 | 2093
C | 3.1 | C3-13 |  | Btm_Ash_Mech_Drag | btm_mech_drag_WW_gpd | Number (Double) | Amount of wastewater overflow from mechanical drag system (gpd) | 2104 | 2094
C | 3.1 | C3-14 |  | Btm_Ash_Mech_Drag | cbi_btm_mech_drag_dest | Yes/No | CBI designation checkbox for QC3-14 | 2105 | 2095
C | 3.1 | C3-14 |  | Btm_Ash_Mech_Drag | btm_mech_drag_recycle | Text | MDS wastewater overflow is immediately recycled back to plant process | 2106 | 2096
C | 3.1 | C3-14 |  | Btm_Ash_Mech_Drag | btm_mech_drag_recycle_gpd | Number (Double) | The amount of MDS wastewater overflow recycled back to the plant process (gpd) | 2107 | 2097
C | 3.1 | C3-14 |  | Btm_Ash_Mech_Drag | btm_mech_drag_recycle_desc | Text | Description of how the MDS wastewater overflow recycle is reused | 2108 | 2098
C | 3.1 | C3-14 |  | Btm_Ash_Mech_Drag | btm_mech_drag_treat | Text | MDS wastewater overflow is transferred to an onsite treatment system | 2109 | 2099
C | 3.1 | C3-14 |  | Btm_Ash_Mech_Drag | btm_mech_drag_treat_pond | Text | MDS wastewater overflow is sent to a pond | 2110 | 2100
C | 3.1 | C3-14 |  | Btm_Ash_Mech_Drag | btm_mech_drag_treat_pH | Text | MDS wastewater overflow is treated with pH adjustment | 2111 | 2101
C | 3.1 | C3-14 |  | Btm_Ash_Mech_Drag | btm_mech_drag_treat_wetlands | Text | MDS wastewater overflow is sent to constructed wetlands | 2112 | 2102
C | 3.1 | C3-14 |  | Btm_Ash_Mech_Drag | btm_mech_drag_treat_other | Text | Other onsite treatment for MDS wastewater overflow | 2113 | 2103
C | 3.1 | C3-14 |  | Btm_Ash_Mech_Drag | btm_mech_drag_treat_other_desc | Text | Description of onsite treatment for MDS wastewater overflow | 2114 | 2104
C | 3.1 | C3-14 |  | Btm_Ash_Mech_Drag | btm_mech_drag_surf_water | Text | MDS wastewater overflow is discharged to SW | 2115 | 2105
C | 3.1 | C3-14 |  | Btm_Ash_Mech_Drag | Outfall_number | Text | Outfall number of MDS wastewater overflow discharge | 2116 | 2106
C | 3.1 | C3-14 |  | Btm_Ash_Mech_Drag | btm_mech_drag_POTW | Text | MDS wastewater overflow is indirectly discharged to a POTW or PrOTW | 2117 | 2107
C | 3.1 | C3-14 |  | Btm_Ash_Mech_Drag | btm_mech_drag_other | Text | Other destination for MDS wastewater overflow | 2118 | 2108
C | 3.1 | C3-14 |  | Btm_Ash_Mech_Drag | btm_mech_drag_other_desc | Text | Description of other destination for MDS wastewater overflow | 2119 | 2109
C | 3.1 | C3-15 | Table C-21 | Btm_Ash_Storage_Dest | cbi_btm_ash_storage_tbl | Yes/No | CBI designation checkbox for QC3-15 | 2120 | 2112
C | 3.1 | C3-15 | Table C-21 | Btm_Ash_Storage_Dest | btm_ash_type | Text | Type of bottom ash handling (Wet vs. Dry) | 2121 | 2113
C | 3.1 | C3-15 | Table C-21 | Btm_Ash_Storage_Dest | storage_ID | Text | Storage destination ID (from Storage Destination Table in Code Tables tab) | 2122 | 2114
C | 3.1 | C3-15 | Table C-21 | Btm_Ash_Storage_Dest | storage_ID_other | Text | Description of "Other" storage destination | 2123 | 2115
C | 3.1 | C3-15 | Table C-21 | Btm_Ash_Storage_Dest | btm_percent | Number (Double) | Percent of dry/wet conveyed bottom ash to this destination | 2124 | 2116
C | 3.1 | C3-15 | Table C-21 | Btm_Ash_Storage_Dest | btm_destin_type | Text | Bottom ash storage destination type (Intermediate vs. Final) | 2125 | 2117
C | 3.1 | C3-16 |  | Btm_Ash_Dry_Handling | cbi_btm_wetanddry | Yes/No | CBI designation checkbox for QC3-16 | 2126 | 2120
C | 3.1 | C3-16 |  | Btm_Ash_Dry_Handling | btm_wetanddry | Text | Was the bottom ash from this unit handled both wet and dry? | 2127 | 2121
C | 3.1 | C3-17 |  | Btm_Ash_Dry_Handling | cbi_btm_why_wetanddry | Yes/No | CBI designation checkbox for QC3-17 | 2128 | 2122
C | 3.1 | C3-17 |  | Btm_Ash_Dry_Handling | btm_not_marketable | Text | Wet bottom ash handling system operated during times in which the dry collected bottom ash was not marketable | 2129 | 2123
C | 3.1 | C3-17 |  | Btm_Ash_Dry_Handling | btm_not_marketable_days | Number (Double) | Number of days wet ash handling system operated because dry ash was not marketable | 2130 | 2124
C | 3.1 | C3-17 |  | Btm_Ash_Dry_Handling | btm_maintenance | Text | Wet bottom ash handling system operated when the dry bottom ash collection system was not operational due to maintenance issues | 2131 | 2125
C | 3.1 | C3-17 |  | Btm_Ash_Dry_Handling | btm_maintenance_dry | Text | Number of days wet ash handling system operated because the dry system was down due to maintenance | 2132 | 2126
C | 3.1 | C3-17 |  | Btm_Ash_Dry_Handling | btm_backup | Text | Wet bottom ash handling system operated in order to maintain its function as a backup | 2133 | 2127
C | 3.1 | C3-17 |  | Btm_Ash_Dry_Handling | btm_backup_days | Number (Double) | Number of days wet ash handling system operated in order to maintain its function as a backup | 2134 | 2128
C | 3.1 | C3-17 |  | Btm_Ash_Dry_Handling | btm_capacity | Text | Wet bottom ash handling system operated because the dry bottom ash handling system does not have the capacity to handle all of the bottom ash | 2135 | 2129
C | 3.1 | C3-17 |  | Btm_Ash_Dry_Handling | btm_capacity_days | Number (Double) | Number of days wet ash handling system was operated because dry system does not have the capacity to handle all of the ash | 2136 | 2130
C | 3.1 | C3-17 |  | Btm_Ash_Dry_Handling | btm_both_other | Text | Both wet and dry handling for other reason | 2137 | 2131
C | 3.1 | C3-17 |  | Btm_Ash_Dry_Handling | btm_both_other_desc | Text | Description of other reason for handling bottom ash both wet and dry | 2138 | 2132
C | 3.1 | C3-17 |  | Btm_Ash_Dry_Handling | btm_both_other_days | Number (Double) | Number of days wet ash handling system was operated because of other reason | 2139 | 2133
C | 3.1 | C3-18 |  | Btm_Ash_Dry_Handling | cbi_btm_modifications | Yes/No | CBI designation checkbox for QC3-18 | 2140 | 2134
C | 3.1 | C3-18 |  | Btm_Ash_Dry_Handling | btm_no_mods | Text | No system modification necessary (procedural changes would be sufficient) | 2141 | 2135
C | 3.1 | C3-18 |  | Btm_Ash_Dry_Handling | btm_increase_silo_cap | Text | Increase the capacity of the silos | 2142 | 2136
C | 3.1 | C3-18 |  | Btm_Ash_Dry_Handling | btm_increase_silo_nmbr | Text | Increase the number of silos | 2143 | 2137
C | 3.1 | C3-18 |  | Btm_Ash_Dry_Handling | btm_moisture_condition | Text | Modify the loading silos to have the ability to moisture condition the ash | 2144 | 2138
C | 3.1 | C3-18 |  | Btm_Ash_Dry_Handling | btm_increase_landfill | Text | Install/increase the capacity of the landfills | 2145 | 2139
C | 3.1 | C3-18 |  | Btm_Ash_Dry_Handling | btm_increase_dry_convey | Text | Increase the capacity of the dry bottom ash conveyance equipment | 2146 | 2140
C | 3.1 | C3-18 |  | Btm_Ash_Dry_Handling | btm_new_infrastructure | Text | Design/develop new infrastructure to dispose of dry ash | 2147 | 2141
C | 3.1 | C3-18 |  | Btm_Ash_Dry_Handling | btm_new_infra_desc | Text | Description of new infrastructure needed | 2148 | 2142
C | 3.1 | C3-18 |  | Btm_Ash_Dry_Handling | btm_mod_other | Text | Other modification necessary to handle all of the bottom ash dry | 2149 | 2143
C | 3.1 | C3-18 |  | Btm_Ash_Dry_Handling | btm_mod_other_desc | Text | Description of other modification to handle all of the bottom ash dry | 2150 | 2144
C | 3.1 | C3-19 |  | Btm_Ash_Dry_Handling | cbi_btm_change_operations | Yes/No | CBI designation checkbox for QC3-19 | 2151 | 2145
C | 3.1 | C3-19 |  | Btm_Ash_Dry_Handling | btm_expand_capacity | Text | Bottom ash handling operations are expected to expand capacity of handling and/or storage | 2152 | 2146
C | 3.1 | C3-19 |  | Btm_Ash_Dry_Handling | btm_decrease_wet | Text | Bottom ash handling operations are expected to decrease in the use of the wet bottom ash handling system | 2153 | 2147
C | 3.1 | C3-19 |  | Btm_Ash_Dry_Handling | btm_decrease_wet_days | Number (Double) | Expected number of days wet bottom ash handling system is expected to operate per year | 2154 | 2148
C | 3.1 | C3-19 |  | Btm_Ash_Dry_Handling | btm_end_wet | Text | Bottom ash handling operations are expected to end the use of the wet bottom ash handling system | 2155 | 2149
C | 3.1 | C3-19 |  | Btm_Ash_Dry_Handling | btm_end_wet_date | Date/Time | Expected wet bottom ash handling system end date | 2156 | 2150
C | 3.1 | C3-19 |  | Btm_Ash_Dry_Handling | btm_no_change | Text | No change expected in bottom ash handling operations | 2157 | 2151
C | 3.1 | C3-19 |  | Btm_Ash_Dry_Handling | btm_change_other | Text | Other change expected in bottom ash handling operations | 2158 | 2152
C | 3.1 | C3-19 |  | Btm_Ash_Dry_Handling | btm_change_other_desc | Text | Description of other change expected in bottom ash handling operations | 2159 | 2153
C | 3.1 | C3-20 |  | Btm_Ash_Dry_Retrofit | cbi_btm_dry_retrofit | Yes/No | CBI designation checkbox for QC3-20 | 2160 | 2156
C | 3.1 | C3-20 |  | Btm_Ash_Dry_Retrofit | btm_dry_retrofit | Text | Was the dry bottom ash handling system installed as a retrofit | 2161 | 2157
C | 3.1 | C3-20 |  | Btm_Ash_Dry_Retrofit | btm_dry_retrofit_yr | Number (Double) | Year dry bottom ash handling retrofit was built | 2162 | 2158
C | 3.1 | C3-20 |  | Btm_Ash_Dry_Retrofit | btm_dry_retrofit_shutdown | Text | Shutdown time (in days) required to bring the dry bottom ash handling system online | 2163 | 2159
C | 3.1 | C3-20 |  | Btm_Ash_Dry_Retrofit | btm_dry_retrofit_outages | Text | Was a unit outage(s), outside of regularly scheduled outages, required to bring the dry bottom ash handling system on line? | 2164 | 2160
C | 3.1 | C3-21 |  | Btm_Ash_Dry_Retrofit | cbi_btm_dry_retrofit_type | Text | CBI designation checkbox for QC3-21 | 2165 | 2161
C | 3.1 | C3-21 |  | Btm_Ash_Dry_Retrofit | btm_dry_retrofit_type | Text | Type of retrofit to the bottom ash handling system | 2166 | 2162
C | 3.1 | C3-22 |  | Btm_Ash_Dry_Retrofit | cbi_btm_ret_mods | Yes/No | CBI designation checkbox for QC3-22 | 2167 | 2163
C | 3.1 | C3-22 |  | Btm_Ash_Dry_Retrofit | btm_retrofit_physical | Text | Physical changes required to retrofit the dry bottom ash handling system | 2168 | 2164
C | 3.1 | C3-22 |  | Btm_Ash_Dry_Retrofit | btm_retrofit_install_pv_system | Text | Installation of pressure/vacuum system and piping for dry bottom retrofit | 2169 | 2165
C | 3.1 | C3-22 |  | Btm_Ash_Dry_Retrofit | btm_retrofit_altr_boiler | Text | Boiler alteration to accommodate mechanical drag system for dry bottom retrofit | 2170 | 2166
C | 3.1 | C3-22 |  | Btm_Ash_Dry_Retrofit | btm_retrofit_expand_pv_system | Text | Expansion of pressure/vacuum system and piping for dry bottom retrofit | 2171 | 2167
C | 3.1 | C3-22 |  | Btm_Ash_Dry_Retrofit | btm_retrofit_silos | Text | Installation of storage silos for dry bottom retrofit | 2172 | 2168
C | 3.1 | C3-22 |  | Btm_Ash_Dry_Retrofit | btm_retrofit_silo_mc | Text | Modification of silos to moisture condition the ash for dry bottom retrofit | 2173 | 2169
C | 3.1 | C3-22 |  | Btm_Ash_Dry_Retrofit | btm_retrofit_silo_ashtransfer | Text | Modification of silos for ash transfer to rail cars for dry bottom retrofit | 2174 | 2170
C | 3.1 | C3-22 |  | Btm_Ash_Dry_Retrofit | btm_retrofit_silo_market | Text | Modification of silos for marketable ash for dry bottom retrofit | 2175 | 2171
C | 3.1 | C3-22 |  | Btm_Ash_Dry_Retrofit | btm_retrofit_haul_roads | Text | Construction of haul roads for dry bottom retrofit | 2176 | 2172
C | 3.1 | C3-22 |  | Btm_Ash_Dry_Retrofit | btm_retrofit_rail | Text | Construction of rail track for dry bottom retrofit | 2177 | 2173
C | 3.1 | C3-22 |  | Btm_Ash_Dry_Retrofit | btm_retrofit_landfill | Text | Construction of landfills for dry bottom retrofit | 2178 | 2174
C | 3.1 | C3-22 |  | Btm_Ash_Dry_Retrofit | btm_retrofit_landfill_ID | Text | Construction of landfill ID from Table A-6 | 2179 | 2175
C | 3.1 | C3-22 |  | Btm_Ash_Dry_Retrofit | btm_retrofit_inc_landfill | Text | Increasing landfill capacity for dry bottom retrofit | 2180 | 2176
C | 3.1 | C3-22 |  | Btm_Ash_Dry_Retrofit | btm_retrofit_inc_landfill_ID | Text | Increased capacity landfill ID from Table A-6 | 2181 | 2177
C | 3.1 | C3-22 |  | Btm_Ash_Dry_Retrofit | btm_retrofit_air_permit | Text | Changes to the air permit for dry bottom retrofit | 2182 | 2178
C | 3.1 | C3-22 |  | Btm_Ash_Dry_Retrofit | btm_retrofit_phys_other | Text | Other changes required for the dry bottom retrofit | 2183 | 2179
C | 3.1 | C3-22 |  | Btm_Ash_Dry_Retrofit | btm_retrofit_phsy_other_desc | Text | Description of other changes required for the dry bottom retrofit | 2184 | 2180
C | 3.1 | C3-22 |  | Btm_Ash_Dry_Retrofit | btm_retrofit_personnel | Text | Changes in personnel and training for dry bottom retrofit | 2185 | 2181
C | 3.1 | C3-22 |  | Btm_Ash_Dry_Retrofit | btm_retrofit_personnel_desc | Text | Explanation of changes in the personnel/training required | 2186 | 2182
C | 3.1 | C3-22 |  | Btm_Ash_Dry_Retrofit | btm_retrofit_ashdisposal | Text | Changes in ash disposal practices for dry bottom retrofit | 2187 | 2183
C | 3.1 | C3-22 |  | Btm_Ash_Dry_Retrofit | btm_retrofit_storage_landfills | Text | Storage of ash in landfills for dry bottom retrofit | 2188 | 2184
C | 3.1 | C3-22 |  | Btm_Ash_Dry_Retrofit | btm_retrofit_storage_landfills_ID | Text | Landfill IDs of ash storage for dry bottom retrofit | 2189 | 2185
C | 3.1 | C3-22 |  | Btm_Ash_Dry_Retrofit | btm_retrofit_market_ash | Text | Marketing of ash for dry bottom retrofit | 2190 | 2186
C | 3.1 | C3-22 |  | Btm_Ash_Dry_Retrofit | btm_retrofit_haul_off | Text | Hauling ash to off-site storage for dry bottom retrofit | 2191 | 2187
C | 3.1 | C3-22 |  | Btm_Ash_Dry_Retrofit | btm_retrofit_dust | Text | Dust suppression activities for dry bottom retrofit | 2192 | 2188
C | 3.1 | C3-22 |  | Btm_Ash_Dry_Retrofit | btm_retrofit_disposal_other | Text | Other changes in ash disposal practices for dry bottom retrofit | 2193 | 2189
C | 3.1 | C3-22 |  | Btm_Ash_Dry_Retrofit | btm_retrofit_disposal_other_desc | Text | Description of other changes in ash disposal practices for dry bottom retrofit | 2194 | 2190
C | 3.1 | C3-23 |  | Btm_Ash_Dry_Retrofit | cbi_btm_dry_retrofit_diagram | Yes/No | CBI designation checkbox for QC3-23 | 2195 | 2191
C | 3.1 | C3-23 |  | Btm_Ash_Dry_Retrofit | btm_dry_retrofit_diagram | Text | Process diagram(s) for the dry bottom ash handling retrofit that depicts the conveyance portion of the system is attached | 2196 | 2192
C | 3.1 | C3-24 |  | Btm_Ash_Dry_Installation | cbi_btm_dry_install | Yes/No | CBI designation checkbox for QC3-24 | 2197 | 2195
C | 3.1 | C3-24 |  | Btm_Ash_Dry_Installation | btm_dry_install | Text | Is the plant in the process of installing a dry bottom ash handling system | 2198 | 2196
C | 3.1 | C3-24 |  | Btm_Ash_Dry_Installation | btm_dry_install_days | Number (Double) | Estimated shutdown time in days required to bring the bottom ash handling system online | 2199 | 2197
C | 3.1 | C3-25 |  | Btm_Ash_Dry_Installation | cbi_btm_dry_plan | Yes/No | CBI designation checkbox for QC3-25 | 2200 | 2198
C | 3.1 | C3-25 |  | Btm_Ash_Dry_Installation | btm_dry_plan | Text | Is the plant planning to install a dry bottom ash handling system | 2201 | 2199
C | 3.1 | C3-25 |  | Btm_Ash_Dry_Installation | btm_dry_plan_days | Number (Double) | Estimated shutdown time in days required to bring the planned bottom ash handling system online | 2202 | 2200
C | 3.1 | C3-26 |  | Btm_Ash_Dry_Installation | cbi_btm_dry_cost_est_instl | Yes/No | CBI designation checkbox for QC3-26 | 2203 | 2201
C | 3.1 | C3-26 |  | Btm_Ash_Dry_Installation | btm_dry_cost_est_instl | Text | Cost estimates for the installation or planned installation have been developed | 2204 | 2202
C | 3.1 | C3-26 |  | Btm_Ash_Dry_Installation | btm_dry_cost_est_instl_attch | Text | Cost estimates for the installation or planned installation of the dry bottom ash handling system attached | 2205 | 2203
C | 3.1 | C3-26 |  | Btm_Ash_Dry_Installation | btm_dry_cost_est_instl_explain | Memo | Explanation for documents not attached | 2206 | 2204
C | 3.1 | C3-27 |  | Btm_Ash_Dry_Installation | cbi_btm_install_mods | Yes/No | CBI designation checkbox for QC3-27 | 2207 | 2205
C | 3.1 | C3-27 |  | Btm_Ash_Dry_Installation | btm_install_physical | Text | Physical changes to install dry bottom handling | 2208 | 2206
C | 3.1 | C3-27 |  | Btm_Ash_Dry_Installation | btm_install_install_mech_drag | Text | Installation of mechanical drag system for dry bottom handling | 2209 | 2207
C | 3.1 | C3-27 |  | Btm_Ash_Dry_Installation | btm_install_altr_boiler | Text | Boiler alteration to accommodate MDS | 2210 | 2208
C | 3.1 | C3-27 |  | Btm_Ash_Dry_Installation | btm_install_complete_dry | Text | Installation of completely dry bottom ash handling system | 2211 | 2209
C | 3.1 | C3-27 |  | Btm_Ash_Dry_Installation | btm_install_silos | Text | Installation of storage silos for dry bottom handling | 2212 | 2210
C | 3.1 | C3-27 |  | Btm_Ash_Dry_Installation | btm_install_silo_mc | Text | Modification of silos to moisture-condition ash for dry bottom handling | 2213 | 2211
C | 3.1 | C3-27 |  | Btm_Ash_Dry_Installation | btm_install_silo_ashtransfer | Text | Modification of silos for ash transfer to rail cars for dry bottom handling | 2214 | 2212
C | 3.1 | C3-27 |  | Btm_Ash_Dry_Installation | btm_install_silo_market | Text | Modification of silos for marketable ash for dry bottom handling | 2215 | 2213
C | 3.1 | C3-27 |  | Btm_Ash_Dry_Installation | btm_install_haul_roads | Text | Construction of haul roads for dry bottom handling | 2216 | 2214
C | 3.1 | C3-27 |  | Btm_Ash_Dry_Installation | btm_install_rail | Text | Construction of rail track for dry bottom handling | 2217 | 2215
C | 3.1 | C3-27 |  | Btm_Ash_Dry_Installation | btm_install_landfill | Text | Construction of landfill for dry bottom handling | 2218 | 2216
C | 3.1 | C3-27 |  | Btm_Ash_Dry_Installation | btm_install_landfill_ID | Text | Constructed landfill ID from Table A-6 | 2219 | 2217
C | 3.1 | C3-27 |  | Btm_Ash_Dry_Installation | btm_install_inc_landfill | Text | Increase capacity of landfill for dry bottom handling | 2220 | 2218
C | 3.1 | C3-27 |  | Btm_Ash_Dry_Installation | btm_install_inc_landfill_ID | Text | Increased capacity landfill ID from Table A-6 | 2221 | 2219
C | 3.1 | C3-27 |  | Btm_Ash_Dry_Installation | btm_install_air_permit | Text | Changes to air permit for dry bottom handling | 2222 | 2220
C | 3.1 | C3-27 |  | Btm_Ash_Dry_Installation | btm_install_phys_other | Text | Other changes to install dry bottom handling | 2223 | 2221
C | 3.1 | C3-27 |  | Btm_Ash_Dry_Installation | btm_install_phys_other_desc | Text | Description of other changes to install dry bottom handling | 2224 | 2222
C | 3.1 | C3-27 |  | Btm_Ash_Dry_Installation | btm_install_personnel | Text | Changes in personnel/training for dry bottom ash handling | 2225 | 2223
C | 3.1 | C3-27 |  | Btm_Ash_Dry_Installation | btm_install_personnel_desc | Text | Description of changes to personnel/training | 2226 | 2224
C | 3.1 | C3-27 |  | Btm_Ash_Dry_Installation | btm_install_ashdisposal | Text | Changes in ash disposal practices for dry bottom handling | 2227 | 2225
C | 3.1 | C3-27 |  | Btm_Ash_Dry_Installation | btm_install_starge_landfills | Text | Storage of ash in landfill for dry bottom handling | 2228 | 2226
C | 3.1 | C3-27 |  | Btm_Ash_Dry_Installation | btm_install_storage_landfills_ID | Text | Landfill ID from Table A-6 | 2229 | 2227
C | 3.1 | C3-27 |  | Btm_Ash_Dry_Installation | btm_install_market_ash | Text | Marketing of ash for dry bottom handling | 2230 | 2228
C | 3.1 | C3-27 |  | Btm_Ash_Dry_Installation | btm_install_haul_off | Text | Hauling ash to off-site storage for bottom ash handling | 2231 | 2229
C | 3.1 | C3-27 |  | Btm_Ash_Dry_Installation | btm_install_dust | Text | Dust suppression activities for bottom ash handling | 2232 | 2230
C | 3.1 | C3-27 |  | Btm_Ash_Dry_Installation | btm_install_disposal_other | Text | Other changes in ash disposal practices for bottom ash handling | 2233 | 2231
C | 3.1 | C3-27 |  | Btm_Ash_Dry_Installation | btm_install_disposal_other_desc | Text | Explanation of other changes in ash disposal practices for bottom ash handling | 2234 | 2232
C | 3.1 | C3-28 |  | Btm_Ash_Dry_Installation | cbi_btm_dry_exp_dest | Yes/No | CBI designation checkbox for QC3-28 | 2235 | 2233
C | 3.1 | C3-28 |  | Btm_Ash_Dry_Installation | btm_dry_exp_marketed | Text | Dry bottom ash marketed, sold, or given away | 2236 | 2234
C | 3.1 | C3-28 |  | Btm_Ash_Dry_Installation | btm_dry_exp_mark_dest_1 | Text | Market Destination 1 of dry bottom ash | 2237 | 2235
C | 3.1 | C3-28 |  | Btm_Ash_Dry_Installation | btm_dry_exp_mark_dest_other_1 | Text | Other description of market destination 1 of dry bottom ash | 2238 | 2236
C | 3.1 | C3-28 |  | Btm_Ash_Dry_Installation | btm_dry_exp_mark_perc_1 | Number (Double) | Percent of the dry bottom ash to market destination 1 | 2239 | 2237
C | 3.1 | C3-28 |  | Btm_Ash_Dry_Installation | btm_dry_exp_mark_dest_2 | Text | Market Destination 2 of dry bottom ash | 2240 | 2238
C | 3.1 | C3-28 |  | Btm_Ash_Dry_Installation | btm_dry_exp_mark_dest_other_2 | Text | Other description of market destination 2 of dry bottom ash | 2241 | 2239
C | 3.1 | C3-28 |  | Btm_Ash_Dry_Installation | btm_dry_exp_mark_perc_2 | Number (Double) | Percent of the dry bottom ash to market destination 2 | 2242 | 2240
C | 3.1 | C3-28 |  | Btm_Ash_Dry_Installation | btm_dry_exp_mark_dest_3 | Text | Market Destination 3 of dry bottom ash | 2243 | 2241
C | 3.1 | C3-28 |  | Btm_Ash_Dry_Installation | btm_dry_exp_mark_dest_other_3 | Text | Other description of market destination 3 of dry bottom ash | 2244 | 2242
C | 3.1 | C3-28 |  | Btm_Ash_Dry_Installation | btm_dry_exp_mark_perc_3 | Number (Double) | Percent of the dry bottom ash to market destination 3 | 2245 | 2243
C | 3.1 | C3-28 |  | Btm_Ash_Dry_Installation | btm_dry_exp_landfills_A-6 | Text | Dry bottom ash stored in landfills reported in Table A-6 | 2246 | 2244
C | 3.1 | C3-28 |  | Btm_Ash_Dry_Installation | btm_dry_exp_landfills_A-6_perc | Number (Double) | Percent of the dry bottom ash stored in Table A-6 landfills | 2247 | 2245
C | 3.1 | C3-28 |  | Btm_Ash_Dry_Installation | btm_dry_exp_ landfill_noA-6 | Text | Dry bottom ash stored in landfills not reported in Table A-6 | 2248 | 2246
C | 3.1 | C3-28 |  | Btm_Ash_Dry_Installation | btm_dry_exp_ landfill_noA-6_perc | Number (Double) | Percent of the dry bottom ash stored in landfills not reported in Table A-6 | 2249 | 2247
C | 3.1 | C3-28 |  | Btm_Ash_Dry_Installation | btm_dry_exp_other | Text | Other destination of dry bottom ash | 2250 | 2248
C | 3.1 | C3-28 |  | Btm_Ash_Dry_Installation | btm_dry_exp_other_desc | Text | Description of other destination of dry bottom ash | 2251 | 2249
C | 3.1 | C3-28 |  | Btm_Ash_Dry_Installation | btm_dry_exp_other_perc | Number (Double) | Percent of the dry bottom ash to the other destination | 2252 | 2250
C | 3.1 | C3-29 |  | Btm_Ash_Dry_Installation | cbi_btm_dry_cost_est_not_instl | Yes/No | CBI checkbox designation for QC3-29 | 2253 | 2251
C | 3.1 | C3-29 |  | Btm_Ash_Dry_Installation | btm_dry_cost_est_not_instl | Text | Cost estimates that have been obtained/developed since 1/1/1995 for a dry bottom ash conversion/installation | 2254 | 2252
C | 3.1 | C3-29 |  | Btm_Ash_Dry_Installation | btm_dry_cost_est_not_instl_attch | Text | Cost estimates have been attached | 2255 | 2253
C | 3.1 | C3-29 |  | Btm_Ash_Dry_Installation | btm_dry_cost_est_not_instl_explain | Memo | Explanation for why cost estimates were not attached | 2256 | 2254
C | 3.1 | C3-30 |  | Btm_Ash_Outages | cbi_btm_unscdld_outages | Yes/No | CBI designation checkbox for QC3-30 | 2257 | 2257
C | 3.1 | C3-30 |  | Btm_Ash_Outages | btm_unscdld_outages | Text | Has the plant encountered any unscheduled outages on this generating unit caused by the bottom ash handling system | 2258 | 2258
C | 3.1 | C3-31 | Table C-22 | Btm_Ash_Outages | cbi_btm_out | Yes/No | CBI designation checkbox for QC3-31 | 2259 | 2259
C | 3.1 | C3-31 | Table C-22 | Btm_Ash_Outages | btm_out_2005_wet_days | Date/Time | Wet bottom ash handling caused outage - total days in 2005 | 2260 | 2260
C | 3.1 | C3-31 | Table C-22 | Btm_Ash_Outages | btm_out_2005_wet_resn | Text | Reason for outage | 2261 | 2261
C | 3.1 | C3-31 | Table C-22 | Btm_Ash_Outages | btm_out_2005_wet_reslvd | Text | Method(s) used to resolve outage(s) | 2262 | 2262
C | 3.1 | C3-31 | Table C-22 | Btm_Ash_Outages | btm_out_2005_dry_days | Number (Double) | Dry bottom ash handling caused outage - total days in 2005 | 2263 | 2263
C | 3.1 | C3-31 | Table C-22 | Btm_Ash_Outages | btm_out_2005_dry_resn | Text | Reason for outage | 2264 | 2264
C | 3.1 | C3-31 | Table C-22 | Btm_Ash_Outages | btm_out_2005_dry_reslvd | Text | Method(s) used to resolve outage(s) | 2265 | 2265
C | 3.1 | C3-31 | Table C-22 | Btm_Ash_Outages | btm_out_2006_wet_days | Number (Double) | Wet bottom ash handling caused outage - total days in 2006 | 2266 | 2266
C | 3.1 | C3-31 | Table C-22 | Btm_Ash_Outages | btm_out_2006_wet_resn | Text | Reason for outage | 2267 | 2267
C | 3.1 | C3-31 | Table C-22 | Btm_Ash_Outages | btm_out_2006_wet_reslvd | Text | Method(s) used to resolve outage(s) | 2268 | 2268
C | 3.1 | C3-31 | Table C-22 | Btm_Ash_Outages | btm_out_2006_dry_days | Number (Double) | Dry bottom ash handling caused outage - total days in 2006 | 2269 | 2269
C | 3.1 | C3-31 | Table C-22 | Btm_Ash_Outages | btm_out_2006_dry_resn | Text | Reason for outage | 2270 | 2270
C | 3.1 | C3-31 | Table C-22 | Btm_Ash_Outages | btm_out_2006_dry_reslvd | Text | Method(s) used to resolve outage(s) | 2271 | 2271
C | 3.1 | C3-31 | Table C-22 | Btm_Ash_Outages | btm_out_2007_wet_days | Number (Double) | Wet bottom ash handling caused outage - total days in 2007 | 2272 | 2272
C | 3.1 | C3-31 | Table C-22 | Btm_Ash_Outages | btm_out_2007_wet_resn | Text | Reason for outage | 2273 | 2273
C | 3.1 | C3-31 | Table C-22 | Btm_Ash_Outages | btm_out_2007_wet_reslvd | Text | Method(s) used to resolve outage(s) | 2274 | 2274
C | 3.1 | C3-31 | Table C-22 | Btm_Ash_Outages | btm_out_2007_dry_days | Number (Double) | Dry bottom ash handling caused outage - total days in 2007 | 2275 | 2275
C | 3.1 | C3-31 | Table C-22 | Btm_Ash_Outages | btm_out_2007_dry_resn | Text | Reason for outage | 2276 | 2276
C | 3.1 | C3-31 | Table C-22 | Btm_Ash_Outages | btm_out_2007_dry_reslvd | Text | Method(s) used to resolve outage(s) | 2277 | 2277
C | 3.1 | C3-31 | Table C-22 | Btm_Ash_Outages | btm_out_2008_wet_days | Number (Double) | Wet bottom ash handling caused outage - total days in 2008 | 2278 | 2278
C | 3.1 | C3-31 | Table C-22 | Btm_Ash_Outages | btm_out_2008_wet_resn | Text | Reason for outage | 2279 | 2279
C | 3.1 | C3-31 | Table C-22 | Btm_Ash_Outages | btm_out_2008_wet_reslvd | Text | Method(s) used to resolve outage(s) | 2280 | 2280
C | 3.1 | C3-31 | Table C-22 | Btm_Ash_Outages | btm_out_2008_dry_days | Number (Double) | Dry bottom ash handling caused outage - total days in 2008 | 2281 | 2281
C | 3.1 | C3-31 | Table C-22 | Btm_Ash_Outages | btm_out_2008_dry_resn | Text | Reason for outage | 2282 | 2282
C | 3.1 | C3-31 | Table C-22 | Btm_Ash_Outages | btm_out_2008_dry_reslvd | Text | Method(s) used to resolve outage(s) | 2283 | 2283
C | 3.1 | C3-31 | Table C-22 | Btm_Ash_Outages | btm_out_2009_wet_days | Number (Double) | Wet bottom ash handling caused outage - total days in 2009 | 2284 | 2284
C | 3.1 | C3-31 | Table C-22 | Btm_Ash_Outages | btm_out_2009_wet_resn | Text | Reason for outage | 2285 | 2285
C | 3.1 | C3-31 | Table C-22 | Btm_Ash_Outages | btm_out_2009_wet_reslvd | Text | Method(s) used to resolve outage(s) | 2286 | 2286
C | 3.1 | C3-31 | Table C-22 | Btm_Ash_Outages | btm_out_2009_dry_days | Number (Double) | Dry bottom ash handling caused outage - total days in 2009 | 2287 | 2287
C | 3.1 | C3-31 | Table C-22 | Btm_Ash_Outages | btm_out_2009_dry_resn | Text | Reason for outage | 2288 | 2288
C | 3.1 | C3-31 | Table C-22 | Btm_Ash_Outages | btm_out_2009_dry_reslvd | Text | Method(s) used to resolve outage(s) | 2289 | 2289
C | 3.2 | Plant_ID | Table C-23 | Btm_Ash_Storage | plant_id | Number (Double) | Plant identification number | 2290 | 2290
C | 3.2 | Plant_ID |  | Btm_Ash_Mkt_General | plant_id | Number (Double) | Plant identification number | 2291 | 2299
C | 3.2 | Plant_ID | Table C-24 | Btm_Dry_Market | plant_id | Number (Double) | Plant identification number | 2292 | 2304
C | 3.2 | Plant_ID | Table C-25 | Btm_Wet_Market | plant_id | Number (Double) | Plant identification number | 2293 | 2314
C | 3.2 | C3-32 | Table C-23 | Btm_Ash_Storage | cbi_btm_storage | Yes/No | CBI designation number for QC3-32 | 2294 | 2291
C | 3.2 | C3-32 | Table C-23 | Btm_Ash_Storage | storage_ID | Text | Storage destination ID (from Storage Destination Table in Code Tables tab) | 2295 | 2292
C | 3.2 | C3-32 | Table C-23 | Btm_Ash_Storage | storage_ID_other | Text | Description of "Other" storage destination ID | 2296 | 2293
C | 3.2 | C3-32 | Table C-23 | Btm_Ash_Storage | btm_storage_miles | Number (Double) | Distance from the unit to intermediate storage or from intermediate storage to the final disposal/destination | 2297 | 2294
C | 3.2 | C3-32 | Table C-23 | Btm_Ash_Storage | btm_storage_tons | Number (Double) | Tons of bottom ash transported to destination in 2008 (dry weight basis) | 2298 | 2295
C | 3.2 | C3-32 | Table C-23 | Btm_Ash_Storage | btm_storage_trnspt | Text | How is the bottom ash transported to destination | 2299 | 2296
C | 3.2 | C3-32 | Table C-23 | Btm_Ash_Storage | btm_storage_trnspt_other | Text | Other method of bottom ash transportation to destination | 2300 | 2297
C | 3.2 | C3-32 | Table C-23 | Btm_Ash_Storage | btm_storage_per_H2O | Number (Double) | Percent moisture of the bottom ash entering the destination (%) | 2301 | 2298
C | 3.2 | C3-33 |  | Btm_Ash_Mkt_General | cbi_btm_dry_mkt | Yes/No | CBI designation checkbox for QC3-33 | 2302 | 2300
C | 3.2 | C3-33 |  | Btm_Ash_Mkt_General | btm_dry_mkt | Text | Does the plant market, sell, and/or give away dry bottom ash from the dry ash handling system | 2303 | 2301
C | 3.2 | C3-33 | Table C-24 | Btm_Dry_Market | cbi_btm_dry_mkt | Yes/No | CBI designation checkbox for QC3-33 | 2304 | 2305
C | 3.2 | C3-33 | Table C-24 | Btm_Dry_Market | btm_dry_mkt_dest | Text | Destination of marketed dry bottom ash | 2305 | 2306
C | 3.2 | C3-33 | Table C-24 | Btm_Dry_Market | btm_dry_mkt_per_H2O | Number (Double) | Typical percent moisture of dry bottom ash | 2306 | 2307
C | 3.2 | C3-33 | Table C-24 | Btm_Dry_Market | btm_dry_mkt_2005_tons | Number (Double) | 2005 tons of dry bottom ash (dry basis) | 2307 | 2308
C | 3.2 | C3-33 | Table C-24 | Btm_Dry_Market | btm_dry_mkt_2005_rev | Number (Double) | 2005 gross revenue generated | 2308 | 2309
C | 3.2 | C3-33 | Table C-24 | Btm_Dry_Market | btm_dry_mkt_2007_tons | Number (Double) | 2007 tons of dry bottom ash (dry basis) | 2309 | 2310
C | 3.2 | C3-33 | Table C-24 | Btm_Dry_Market | btm_dry_mkt_2007_rev | Number (Double) | 2007 gross revenue generated | 2310 | 2311
C | 3.2 | C3-33 | Table C-24 | Btm_Dry_Market | btm_dry_mkt_2009_tons | Number (Double) | 2009 tons of dry bottom ash (dry basis) | 2311 | 2312
C | 3.2 | C3-33 | Table C-24 | Btm_Dry_Market | btm_dry_mkt_2009_rev | Number (Double) | 2009 gross revenue generated | 2312 | 2313
C | 3.2 | C3-34 |  | Btm_Ash_Mkt_General | cbi_btm_wet_mkt | Yes/No | CBI designation checkbox for QC3-34 | 2313 | 2302
C | 3.2 | C3-34 |  | Btm_Ash_Mkt_General | btm_wet_mkt | Text | Does the plant market, sell, and/or give away wet bottom ash from the wet ash handling system | 2314 | 2303
C | 3.2 | C3-34 | Table C-25 | Btm_Wet_Market | cbi_btm_wet_mkt | Yes/No | CBI designation checkbox for QC3-34 | 2315 | 2315
C | 3.2 | C3-34 | Table C-25 | Btm_Wet_Market | btm_wet_mkt_dest | Text | Destination market of wet bottom ash | 2316 | 2316
C | 3.2 | C3-34 | Table C-25 | Btm_Wet_Market | btm_wet_mkt_per_H2O | Number (Double) | Typical percent moisture of wet bottom ash | 2317 | 2317
C | 3.2 | C3-34 | Table C-25 | Btm_Wet_Market | btm_wet_mkt_2005_tons | Number (Double) | 2005 tons of wet bottom ash (dry basis) | 2318 | 2318
C | 3.2 | C3-34 | Table C-25 | Btm_Wet_Market | btm_wet_mkt_2005_rev | Number (Double) | 2005 gross revenue generated | 2319 | 2319
C | 3.2 | C3-34 | Table C-25 | Btm_Wet_Market | btm_wet_mkt_2007_tons | Number (Double) | 2007 tons of wet bottom ash (dry basis) | 2320 | 2320
C | 3.2 | C3-34 | Table C-25 | Btm_Wet_Market | btm_wet_mkt_2007_rev | Number (Double) | 2007 gross revenue generated | 2321 | 2321
C | 3.2 | C3-34 | Table C-25 | Btm_Wet_Market | btm_wet_mkt_2009_tons | Number (Double) | 2009 tons of wet bottom ash (dry basis) | 2322 | 2322
C | 3.2 | C3-34 | Table C-25 | Btm_Wet_Market | btm_wet_mkt_2009_rev | Number (Double) | 2009 gross revenue generated | 2323 | 2323
C | 3.3 | Plant_ID | Table C-26 | Btm_Cnvy_Cmpnts | plant_id | Number (Double) | Plant identification number | 2324 | 2324
C | 3.3 | Plant_ID |  | Btm_Cnvy_General | plant_id | Number (Double) | Plant identification number | 2325 | 2333
C | 3.3 | Plant_ID | Table C-27 | Btm_Cnvy_Capital_Cost | plant_id | Number (Double) | Plant identification number | 2326 | 2349
C | 3.3 | Plant_ID | Table C-28 | Btm_Cnvy_OM_Cost | plant_id | Number (Double) | Plant identification number | 2327 | 2357
C | 3.3 | seunit_ID | Table C-26 | Btm_Cnvy_Cmpnts | seunit_ID | Text | Steam electric generating ID | 2328 | 2325
C | 3.3 | seunit_ID |  | Btm_Cnvy_General | seunit_ID | Text | Steam electric generating unit ID | 2329 | 2334
C | 3.3 | seunit_ID | Table C-27 | Btm_Cnvy_Capital_Cost | seunit_ID | Text | Steam electric generating unit ID | 2330 | 2350
C | 3.3 | seunit_ID | Table C-28 | Btm_Cnvy_OM_Cost | seunit_ID | Text | Steam electric generating unit ID | 2331 | 2358
C | 3.3 | Status |  | Btm_Cnvy_General | btm_cnvy_planned | Text | Bottom ash conveyance system planned | 2332 | 2335
C | 3.3 | C3-35 | Table C-26 | Btm_Cnvy_Cmpnts | cbi_btm_cnvy_cmpnts_tbl | Yes/No | CBI designation checkbox for QC3-35 | 2333 | 2326
C | 3.3 | C3-35 | Table C-26 | Btm_Cnvy_Cmpnts | btm_cnvy_cmpnts | Text | Type of bottom ash handling conveyance components | 2334 | 2327
C | 3.3 | C3-35 | Table C-26 | Btm_Cnvy_Cmpnts | btm_cnvy_cmpnts_other | Text | Description of other type of bottom ash handling conveyance components | 2335 | 2328
C | 3.3 | C3-35 | Table C-26 | Btm_Cnvy_Cmpnts | btm_cnvy_cmpnts_nmbr | Number (Double) | Number of conveyance components in the system | 2336 | 2329
C | 3.3 | C3-35 | Table C-26 | Btm_Cnvy_Cmpnts | btm_cnvy_cmpnts_cpcty | Number (Double) | Capacity of conveyance components in the system | 2337 | 2330
C | 3.3 | C3-35 | Table C-26 | Btm_Cnvy_Cmpnts | btm_cnvy_cmpnts_cpcty_unit | Text | Capacity units of conveyance component in the system | 2338 | 2331
C | 3.3 | C3-35 | Table C-26 | Btm_Cnvy_Cmpnts | btm_cnvy_cmpnts_cpcty_unit_other | Text | Other unit of conveyance component in the system | 2339 | 2332
C | 3.3 | C3-36 |  | Btm_Cnvy_General | cbi_btm_diagram | Yes/No | CBI designation checkbox for QC3-36 | 2340 | 2336
C | 3.3 | C3-36 |  | Btm_Cnvy_General | btm_diagram_attch | Text | Block diagram of the entire bottom ash handling system is attached | 2341 | 2337
C | 3.3 | C3-37 |  | Btm_Cnvy_General | cbi_btm_cnvy_cntrctr_instl | Yes/No | CBI designation checkbox for QC3-37 | 2342 | 2338
C | 3.3 | C3-37 |  | Btm_Cnvy_General | btm_cnvy_cntrctr_instl | Memo | List of all major components in the bottom ash conveyance system that a contractor constructed/installed (or plans to) at the contractor's expense | 2343 | 2339
C | 3.3 | C3-37 |  | Btm_Cnvy_General | btm_cnvy_cntrctr_instl_all | Text | Contractor installed/will install all components identified in Btm_Cnvy_Cmpnts at the contractor's expense | 2344 | 2340
C | 3.3 | C3-38 |  | Btm_Cnvy_General | cbi_btm_cnvy_cntrctr_oversee | Yes/No | CBI designation checkbox for QC3-38 | 2345 | 2341
C | 3.3 | C3-38 |  | Btm_Cnvy_General | btm_cnvy_cntrctr_oversee | Memo | List of all major O&M activities of the bottom ash conveyance system that a contractor oversees (or plans to) at the contractor's expense | 2346 | 2342
C | 3.3 | C3-38 |  | Btm_Cnvy_General | btm_cnvy_cntrctr_oversee_all | Text | Contractor oversees/will oversee all O&M activities in dealing with the conveyance portion of the bottom ash handling system at the contractor's expense | 2347 | 2343
C | 3.3 | C3-39 |  | Btm_Cnvy_General | cbi_btm_cnvy_cap_tbl | Yes/No | CBI designation checkbox for QC3-39 | 2348 | 2344
C | 3.3 | C3-39 |  | Btm_Cnvy_General | btm_cnvy_outside_firm_oversee | Text | Capital cost - hired outside engineering firm to oversee design and/or installation of the system | 2349 | 2345
C | 3.3 | C3-39 | Table C-27 | Btm_Cnvy_Capital_Cost | cbi_btm_cnvy_cap_tbl | Yes/No | CBI designation checkbox for QC3-39 | 2350 | 2351
C | 3.3 | C3-39 | Table C-27 | Btm_Cnvy_Capital_Cost | btm_cnvy_cap_project | Text | Project description for each subcategory of capital costs in Table C-27 | 2351 | 2352
C | 3.3 | C3-39 | Table C-27 | Btm_Cnvy_Capital_Cost | btm_cnvy_cap_original | Number (Double) | Cost for system as originally installed | 2352 | 2353
C | 3.3 | C3-39 | Table C-27 | Btm_Cnvy_Capital_Cost | btm_cnvy_cap_mdfy | Number (Double) | Cost for modifications to the system | 2353 | 2354
C | 3.3 | C3-39 | Table C-27 | Btm_Cnvy_Capital_Cost | btm_cnvy_cap_original_yr_based | Number (Double) | Year on which original cost is based | 2354 | 2355
C | 3.3 | C3-39 | Table C-27 | Btm_Cnvy_Capital_Cost | btm_cnvy_cap_mdfy_yr_based | Number (Double) | Year on which modifications cost is based | 2355 | 2356
C | 3.3 | C3-40 |  | Btm_Cnvy_General | cbi_btm_cnvy_all_cmpnts_cap_costs | Yes/No | CBI designation checkbox fro QC3-40 | 2356 | 2346
C | 3.3 | C3-40 |  | Btm_Cnvy_General | btm_cnvy_all_cmpnts_cap_costs | Text | Are all major components of the conveyance portion of the bottom ash handling system included in the capital costs reported in table Btm_Cnvy_Capital_Cost | 2357 | 2347
C | 3.3 | C3-40 |  | Btm_Cnvy_General | btm_cnvy_cmpnts_not_cap_costs | Memo | List of components included/excluded in the total capital cost in table Btm_Cnvy_Captial_Cost | 2358 | 2348
C | 3.3 | C3-41 | Table C-28 | Btm_Cnvy_OM_Cost | cbi_btm_cnvy_OM_tbl | Yes/No | CBI designation checkbox for QC3-41 | 2359 | 2359
C | 3.3 | C3-41 | Table C-28 | Btm_Cnvy_OM_Cost | btm_cnvy_OM_OLbr_2009_cost | Number (Double) | Annual 2009 operating labor cost | 2360 | 2360
C | 3.3 | C3-41 | Table C-28 | Btm_Cnvy_OM_Cost | btm_cnvy_OM_OLbr_rate_hourly | Number (Double) | 2009 Rate per hour (average rate of labor) operating labor | 2361 | 2361
C | 3.3 | C3-41 | Table C-28 | Btm_Cnvy_OM_Cost | btm_cnvy_OM_OLbr_staff_nmbr | Number (Double) | 2009 Staffing (No. of workers) operating labor | 2362 | 2362
C | 3.3 | C3-41 | Table C-28 | Btm_Cnvy_OM_Cost | btm_cnvy_OM_OLbr_staff_hpd | Number (Double) | 2009 Staffing (Hours per day) operating labor | 2363 | 2363
C | 3.3 | C3-41 | Table C-28 | Btm_Cnvy_OM_Cost | btm_cnvy_OM_OLbr_staff_dpy | Number (Double) | 2009 Staffing (Days per year) operating labor | 2364 | 2364
C | 3.3 | C3-41 | Table C-28 | Btm_Cnvy_OM_Cost | btm_cnvy_OM_MLbr_2009_cost | Number (Double) | Annual 2009 maintenance labor | 2365 | 2365
C | 3.3 | C3-41 | Table C-28 | Btm_Cnvy_OM_Cost | btm_cnvy_OM_MLbr_rate_hourly | Number (Double) | 2009 Rate per hour (average rate of labor) maintenance labor | 2366 | 2366
C | 3.3 | C3-41 | Table C-28 | Btm_Cnvy_OM_Cost | btm_cnvy_OM_MLbr_staff_nmbr | Number (Double) | 2009 Staffing (No. of workers) maintenance labor | 2367 | 2367
C | 3.3 | C3-41 | Table C-28 | Btm_Cnvy_OM_Cost | btm_cnvy_OM_MLbr_staff_hpd | Number (Double) | 2009 Staffing (Hours per day) maintenance labor | 2368 | 2368
C | 3.3 | C3-41 | Table C-28 | Btm_Cnvy_OM_Cost | btm_cnvy_OM_MLbr_staff_dpy | Number (Double) | 2009 Staffing (Days per year) maintenance labor | 2369 | 2369
C | 3.3 | C3-41 | Table C-28 | Btm_Cnvy_OM_Cost | btm_cnvy_OM_MMtrls_2009_cost | Number (Double) | Annual 2009 maintenance material cost | 2370 | 2370
C | 3.3 | C3-41 | Table C-28 | Btm_Cnvy_OM_Cost | btm_cnvy_OM_energy_2009_cost | Number (Double) | Annual 2009 energy cost | 2371 | 2371
C | 3.3 | C3-41 | Table C-28 | Btm_Cnvy_OM_Cost | btm_cnvy_OM_energy_rate_per_kWh | Number (Double) | 2009 Rate $ per kWh energy | 2372 | 2372
C | 3.3 | C3-41 | Table C-28 | Btm_Cnvy_OM_Cost | btm_cnvy_OM_energy_kWh/hr | Number (Double) | 2009 Consumption (kWh/hr) energy | 2373 | 2373
C | 3.3 | C3-41 | Table C-28 | Btm_Cnvy_OM_Cost | btm_cnvy_OM_other1_desc | Text | Other (1) annual cost description | 2374 | 2374
C | 3.3 | C3-41 | Table C-28 | Btm_Cnvy_OM_Cost | btm_cnvy_OM_other1_2009_cost | Number (Double) | Annual 2009 other (1) cost | 2375 | 2375
C | 3.3 | C3-41 | Table C-28 | Btm_Cnvy_OM_Cost | btm_cnvy_OM_other2_desc | Text | Other (2) annual cost description | 2376 | 2376
C | 3.3 | C3-41 | Table C-28 | Btm_Cnvy_OM_Cost | btm_cnvy_OM_other2_2009_cost | Number (Double) | Annual 2009 other (2) cost | 2377 | 2377
C | 3.3 | C3-41 | Table C-28 | Btm_Cnvy_OM_Cost | btm_cnvy_OM_total_2009_cost | Number (Double) | Total 2009 Annual O&M Cost for Conveyance | 2378 | 2378
C | 3.4 | Plant_ID |  | Btm_storage_General | plant_id | Number (Double) | Plant identification number | 2379 | 2379
C | 3.4 | Plant_ID | Table C-29 | Btm_storage_Cmpnts | plant_id | Number (Double) | Plant identification number | 2380 | 2398
C | 3.4 | Plant_ID | Table C-30 | Btm_storage_Capital_Cost | plant_id | Number (Double) | Plant identification number | 2381 | 2407
C | 3.4 | Plant_ID | Table C-31 | Btm_storage_OM_Cost | plant_id | Number (Double) | Plant identification number | 2382 | 2415
C | 3.4 | Storage_ID |  | Btm_storage_General | storage_ID | Text | Storage destination identification (from Storage Destinations in Code Tables tab) | 2383 | 2380
C | 3.4 | Storage_ID | Table C-29 | Btm_storage_Cmpnts | storage_ID | Text | Storage ID from Storage Destination table in Code Tables tab | 2384 | 2399
C | 3.4 | Storage_ID | Table C-30 | Btm_storage_Capital_Cost | storage_ID | Text | Storage ID from Storage Destination table in Code Tables tab | 2385 | 2408
C | 3.4 | Storage_ID | Table C-31 | Btm_storage_OM_Cost | storage_ID | Text | Storage ID from Storage Destination table in Code Tables tab | 2386 | 2416
C | 3.4 | Status |  | Btm_storage_General | btm_storage_planned | Text | Storage destination ID is a planned destination | 2387 | 2381
C | 3.4 | C3-42 |  | Btm_storage_General | cbi_btm_fly_share_storage | Yes/No | CBI designation checkbox for QC3-42 | 2388 | 2382
C | 3.4 | C3-42 |  | Btm_storage_General | btm_fly_share_storage | Text | List of Units that contribute to FA and BA shared storage | 2389 | 2383
C | 3.4 | C3-42 |  | Btm_storage_General | btm_fly_share_storage_cmpnts | Text | Does this storage ID store both fly and bottom ash together? | 2390 | 2384
C | 3.4 | C3-43 |  | Btm_storage_General | cbi_btm_storage_pond | Yes/No | CBI designation checkbox for QC3-43 | 2391 | 2385
C | 3.4 | C3-43 |  | Btm_storage_General | btm_storage_pond | Text | Is the final storage destination a pond/impoundment? | 2392 | 2386
C | 3.4 | C3-44 | Table C-29 | Btm_storage_Cmpnts | cbi_btm_storage_cmpnts_tbl | Yes/No | CBI designation checkbox for C3-44 (table C-29) | 2393 | 2400
C | 3.4 | C3-44 | Table C-29 | Btm_storage_Cmpnts | btm_storage_cmpnts | Text | Individual components of the intermediate storage destination | 2394 | 2401
C | 3.4 | C3-44 | Table C-29 | Btm_storage_Cmpnts | btm_storage_cmpnts_other | Text | Other type of component of the intermediate storage destination | 2395 | 2402
C | 3.4 | C3-44 | Table C-29 | Btm_storage_Cmpnts | btm_storage_cmpnts_nmbr | Number (Double) | Number of type of intermediate storage component in the system | 2396 | 2403
C | 3.4 | C3-44 | Table C-29 | Btm_storage_Cmpnts | btm_storage_cmpnts_cpcty | Number (Double) | Capacity of type of intermediate storage component(s) | 2397 | 2404
C | 3.4 | C3-44 | Table C-29 | Btm_storage_Cmpnts | btm_storage_cmpnts_cpcty_unit | Text | Component capacity units | 2398 | 2405
C | 3.4 | C3-44 | Table C-29 | Btm_storage_Cmpnts | btm_storage_cmpnts_cpcty_unit_other | Text | Other component capacity units | 2399 | 2406
C | 3.4 | C3-45 |  | Btm_storage_General | cbi_btm_storage_cntrctr_instl | Yes/No | CBI designation checkbox for QC3-45 | 2400 | 2387
C | 3.4 | C3-45 |  | Btm_storage_General | btm_storage_cntrctr_instl | Memo | All major components of this Storage ID that contractors(s) constructed or installed at the contractors expense. | 2401 | 2388
C | 3.4 | C3-45 |  | Btm_storage_General | btm_storage_cntrctr_instl_all | Text | Contractor installed/will install ALL components in Btm_Storage_Cmpnts at the contractor's expense | 2402 | 2389
C | 3.4 | C3-46 |  | Btm_storage_General | cbi_btm_storage_cntrctr_oversee | Yes/No | CBI designation checkbox for QC3-46 | 2403 | 2390
C | 3.4 | C3-46 |  | Btm_storage_General | btm_storage_cntrctr_oversee | Memo | All O&M activities that contactor(s) oversee/will oversee at the contractor's expense. | 2404 | 2391
C | 3.4 | C3-46 |  | Btm_storage_General | btm_storage_cntrctr_oversee_all | Text | Contractor oversees/will oversee ALL operations at the contractor's expense | 2405 | 2392
C | 3.4 | C3-47 |  | Btm_storage_General | cbi_btm_storage_cap_tbl | Yes/No | CBI designation checkbox for QC3-47 | 2406 | 2393
C | 3.4 | C3-47 |  | Btm_storage_General | btm_storage_outside_firm_oversee | Text | Hired outside engineering firm to oversee design and/or installation of system | 2407 | 2394
C | 3.4 | C3-47 | Table C-30 | Btm_storage_Capital_Cost | cbi_btm_storage_cap_tbl | Yes/No | CBI designation checkbox for QC3-47 (Table C-30) | 2408 | 2409
C | 3.4 | C3-47 | Table C-30 | Btm_storage_Capital_Cost | btm_storage_cap_project | Text | Project description for each subcategory of capital costs in Table C-30 | 2409 | 2410
C | 3.4 | C3-47 | Table C-30 | Btm_storage_Capital_Cost | btm_cnvy_storage_original | Number (Double) | Project description for each subcategory of capital costs in Table C-27 | 2410 | 2411
C | 3.4 | C3-47 | Table C-30 | Btm_storage_Capital_Cost | btm_storage_cap_mdfy | Number (Double) | Cost for modifications to the system | 2411 | 2412
C | 3.4 | C3-47 | Table C-30 | Btm_storage_Capital_Cost | btm_storage_cap_original_yr_based | Number (Double) | Year on which original cost is based | 2412 | 2413
C | 3.4 | C3-47 | Table C-30 | Btm_storage_Capital_Cost | btm_storage_cap_mdfy_yr_based | Number (Double) | Year on which modifications cost is based | 2413 | 2414
C | 3.4 | C3-48 |  | Btm_storage_General | cbi_btm_storage_all_cmpnts_cap_costs | Yes/No | CBI designation checkbox for QC3-8 | 2414 | 2395
C | 3.4 | C3-48 |  | Btm_storage_General | btm_storage_all_cmpnts_cap_costs | Text | Are all major components of the storage ID included in Btm_Storage_Capitcal_Cost | 2415 | 2396
C | 3.4 | C3-48 |  | Btm_storage_General | btm_storage_cmpnts_not_cap_costs | Memo | If not, list of what is and what is not included in the costs from Btm_Storage_Capital_Cost | 2416 | 2397
C | 3.4 | C3-49 | Table C-31 | Btm_storage_OM_Cost | cbi_btm_storage_OM_tbl | Yes/No | CBI designation checkbox for QC3-49 | 2417 | 2417
C | 3.4 | C3-49 | Table C-31 | Btm_storage_OM_Cost | btm_storage_OM_OLbr_trks_2009_cost | Number (Double) | 2009 Annual cost for operating labor - water trucks only | 2418 | 2418
C | 3.4 | C3-49 | Table C-31 | Btm_storage_OM_Cost | btm_storage_OM_OLbr_trks_rate_hourly | Number (Double) | 2009 Rate per hour (average rate of labor) for operating labor - water trucks only | 2419 | 2419
C | 3.4 | C3-49 | Table C-31 | Btm_storage_OM_Cost | btm_storage_OM_OLbr_trks_staff_nmbr | Number (Double) | 2009 Staffing (No. of workers) for operating labor - water trucks only | 2420 | 2420
C | 3.4 | C3-49 | Table C-31 | Btm_storage_OM_Cost | btm_storage_OM_OLbr_trks_staff_hpd | Number (Double) | 2009 Staffing (hours per day) for operating labor - water trucks only | 2421 | 2421
C | 3.4 | C3-49 | Table C-31 | Btm_storage_OM_Cost | btm_storage_OM_OLbr_trks_staff_dpy | Number (Double) | 2009 Staffing (days per year ) for operating labor - water trucks only | 2422 | 2422
C | 3.4 | C3-49 | Table C-31 | Btm_storage_OM_Cost | btm_storage_OM_OLbr_othr_2009_cost | Number (Double) | 2009 Annual cost for operating labor (all other) | 2423 | 2423
C | 3.4 | C3-49 | Table C-31 | Btm_storage_OM_Cost | btm_storage_OM_OLbr_othr_rate_hourly | Number (Double) | 2009 Rate per hour (average rate of labor) for operating labor (all other) | 2424 | 2424
C | 3.4 | C3-49 | Table C-31 | Btm_storage_OM_Cost | btm_storage_OM_OLbr_othr_staff_nmbr | Number (Double) | 2009 Staffing (No. of workers) for operating labor (all other) | 2425 | 2425
C | 3.4 | C3-49 | Table C-31 | Btm_storage_OM_Cost | btm_storage_OM_OLbr_othr_staff_hpd | Number (Double) | 2009 Staffing (hours per day) for operating labor (all other) | 2426 | 2426
C | 3.4 | C3-49 | Table C-31 | Btm_storage_OM_Cost | btm_storage_OM_OLbr_othr_staff_dpy | Number (Double) | 2009 Staffing (days per year ) for operating labor (all other) | 2427 | 2427
C | 3.4 | C3-49 | Table C-31 | Btm_storage_OM_Cost | btm_storage_OM_MLbr_2009_cost | Number (Double) | 2009 Annual cost for maintenance labor | 2428 | 2428
C | 3.4 | C3-49 | Table C-31 | Btm_storage_OM_Cost | btm_storage_OM_MLbr_rate_hourly | Number (Double) | 2009 Rate per hour (average rate of labor) for maintenance labor | 2429 | 2429
C | 3.4 | C3-49 | Table C-31 | Btm_storage_OM_Cost | btm_storage_OM_MLbr_staff_nmbr | Number (Double) | 2009 Staffing (No. of workers) for maintenance labor | 2430 | 2430
C | 3.4 | C3-49 | Table C-31 | Btm_storage_OM_Cost | btm_storage_OM_MLbr_staff_hpd | Number (Double) | 2009 Staffing (hours per day) for maintenance labor | 2431 | 2431
C | 3.4 | C3-49 | Table C-31 | Btm_storage_OM_Cost | btm_storage_OM_MLbr_staff_dpy | Number (Double) | 2009 Staffing (days per year ) for maintenance labor | 2432 | 2432
C | 3.4 | C3-49 | Table C-31 | Btm_storage_OM_Cost | btm_storage_OM_MMtrls_2009_cost | Number (Double) | 2009 Annual cost for maintenance materials | 2433 | 2433
C | 3.4 | C3-49 | Table C-31 | Btm_storage_OM_Cost | btm_storage_OM_energy_2009_cost | Number (Double) | 2009 Annual cost for energy | 2434 | 2434
C | 3.4 | C3-49 | Table C-31 | Btm_storage_OM_Cost | btm_storage_OM_energy_rate_per_kWh | Number (Double) | 2009 rate per kWh for energy | 2435 | 2435
C | 3.4 | C3-49 | Table C-31 | Btm_storage_OM_Cost | btm_storage_OM_energy_kWh/hr | Number (Double) | 2009 consumption kWh/hr for energy | 2436 | 2436
C | 3.4 | C3-49 | Table C-31 | Btm_storage_OM_Cost | btm_storage_OM_other1_desc | Text | Other (1) description of 2009 annual cost | 2437 | 2437
C | 3.4 | C3-49 | Table C-31 | Btm_storage_OM_Cost | btm_storage_OM_other1_2009_cost | Number (Double) | 2009 Annual Other (1) cost | 2438 | 2438
C | 3.4 | C3-49 | Table C-31 | Btm_storage_OM_Cost | btm_storage_OM_other2_desc | Text | Other (2) description of 2009 annual cost | 2439 | 2439
C | 3.4 | C3-49 | Table C-31 | Btm_storage_OM_Cost | btm_storage_OM_other2_2009_cost | Number (Double) | 2009 Annual Other (2) cost | 2440 | 2440
C | 3.4 | C3-49 | Table C-31 | Btm_storage_OM_Cost | btm_storage_OM_total_2009_cost | Number (Double) | Total 2009 Annual Cost - Intermediate Storage | 2441 | 2441
C | 3.5 | Plant_ID |  | Btm_Trspt_Disp_General | plant_id | Number (Double) | Plant identification number | 2442 | 2442
C | 3.5 | Plant_ID | Table C-32 | Btm_Trspt_Disp_Capital_Cost | plant_id | Number (Double) | Plant identification number | 2443 | 2472
C | 3.5 | Plant_ID | Table C-33 | Btm_Trspt_Disp_OM_Cost | plant_id | Number (Double) | Plant identification number | 2444 | 2479
C | 3.5 | C3-50 |  | Btm_Trspt_Disp_General | cbi_share_trspt_disp | Yes/No | CBI designation checkbox for QC3-50 | 2445 | 2443
C | 3.5 | C3-50 |  | Btm_Trspt_Disp_General | btm_fly_share_trspt_disp | Text | Does the plant use the same transport and disposal methods for both fly and bottom ash | 2446 | 2444
C | 3.5 | C3-50 |  | Btm_Trspt_Disp_General | btm_fly_share_trspt_disp_cmpnts | Text | Units contributing FA and BA to transport and disposal system | 2447 | 2445
C | 3.5 | C3-51 |  | Btm_Trspt_Disp_General | cbi_btm_trspt_disp_pond | Yes/No | CBI designation checkbox for Q3-51 | 2448 | 2446
C | 3.5 | C3-51 |  | Btm_Trspt_Disp_General | btm_trspt_disp_pond | Text | Is a pond/impoundment the final destination of all bottom ash collected by the plant? | 2449 | 2447
C | 3.5 | C3-52 |  | Btm_Trspt_Disp_General | cbi_btm_trspt_disp_mthd | Yes/No | CBI designation checkbox for Q3-52 | 2450 | 2448
C | 3.5 | C3-52 |  | Btm_Trspt_Disp_General | btm_trspt_disp_truck | Text | Trucks are used to transport the collected bottom ash to final disposal | 2451 | 2449
C | 3.5 | C3-52 |  | Btm_Trspt_Disp_General | btm_trspt_disp_truck_nmbr | Text | Number of trucks used | 2452 | 2450
C | 3.5 | C3-52 |  | Btm_Trspt_Disp_General | btm_trspt_disp_truck_bought | Text | Trucks were purchased | 2453 | 2451
C | 3.5 | C3-52 |  | Btm_Trspt_Disp_General | btm_trspt_disp_truck_lease | Text | Trucks are leased | 2454 | 2452
C | 3.5 | C3-52 |  | Btm_Trspt_Disp_General | btm_trspt_disp_truck_contract | Text | Trucks are contracted out | 2455 | 2453
C | 3.5 | C3-52 |  | Btm_Trspt_Disp_General | btm_trspt_disp_rail | Text | Rail cars are used to transport the collected bottom ash to the final disposal | 2456 | 2454
C | 3.5 | C3-52 |  | Btm_Trspt_Disp_General | btm_trspt_disp_rail_nmbr | Text | Number of rail cars used | 2457 | 2455
C | 3.5 | C3-52 |  | Btm_Trspt_Disp_General | btm_trspt_disp_rail_bought | Text | Rail cars were purchased | 2458 | 2456
C | 3.5 | C3-52 |  | Btm_Trspt_Disp_General | btm_trspt_disp_rail_lease | Text | Rail cars are leased | 2459 | 2457
C | 3.5 | C3-52 |  | Btm_Trspt_Disp_General | btm_trspt_disp_rail_contract | Text | Rail cars are contracted out | 2460 | 2458
C | 3.5 | C3-52 |  | Btm_Trspt_Disp_General | btm_trspt_disp_other | Text | Other method used to transport collected bottom ash to final disposal | 2461 | 2459
C | 3.5 | C3-52 |  | Btm_Trspt_Disp_General | btm_trspt_disp_other_desc | Text | Description of other transport method | 2462 | 2460
C | 3.5 | C3-53 |  | Btm_Trspt_Disp_General | cbi_btm_trspt_disp_cntrctr_pay_instl | Yes/No | CBI designation checkbox for Q3-53 | 2463 | 2461
C | 3.5 | C3-53 |  | Btm_Trspt_Disp_General | btm_trspt_disp_cntrctr_pay_instl | Memo | List all of the major components for transport and disposal that a contractor installed/will install at their expense | 2464 | 2462
C | 3.5 | C3-53 |  | Btm_Trspt_Disp_General | btm_trspt_disp_ctrctr_pay_instl_all | Text | Contractor installed/will install all ash transport/disposal equipment at the contractors expense | 2465 | 2463
C | 3.5 | C3-54 |  | Btm_Trspt_Disp_General | cbi_btm_trspt_disp_cntrctr_pay_oversee | Yes/No | CBI designation checkbox for QC3-54 | 2466 | 2464
C | 3.5 | C3-54 |  | Btm_Trspt_Disp_General | btm_trspt_disp_cntrctr_pay_oversee | Memo | List of all the O&M activities for transport and disposal that a contractor oversees/will oversee at their expense | 2467 | 2465
C | 3.5 | C3-54 |  | Btm_Trspt_Disp_General | btm_trspt_disp_cntrctr_pay_oversee_all | Text | Contractor oversees/will oversee all O&M at the contractors expense | 2468 | 2466
C | 3.5 | C3-55 |  | Btm_Trspt_Disp_General | cbi_btm_trspt_disp_cap_tbl | Yes/No | CBI designation checkbox for QC3-55 | 2469 | 2467
C | 3.5 | C3-55 |  | Btm_Trspt_Disp_General | btm_trspt_disp_outside_firm_oversee | Text | Hire outside engineering firm to oversee design and/or installation of the system | 2470 | 2468
C | 3.5 | C3-55 | Table C-32 | Btm_Trspt_Disp_Capital_Cost | cbi_btm_trspt_disp_cap_tbl | Yes/No | CBI designation checkbox for QC3-55 | 2471 | 2473
C | 3.5 | C3-55 | Table C-32 | Btm_Trspt_Disp_Capital_Cost | btm_trspt_disp_cap_project | Text | Project description for each subcategory of capital costs in Table C-27 | 2472 | 2474
C | 3.5 | C3-55 | Table C-32 | Btm_Trspt_Disp_Capital_Cost | btm_trspt_disp_original | Number (Double) | Cost for system as originally installed | 2473 | 2475
C | 3.5 | C3-55 | Table C-32 | Btm_Trspt_Disp_Capital_Cost | btm_trspt_disp_cap_mdfy | Number (Double) | Cost for modifications to the system | 2474 | 2476
C | 3.5 | C3-55 | Table C-32 | Btm_Trspt_Disp_Capital_Cost | btm_trspt_disp_cap_original_yr_based | Number (Double) | Year on which original cost is based | 2475 | 2477
C | 3.5 | C3-55 | Table C-32 | Btm_Trspt_Disp_Capital_Cost | btm_trspt_disp_cap_mdfy_yr_based | Number (Double) | Year on which modifications cost is based | 2476 | 2478
C | 3.5 | C3-56 |  | Btm_Trspt_Disp_General | cbi_btm_trspt_disp_all_cmpnts_cap_costs | Yes/No | CBI designation checkbox for C3-56 | 2477 | 2469
C | 3.5 | C3-56 |  | Btm_Trspt_Disp_General | btm_trspt_disp_all_cmpnts_cap_costs | Text | Are all major components listed included in the cost reported in Btm_Trspt_Disp_Capital_Cost | 2478 | 2470
C | 3.5 | C3-56 |  | Btm_Trspt_Disp_General | btm_trspt_disp_cmpnts_not_cap_costs | Memo | If no, list of what is and what is not included in the capital cost in Btm_Trspt_Disp_Capital_Cost | 2479 | 2471
C | 3.5 | C3-57 | Table C-33 | Btm_Trspt_Disp_OM_Cost | cbi_btm_trspt_disp_OM_tbl | Yes/No | CBI designation checkbox for QC3-57 | 2480 | 2480
C | 3.5 | C3-57 | Table C-33 | Btm_Trspt_Disp_OM_Cost | btm_trspt_disp_OM_OLbr_tspt_2009_cost | Number (Double) | Annual 2009 Cost for operating labor - trucks/rail cars/other transport | 2481 | 2481
C | 3.5 | C3-57 | Table C-33 | Btm_Trspt_Disp_OM_Cost | btm_trspt_disp_OM_OLbr_tspt_rate_hourly | Number (Double) | 2009 Rate per hour (average rate of labor) for operating labor - trucks/rail cars/ other transport | 2482 | 2482
C | 3.5 | C3-57 | Table C-33 | Btm_Trspt_Disp_OM_Cost | btm_trspt_disp_OM_OLbr_tspt_staff_nmbr | Number (Double) | 2009 Staffing (No. of workers) for operating labor - trucks/rail cars/ other transport | 2483 | 2483
C | 3.5 | C3-57 | Table C-33 | Btm_Trspt_Disp_OM_Cost | btm_trspt_disp_OM_OLbr_tspt_staff_hpd | Number (Double) | 2009 Staffing (hours per day) for operating labor - trucks/rail cars/ other transport | 2484 | 2484
C | 3.5 | C3-57 | Table C-33 | Btm_Trspt_Disp_OM_Cost | btm_trspt_disp_OM_OLbr_tspt_staff_dpy | Number (Double) | 2009 Staffing (days per year) for operating labor - trucks/rail cars/ other transport | 2485 | 2485
C | 3.5 | C3-57 | Table C-33 | Btm_Trspt_Disp_OM_Cost | btm_trspt_disp_OM_OLbr_tspt_rate_lds/day | Number (Double) | Transport Rate (Loads per day) | 2486 | 2486
C | 3.5 | C3-57 | Table C-33 | Btm_Trspt_Disp_OM_Cost | btm_trspt_disp_OM_OLbr_tspt_rate_dpy | Number (Double) | Transport Rate (Days per year) | 2487 | 2487
C | 3.5 | C3-57 | Table C-33 | Btm_Trspt_Disp_OM_Cost | btm_trspt_disp_OM_OLbr_othr_2009_cost | Number (Double) | Annual 2009 Cost for operating labor - all other | 2488 | 2488
C | 3.5 | C3-57 | Table C-33 | Btm_Trspt_Disp_OM_Cost | btm_trspt_disp_OM_OLbr_othr_rate_hourly | Number (Double) | 2009 Rate per hour (average rate of labor) for operating labor - all other | 2489 | 2489
C | 3.5 | C3-57 | Table C-33 | Btm_Trspt_Disp_OM_Cost | btm_trspt_disp_OM_OLbr_othr_staff_nmbr | Number (Double) | 2009 Staffing (No. of workers) for operating labor - all other | 2490 | 2490
C | 3.5 | C3-57 | Table C-33 | Btm_Trspt_Disp_OM_Cost | btm_trspt_disp_OM_OLbr_othr_staff_hpd | Number (Double) | 2009 Staffing (hours per day) for operating labor - all other | 2491 | 2491
C | 3.5 | C3-57 | Table C-33 | Btm_Trspt_Disp_OM_Cost | btm_trspt_disp_OM_OLbr_othr_staff_dpy | Number (Double) | 2009 Staffing (days per year) for operating labor - all other | 2492 | 2492
C | 3.5 | C3-57 | Table C-33 | Btm_Trspt_Disp_OM_Cost | btm_trspt_disp_OM_MLbr_2009_cost | Number (Double) | Annual 2009 Cost for maintenance labor | 2493 | 2493
C | 3.5 | C3-57 | Table C-33 | Btm_Trspt_Disp_OM_Cost | btm_trspt_disp_OM_MLbr_rate_hourly | Number (Double) | 2009 Rate per hour (average rate of labor) for maintenance labor | 2494 | 2494
C | 3.5 | C3-57 | Table C-33 | Btm_Trspt_Disp_OM_Cost | btm_trspt_disp_OM_MLbr_staff_nmbr | Number (Double) | 2009 Staffing (No. of workers) for maintenance labor | 2495 | 2495
C | 3.5 | C3-57 | Table C-33 | Btm_Trspt_Disp_OM_Cost | btm_trspt_disp_OM_MLbr_staff_hpd | Number (Double) | 2009 Staffing (hours per day) for maintenance labor | 2496 | 2496
C | 3.5 | C3-57 | Table C-33 | Btm_Trspt_Disp_OM_Cost | btm_trspt_disp_OM_MLbr_staff_dpy | Number (Double) | 2009 Staffing (days per year) for maintenance labor | 2497 | 2497
C | 3.5 | C3-57 | Table C-33 | Btm_Trspt_Disp_OM_Cost | btm_trspt_disp_OM_MMtrls_2009_cost | Number (Double) | 2009 Annual cost for maintenance materials | 2498 | 2498
C | 3.5 | C3-57 | Table C-33 | Btm_Trspt_Disp_OM_Cost | btm_trspt_disp_OM_energy_2009_cost | Number (Double) | 2009 Annual energy costs | 2499 | 2499
C | 3.5 | C3-57 | Table C-33 | Btm_Trspt_Disp_OM_Cost | btm_trspt_disp_OM_energy_rate_per_kWh | Number (Double) | 2009 rate per kWh for energy | 2500 | 2500
C | 3.5 | C3-57 | Table C-33 | Btm_Trspt_Disp_OM_Cost | btm_trspt_disp_OM_energy_staff_kWh/hr | Number (Double) | 2009 consumption kWh/hr for energy | 2501 | 2501
C | 3.5 | C3-57 | Table C-33 | Btm_Trspt_Disp_OM_Cost | btm_trspt_disp_OM_ash_rmvl_2009_cost | Number (Double) | 2009 Annual cost for ash removal/disposal fee | 2502 | 2502
C | 3.5 | C3-57 | Table C-33 | Btm_Trspt_Disp_OM_Cost | btm_trspt_disp_OM_other1_desc | Text | 2009 Other (1) annual cost | 2503 | 2503
C | 3.5 | C3-57 | Table C-33 | Btm_Trspt_Disp_OM_Cost | btm_trspt_disp_OM_other1_2009_cost | Number (Double) | Description of other (1) annual cost | 2504 | 2504
C | 3.5 | C3-57 | Table C-33 | Btm_Trspt_Disp_OM_Cost | btm_trspt_disp_OM_other2_desc | Text | 2009 Other (2) annual cost | 2505 | 2505
C | 3.5 | C3-57 | Table C-33 | Btm_Trspt_Disp_OM_Cost | btm_trspt_disp_OM_other2_2009_cost | Number (Double) | Description of other (2) annual cost | 2506 | 2506
C | 3.5 | C3-57 | Table C-33 | Btm_Trspt_Disp_OM_Cost | btm_trspt_disp_OM_total_2009_cost | Number (Double) | Total 2009 Annual Cost for transport and disposal | 2507 | 2507
C | 4 | Plant_ID |  | Economizer_Ash | plant_id | Number (Double) | Plant identification number | 2508 | 2508
C | 4 | SE_Unit_ID |  | Economizer_Ash | seunit_id | Text | Steam electric generating unit ID | 2509 | 2509
C | 4 | C4-1 |  | Economizer_Ash | cbi_ea_cllct_w_aha | Yes/No | CBI designation checkbox for QC4-1 | 2510 | 2510
C | 4 | C4-1 |  | Economizer_Ash | ea_cllct_w_aha | Text | Is economizer ash form this unit collected with air heater ash | 2511 | 2511
C | 4 | C4-2 |  | Economizer_Ash | cbi_ea_handle | Yes/No | CBI designation checkbox for QC4-2 | 2512 | 2512
C | 4 | C4-2 |  | Economizer_Ash | ea_handle | Text | Method of handling economizer ash | 2513 | 2513
C | 4 | C4-2 |  | Economizer_Ash | ea_handle_segregated_desc | Text | If segregated from FA and BA, how was it handled | 2514 | 2514
C | 4 | C4-3 |  | Economizer_Ash | cbi_ea_how_cmbn | Yes/No | CBI designation checkbox for QC4-3 | 2515 | 2515
C | 4 | C4-3 |  | Economizer_Ash | ea_how_cmbn | Text | Identify how the economizer ash is combined with fly ash and/or bottom ash | 2516 | 2516
C | 4 | C4-3 |  | Economizer_Ash | ea_cmbn_other_desc | Text | Description of other method of combining economizer with FA and/or BA | 2517 | 2517
C | 4 | C4-4 |  | Economizer_Ash | cbi_ea_gen_amt | Yes/No | CBI designation checkbox for QC4-4 | 2518 | 2518
C | 4 | C4-4 |  | Economizer_Ash | ea_gen_tpd | Number (Double) | Amount of economizer ash (tpd - dry weight basis) | 2519 | 2519
C | 4 | C4-4 |  | Economizer_Ash | ea_gen_dpy | Number (Double) | Frequency of economizer ash collection (dpy) | 2520 | 2520
C | 4 | C4-5 |  | Economizer_Ash | cbi_ea_gen_WW | Yes/No | CBI designation checkbox for QC4-5 | 2521 | 2521
C | 4 | C4-5 |  | Economizer_Ash | ea_gen_WW | Text | Is process wastewater generated from the handling of economizer ash | 2522 | 2522
C | 4 | C4-5 |  | Economizer_Ash | ea_WW_gpd | Number (Double) | Volume of wastewater generated (gpd) | 2523 | 2523
C | 4 | C4-5 |  | Economizer_Ash | ea_WW_days | Number (Double) | Frequency of wastewater generated (over _____ days) | 2524 | 2524
C | 4 | C4-5 |  | Economizer_Ash | ea_WW_dest | Text | Destination of the economizer ash wastewater generated | 2525 | 2525
C | 4 | C4-6 |  | Economizer_Ash | cbi_ea_fnl_dest | Yes/No | CBI designation checkbox for QC4-6 | 2526 | 2526
C | 4 | C4-6 |  | Economizer_Ash | ea_dest_landfill_report | Text | Economizer ash stored in a landfill in Table A-6 | 2527 | 2527
C | 4 | C4-6 |  | Economizer_Ash | ea_dest_landfill_report_per | Number (Double) | Percentage of economizer ash stored in a landfill in Table A-6 | 2528 | 2528
C | 4 | C4-6 |  | Economizer_Ash | ea_dest_pond_report | Text | Economizer ash stored in a pond reported in Table A-4 | 2529 | 2529
C | 4 | C4-6 |  | Economizer_Ash | ea_dest_pond_report_per | Number (Double) | Percentage of economizer ash stored in a pond reported in Table A-4 | 2530 | 2530
C | 4 | C4-6 |  | Economizer_Ash | ea_dest_landfill_not_report | Text | Economizer ash is stored in a landfill not reported in Table A-6 | 2531 | 2531
C | 4 | C4-6 |  | Economizer_Ash | ea_dest_landfill_not_report_per | Number (Double) | Percentage of economizer ash not stored in a landfill reported in Table A-6 | 2532 | 2532
C | 4 | C4-6 |  | Economizer_Ash | ea_dest_mkt | Text | Economizer ash is hauled off site (to be marketed) | 2533 | 2533
C | 4 | C4-6 |  | Economizer_Ash | ea_dest_mkt_per | Number (Double) | Percentage of economizer ash hauled off site to be marketed | 2534 | 2534
C | 4 | C4-6 |  | Economizer_Ash | ea_dest_gv_awy | Text | Economizer ash is hauled of site (to be given away) | 2535 | 2535
C | 4 | C4-6 |  | Economizer_Ash | ea_dest_gv_awy_per | Number (Double) | Percentage of economizer ash hauled off site to be given away | 2536 | 2536
C | 4 | C4-6 |  | Economizer_Ash | ea_dest_other | Text | Other destination of economizer ash | 2537 | 2537
C | 4 | C4-6 |  | Economizer_Ash | ea_dest_other_desc | Text | Description of other destination of economizer ash | 2538 | 2538
C | 4 | C4-6 |  | Economizer_Ash | ea_dest_other_per | Number (Double) | Percentage of economizer ash in other destination | 2539 | 2539
C | 5 | Plant_ID |  | Air_Heater_Ash | plant_id | Number (Double) | Plant identification number | 2540 | 2540
C | 5 | SE_Unit_ID |  | Air_Heater_Ash | seunit_id | Text | Steam electric generating unit ID | 2541 | 2541
C | 5 | C5-1 |  | Air_Heater_Ash | cbi_aha_handle | Yes/No | CBI designation checkbox for QC5-1 | 2542 | 2542
C | 5 | C5-1 |  | Air_Heater_Ash | aha_handle | Text | Method of handling air heater ash | 2543 | 2543
C | 5 | C5-1 |  | Air_Heater_Ash | aha_handle_segregated_desc | Text | If segregated from FA/BA, how is it handled | 2544 | 2544
C | 5 | C5-2 |  | Air_Heater_Ash | cbi_aha_how_cmbn | Yes/No | CBI designation checkbox for QC5-2 | 2545 | 2545
C | 5 | C5-2 |  | Air_Heater_Ash | aha_how_cmbn | Text | How the air heater ash is combined with FA and/or BA | 2546 | 2546
C | 5 | C5-2 |  | Air_Heater_Ash | aha_cmbn_other_desc | Text | Other method for combining air heater ash with FA and/or BA | 2547 | 2547
C | 5 | C5-3 |  | Air_Heater_Ash | cbi_aha_gen_amt | Yes/No | CBI designation checkbox for QC5-3 | 2548 | 2548
C | 5 | C5-3 |  | Air_Heater_Ash | aha_gen_tpd | Number (Double) | Amount of air heater ash produced (tpd - dry weight basis) | 2549 | 2549
C | 5 | C5-3 |  | Air_Heater_Ash | aha_gen_dpy | Number (Double) | Frequency of air heater ash production (dpy) | 2550 | 2550
C | 5 | C5-4 |  | Air_Heater_Ash | cbi_aha_gen_WW | Yes/No | CBI designation checkbox for QC5-4 | 2551 | 2551
C | 5 | C5-4 |  | Air_Heater_Ash | aha_gen_WW | Text | Is process wastewater generated from the handling of air heater ash | 2552 | 2552
C | 5 | C5-4 |  | Air_Heater_Ash | aha_WW_gpd | Number (Double) | Volume of wastewater produced (gpd) | 2553 | 2553
C | 5 | C5-4 |  | Air_Heater_Ash | aha_WW_days | Number (Double) | Frequency of wastewater (Over ____ days) | 2554 | 2554
C | 5 | C5-4 |  | Air_Heater_Ash | aha_WW_dest | Text | Destination of air heater ash wastewater generated | 2555 | 2555
C | 5 | C5-5 |  | Air_Heater_Ash | cbi_aha_fnl_dest | Yes/No | CBI designation checkbox for QC5-5 | 2556 | 2556
C | 5 | C5-5 |  | Air_Heater_Ash | aha_dest_landfill_report | Text | Economizer ash stored in a landfill in Table A-6 | 2557 | 2557
C | 5 | C5-5 |  | Air_Heater_Ash | aha_dest_landfill_report_per | Number (Double) | Percentage of economizer ash stored in a landfill in Table A-6 | 2558 | 2558
C | 5 | C5-5 |  | Air_Heater_Ash | aha_dest_pond_report | Text | Economizer ash stored in a pond reported in Table A-4 | 2559 | 2559
C | 5 | C5-5 |  | Air_Heater_Ash | aha_dest_pond_report_per | Number (Double) | Percentage of economizer ash stored in a pond reported in Table A-4 | 2560 | 2560
C | 5 | C5-5 |  | Air_Heater_Ash | aha_dest_landfill_not_report | Text | Economizer ash is stored in a landfill not reported in Table A-6 | 2561 | 2561
C | 5 | C5-5 |  | Air_Heater_Ash | aha_dest_landfill_not_report_per | Number (Double) | Percentage of economizer ash not stored in a landfill reported in Table A-6 | 2562 | 2562
C | 5 | C5-5 |  | Air_Heater_Ash | aha_dest_mkt | Text | Economizer ash is hauled off site (to be marketed) | 2563 | 2563
C | 5 | C5-5 |  | Air_Heater_Ash | aha_dest_mkt_per | Number (Double) | Percentage of economizer ash hauled off site to be marketed | 2564 | 2564
C | 5 | C5-5 |  | Air_Heater_Ash | aha_dest_gv_awy | Text | Economizer ash is hauled of site (to be given away) | 2565 | 2565
C | 5 | C5-5 |  | Air_Heater_Ash | aha_dest_gv_awy_per | Number (Double) | Percentage of economizer ash hauled off site to be given away | 2566 | 2566
C | 5 | C5-5 |  | Air_Heater_Ash | aha_dest_other | Text | Other destination of economizer ash | 2567 | 2567
C | 5 | C5-5 |  | Air_Heater_Ash | aha_dest_other_desc | Text | Description of other destination of economizer ash | 2568 | 2568
C | 5 | C5-5 |  | Air_Heater_Ash | aha_dest_other_per | Number (Double) | Percentage of economizer ash in other destination | 2569 | 2569
C | Comments | Plant_ID |  | PartC_Comments | plant_id | Number (Double) | Plant identification number. | 2570 | 2570
C | Comments | Comment_CBI |  | PartC_Comments | cbi_ash_comment | Yes/No | CBI designation checkbox for Part C comments. | 2571 | 2571
C | Comments | Comment_# |  | PartC_Comments | ash_comment_nmbr | Text | Question number reference for Part C comment. | 2572 | 2572
C | Comments | Comment |  | PartC_Comments | ash_comment | Memo | Comment from plant for Part C. | 2573 | 2573
D | 1 | Plant_ID |  | Treatment_General | plant_id | Number (Double) | Plant identification number. | 2574 | 2574
D | 1 | D1-1 |  | Treatment_General | cbi_Use_Ponds | Yes/No | CBI designation checkbox for QD1-1. | 2575 | 2575
D | 1 | D1-1 |  | Treatment_General | Use_Ponds | Text | Yes/no if the plant uses or plans to use ponds for storage, treatment, and/or disposal of process ww, residues, or by-products from the combustion of coal, pet coke, or oil. | 2576 | 2576
D | 1 | D1-2 |  | Treatment_General | cbi_Use_WWT | Yes/No | CBI designation checkbox for QD1-2. | 2577 | 2577
D | 1 | D1-2 |  | Treatment_General | Use_WWT | Text | Yes/no if the plant operates or plans to operate any WWTS for water from ash handling or FGD operations. | 2578 | 2578
D | 1 | D2-5 |  | Treatment_General | cbi_Op_System | Yes/No | CBI designation checkbox for QD2-5. | 2579 | 2579
D | 1 | D2-5 |  | Treatment_General | Op_System | Text | Yes/no if the plant operates or plans to operate any systems for the treatment of process wastewater from ash handling or FGD operations. | 2580 | 2580
D | 1 | D2-6 |  | Treatment_General | cbi_Op_Pond | Yes/No | CBI designation checkbox for QD2-6. | 2581 | 2581
D | 1 | D2-6 |  | Treatment_General | Op_Pond | Text | Yes/no if the plant operates or plans to operate any ponds/impoundment systems for process wastewaters from ash handling or FGD operations. | 2582 | 2582
D | 1 | D2-7 |  | Treatment_General | cbi_Op_WWT | Yes/No | CBI designation checkbox for QD2-7. | 2583 | 2583
D | 1 | D2-7 |  | Treatment_General | Op_WWT | Text | Yes/no if the plant operates or plans to operate any systems (excluding ponds/impoundments) for process wastewaters from ash handling or FGD operations. | 2584 | 2584
D | 1 | D4-1 |  | Treatment_General | cbi_Act_Pond_Use | Yes/No | CBI designation checkbox for QD4-1. | 2585 | 2585
D | 1 | D4-1 |  | Treatment_General | Act_Pond_Use | Text | Yes/no if the plant operates or plans to operate any active/inactive/open ponds for storage, treatment, and/or disposal of process ww, by-products, or residues from the combustion of coal, pet coke, and/or oil. | 2586 | 2586
D | 1 | D4-13 |  | Treatment_General | cbi_Clsd_Pond_Use | Yes/No | CBI designation checkbox for QD4-13. | 2587 | 2587
D | 1 | D4-13 |  | Treatment_General | Clsd_Pond_Use | Text | Yes/no if the plant closed any ponds on or after 1/1/2000, for storage, treatment, and/or disposal of process ww, by-products, or residues from the combustion of coal, pet coke, and/or oil. | 2588 | 2588
D | 1 | D5-1 |  | Treatment_General | cbi_WWT_at_Plant | Yes/No | CBI designation checkbox for QD5-1. | 2589 | 2589
D | 1 | D5-1 |  | Treatment_General | WWT_at_Plant | Text | ID of any WWT system in Table D-2. | 2590 | 2590
D | 1 | D6-1 |  | Treatment_General | cbi_Pond_After_2000 | Yes/No | CBI designation checkbox for QD6-1. | 2591 | 2591
D | 1 | D6-1 |  | Treatment_General | Pond_After_2000 | Text | ID of ponds/impoundments or WWTS that began operating on or after 1/1/2000. | 2592 | 2592
D | 2 | Plant_ID |  | WWT_Study | plant_id | Number (Double) | Plant identification number. | 2593 | 2593
D | 2 | Plant_ID | Table D-1 | Active_Pond_Systems | plant_id | Number (Double) | Plant identification number. | 2594 | 2603
D | 2 | Plant_ID | Table D-1 | Retired_Pond_Systems | plant_id | Number (Double) | Plant identification number. | 2595 | 2623
D | 2 | Plant_ID | Table D-1 | Planned_Pond_Systems | plant_id | Number (Double) | Plant identification number. | 2596 | 2633
D | 2 | Plant_ID | Table D-2 | WWT_Systems | plant_id | Number (Double) | Plant identification number. | 2597 | 2644
D | 2 | D2-1 |  | WWT_Study | cbi_WWTStudies | Yes/No | CBI designation checkbox for QD2-1. | 2598 | 2594
D | 2 | D2-1 |  | WWT_Study | WWTStudies | Text | Yes/no if plant involved in ash or FGD treatment studies since 2000. | 2599 | 2595
D | 2 | D2-2 |  | WWT_Study | cbi_OngoingStudies | Yes/No | CBI designation checkbox for QD2-2. | 2600 | 2596
D | 2 | D2-2 |  | WWT_Study | OngoingStudies | Text | Yes/no if any studies are ongoing. | 2601 | 2597
D | 2 | D2-3 |  | WWT_Study | cbi_SummaryStudies | Yes/No | CBI designation checkbox for QD2-3. | 2602 | 2598
D | 2 | D2-3 |  | WWT_Study | SummaryStudies | Text | Yes/no if a summary and/or report documenting pilot or full scale study prepared. | 2603 | 2599
D | 2 | D2-3 |  | WWT_Study | SummaryStudiesDesc | Memo | Description of pilot or full scale study. | 2604 | 2600
D | 2 | D2-4 |  | WWT_Study | cbi_OtherStudies | Yes/No | CBI designation checkbox for QD2-4. | 2605 | 2601
D | 2 | D2-4 |  | WWT_Study | OtherStudies | Memo | Description of ash or FGD technology studies not covered in D2-1 through D2-3 (i.e. bench scale). | 2606 | 2602
D | 2 | D2-6 | Table D-1 | Active_Pond_Systems | cbi_Pond_ID | Yes/No | CBI designation checkbox for QD2-6. | 2607 | 2604
D | 2 | D2-6 | Table D-1 | Active_Pond_Systems | System_ID | Text | Pond/Impoundment system identification. | 2608 | 2605
D | 2 | D2-6 | Table D-1 | Active_Pond_Systems | Pond_Status | Text | Status of pond, active/inactive/open or retired/closed or planned. | 2609 | 2606
D | 2 | D2-6 | Table D-1 | Active_Pond_Systems | Pond_Initial_Yr | Number (Double) | Year pond system initially brought online. | 2610 | 2607
D | 2 | D2-6 | Table D-1 | Active_Pond_Systems | Plant_Desig | Text | Plant's name for pond system. | 2611 | 2608
D | 2 | D2-6 | Table D-1 | Active_Pond_Systems | SPD-01 | Text | Checkbox to indicate SPD-1 included in pond system. | 2612 | 2609
D | 2 | D2-6 | Table D-1 | Active_Pond_Systems | SPD-02 | Text | Checkbox to indicate SPD-2 included in pond system. | 2613 | 2610
D | 2 | D2-6 | Table D-1 | Active_Pond_Systems | SPD-03 | Text | Checkbox to indicate SPD-3 included in pond system. | 2614 | 2611
D | 2 | D2-6 | Table D-1 | Active_Pond_Systems | SPD-04 | Text | Checkbox to indicate SPD-4 included in pond system. | 2615 | 2612
D | 2 | D2-6 | Table D-1 | Active_Pond_Systems | SPD-05 | Text | Checkbox to indicate SPD-5 included in pond system. | 2616 | 2613
D | 2 | D2-6 | Table D-1 | Active_Pond_Systems | SPD-06 | Text | Checkbox to indicate SPD-6 included in pond system. | 2617 | 2614
D | 2 | D2-6 | Table D-1 | Active_Pond_Systems | SPD-07 | Text | Checkbox to indicate SPD-7 included in pond system. | 2618 | 2615
D | 2 | D2-6 | Table D-1 | Active_Pond_Systems | SPD-08 | Text | Checkbox to indicate SPD-8 included in pond system. | 2619 | 2616
D | 2 | D2-6 | Table D-1 | Active_Pond_Systems | SPD-09 | Text | Checkbox to indicate SPD-9 included in pond system. | 2620 | 2617
D | 2 | D2-6 | Table D-1 | Active_Pond_Systems | SPD-010 | Text | Checkbox to indicate SPD-10 included in pond system. | 2621 | 2618
D | 2 | D2-6 | Table D-1 | Active_Pond_Systems | SPD-011 | Text | Checkbox to indicate SPD-11 included in pond system. | 2622 | 2619
D | 2 | D2-6 | Table D-1 | Active_Pond_Systems | SPD-012 | Text | Checkbox to indicate SPD-12 included in pond system. | 2623 | 2620
D | 2 | D2-6 | Table D-1 | Active_Pond_Systems | SPD-013 | Text | Checkbox to indicate SPD-13 included in pond system. | 2624 | 2621
D | 2 | D2-6 | Table D-1 | Active_Pond_Systems | SPD-014 | Text | Checkbox to indicate SPD-14 included in pond system. | 2625 | 2622
D | 2 | D2-6 | Table D-1 | Retired_Pond_Systems | cbi_Pond_ID | Yes/No | CBI designation checkbox for QD2-6. | 2626 | 2624
D | 2 | D2-6 | Table D-1 | Retired_Pond_Systems | System_ID | Text | Pond/Impoundment system ID. | 2627 | 2625
D | 2 | D2-6 | Table D-1 | Retired_Pond_Systems | Pond_Status | Text | Status of pond, active/inactive/open, retired/closed, or planned. | 2628 | 2626
D | 2 | D2-6 | Table D-1 | Retired_Pond_Systems | Pond_Initial_Yr | Number (Double) | Year pond system initially brought online. | 2629 | 2627
D | 2 | D2-6 | Table D-1 | Retired_Pond_Systems | Plant_Desig | Text | Plant's name for pond system. | 2630 | 2628
D | 2 | D2-6 | Table D-1 | Retired_Pond_Systems | RetSPD-01 | Text | Checkbox to indicate RET SPD-1 included in pond system. | 2631 | 2629
D | 2 | D2-6 | Table D-1 | Retired_Pond_Systems | RetSPD-02 | Text | Checkbox to indicate RET SPD-2 included in pond system. | 2632 | 2630
D | 2 | D2-6 | Table D-1 | Retired_Pond_Systems | RetSPD-03 | Text | Checkbox to indicate RET SPD-3 included in pond system. | 2633 | 2631
D | 2 | D2-6 | Table D-1 | Retired_Pond_Systems | RetSPD-04 | Text | Checkbox to indicate RET SPD-4 included in pond system. | 2634 | 2632
D | 2 | D2-6 | Table D-1 | Planned_Pond_Systems | cbi_Pond_ID | Yes/No | CBI designation checkbox for QD2-6. | 2635 | 2634
D | 2 | D2-6 | Table D-1 | Planned_Pond_Systems | System_ID | Text | Pond/Impoundment system ID. | 2636 | 2635
D | 2 | D2-6 | Table D-1 | Planned_Pond_Systems | Pond_Status | Text | Status of pond, active/inactive/open or retired/closed or planned. | 2637 | 2636
D | 2 | D2-6 | Table D-1 | Planned_Pond_Systems | Pond_Initial_Yr | Number (Double) | Year pond system will be brought online. | 2638 | 2637
D | 2 | D2-6 | Table D-1 | Planned_Pond_Systems | Plant_Desig | Text | Plant's name for pond system. | 2639 | 2638
D | 2 | D2-6 | Table D-1 | Planned_Pond_Systems | SPD-0A | Text | Checkbox to indicate SPD-A included in pond system. | 2640 | 2639
D | 2 | D2-6 | Table D-1 | Planned_Pond_Systems | SPD-0B | Text | Checkbox to indicate SPD-B included in pond system. | 2641 | 2640
D | 2 | D2-6 | Table D-1 | Planned_Pond_Systems | SPD-0C | Text | Checkbox to indicate SPD-C included in pond system. | 2642 | 2641
D | 2 | D2-6 | Table D-1 | Planned_Pond_Systems | SPD-0D | Text | Checkbox to indicate SPD-D included in pond system. | 2643 | 2642
D | 2 | D2-6 | Table D-1 | Planned_Pond_Systems | SPD-0E | Text | Checkbox to indicate SPD-E included in pond system. | 2644 | 2643
D | 2 | D2-7 | Table D-2 | WWT_Systems | cbi_WWT_ID | Yes/No | CBI designation checkbox for QD2-7. | 2645 | 2645
D | 2 | D2-7 | Table D-2 | WWT_Systems | System_ID | Text | Wastewater treatment system ID. | 2646 | 2646
D | 2 | D2-7 | Table D-2 | WWT_Systems | Plant_Desig | Text | Plant's name for WWT system. | 2647 | 2647
D | 2 | D2-7 | Table D-2 | WWT_Systems | Footprint_ft2 | Number (Double) | Area of treatment system footprint in ft2. | 2648 | 2648
D | 2 | D2-7 | Table D-2 | WWT_Systems | Initial_Yr | Number (Double) | Year WWTS initially brought online. | 2649 | 2649
D | 2 | D2-7 | Table D-2 | WWT_Systems | Length_FGD_Scr | Number (Double) | Approx. length of piping from FGD scrubber system to WWTS in ft. | 2650 | 2650
D | 2 | D2-7 | Table D-2 | WWT_Systems | Length_FGD_DSCH | Number (Double) | Approx. length of piping to next treatment system or discharge in ft. | 2651 | 2651
D | 3.1 | Plant_ID |  | Treatment_Diagram | plant_id | Number (Double) | Plant identification number. | 2652 | 2652
D | 3.1 | System_ID |  | Treatment_Diagram | System_ID | Text | Pond/Impoundment system or wastewater treatment identification. | 2653 | 2653
D | 3.1 | D3-1 |  | Treatment_Diagram | cbi_Attchd_Diagram | Yes/No | CBI designation checkbox for QD3-1. | 2654 | 2654
D | 3.1 | D3-1 |  | Treatment_Diagram | Attchd_Diagram | Yes/No | Checkbox to indicate diagram is attached. | 2655 | 2655
D | 3.2 | Plant_ID | Table D-3 | Treatment_Influents | plant_id | Number (Double) | Plant identification number. | 2656 | 2656
D | 3.2 | Plant_ID | Table D-4 | Treatment_Effluents | plant_id | Number (Double) | Plant identification number. | 2657 | 2667
D | 3.2 | System_ID | Table D-3 | Treatment_Influents | System_ID | Text | Pond/Impoundment system or wastewater treatment system identification. | 2658 | 2657
D | 3.2 | System_ID | Table D-4 | Treatment_Effluents | System_ID | Text | Pond/Impoundment system or wastewater treatment system identification. | 2659 | 2668
D | 3.2 | D3-2 | Table D-3 | Treatment_Influents | cbi_Influents | Yes/No | CBI designation checkbox for QD3-2. | 2660 | 2658
D | 3.2 | D3-2 | Table D-3 | Treatment_Influents | Influent | Text | Influent name selected from dropdown menu. | 2661 | 2659
D | 3.2 | D3-2 | Table D-3 | Treatment_Influents | Influent_Other | Text | Plant entered influent name, description of 'other'. | 2662 | 2660
D | 3.2 | D3-2 | Table D-3 | Treatment_Influents | Influent_gpm | Text | Avg. annual flow rate in gallons per minute. | 2663 | 2661
D | 3.2 | D3-2 | Table D-3 | Treatment_Influents | Influent_hpd | Text | Avg. annual flow rate frequency, hours per day. | 2664 | 2662
D | 3.2 | D3-2 | Table D-3 | Treatment_Influents | Influent_gpd | Text | Avg. annual flow rate in gallons per day. | 2665 | 2663
D | 3.2 | D3-2 | Table D-3 | Treatment_Influents | Influent_dpy | Text | Avg. annual flow rate frequency, days per year. | 2666 | 2664
D | 3.2 | D3-2 | Table D-3 | Treatment_Influents | WWTU_ID | Text | Wastewater treatment unit identification, selected from dropdown menu. | 2667 | 2665
D | 3.2 | D3-2 | Table D-3 | Treatment_Influents | WWTU_ID_Other | Text | Wastewater treatment unit identification, plant entered description for 'other'. | 2668 | 2666
D | 3.2 | D3-3 | Table D-4 | Treatment_Effluents | cbi_Effluents | Yes/No | CBI designation for QD3-3. | 2669 | 2669
D | 3.2 | D3-3 | Table D-4 | Treatment_Effluents | Effluent | Text | Effluent name selected from dropdown menu. | 2670 | 2670
D | 3.2 | D3-3 | Table D-4 | Treatment_Effluents | Effluent_Other | Text | Plant entered effluent name, description of 'other'. | 2671 | 2671
D | 3.2 | D3-3 | Table D-4 | Treatment_Effluents | Effluent_gpm | Text | Avg. annual flow rate in gallons per minute. | 2672 | 2672
D | 3.2 | D3-3 | Table D-4 | Treatment_Effluents | Effluent_hpd | Text | Avg. annual flow rate frequency, hours per day. | 2673 | 2673
D | 3.2 | D3-3 | Table D-4 | Treatment_Effluents | Effluent_gpd | Text | Avg. annual flow rate in gallons per day. | 2674 | 2674
D | 3.2 | D3-3 | Table D-4 | Treatment_Effluents | Effluent_dpy | Text | Avg. annual flow rate frequency, days per year. | 2675 | 2675
D | 3.2 | D3-3 | Table D-4 | Treatment_Effluents | Effluent_Slds_amt | Text | Amount of solids/sludge. | 2676 | 2676
D | 3.2 | D3-3 | Table D-4 | Treatment_Effluents | Effluent_Slds_unit | Text | Units for the provided amount of solids/sludge. | 2677 | 2677
D | 3.2 | D3-3 | Table D-4 | Treatment_Effluents | Effluent_Slds_MC | Text | Percent moisture contained in solids/sludge. | 2678 | 2678
D | 3.2 | D3-3 | Table D-4 | Treatment_Effluents | WWTU_ID | Text | Wastewater treatment unit identification selected from dropdown menu. | 2679 | 2679
D | 3.2 | D3-3 | Table D-4 | Treatment_Effluents | WWTU_ID_Other | Text | Wastewater treatment unit identification, plant entered description for 'other'. | 2680 | 2680
D | 3.2 | D3-3 | Table D-4 | Treatment_Effluents | Effluent_Dest | Text | Final effluent destination, selected from dropdown menu. | 2681 | 2681
D | 3.2 | D3-3 | Table D-4 | Treatment_Effluents | Effluent_Dest_Other | Text | Final effluent destination, plant entered description for 'other'. | 2682 | 2682
D | 3.2 | D3-3 | Table D-4 | Treatment_Effluents | Effluent_NPDES | Text | NPDES permit outfall number for effluents sent to surface water. | 2683 | 2683
D | 4.1 | Plant_ID |  | Act_Pond_Unit | plant_id | Number (Double) | Plant identification number. | 2684 | 2684
D | 4.1 | Plant_ID | Table D-5 | Act_Pond_Unit_Dimensions | plant_id | Number (Double) | Plant identification number. | 2685 | 2733
D | 4.1 | Plant_ID | Table D-6 | Act_Pond_Unit_Liner | plant_id | Number (Double) | Plant identification number. | 2686 | 2745
D | 4.1 | Plant_ID | Table D-7 | Act_Pond_Chem_Addn | plant_id | Number (Double) | Plant identification number | 2687 | 2753
D | 4.1 | Pond_ID |  | Act_Pond_Unit | Pond_ID | Text | Pond/impoundment unit identification. | 2688 | 2685
D | 4.1 | Pond_ID | Table D-5 | Act_Pond_Unit_Dimensions | Pond_ID | Text | Pond/impoundment system identification. | 2689 | 2734
D | 4.1 | Pond_ID | Table D-6 | Act_Pond_Unit_Liner | Pond_ID | Text | Pond/impoundment identification. | 2690 | 2746
D | 4.1 | Pond_ID | Table D-7 | Act_Pond_Chem_Addn | Pond_ID | Text | Pond/impoundment unit identification. | 2691 | 2754
D | 4.1 | D4-2 |  | Act_Pond_Unit | cbi_Act_Pond_Res_Time | Yes/No | CBI designation checkbox for QD4-2. | 2692 | 2686
D | 4.1 | D4-2 |  | Act_Pond_Unit | Act_Pond_Res_Time | Number (Double) | Pond unit residence time in hours. | 2693 | 2687
D | 4.1 | D4-2 |  | Act_Pond_Unit | Act_Pond_Life | Number (Double) | Life of pond unit in years. | 2694 | 2688
D | 4.1 | D4-2 |  | Act_Pond_Unit | Act_Pond_Cells | Number (Double) | Number of cells in pond unit. | 2695 | 2689
D | 4.1 | D4-3 | Table D-5 | Act_Pond_Unit_Dimensions | cbi_Act_Pond_Dimensions | Yes/No | CBI designation checkbox for QD4-3. | 2696 | 2735
D | 4.1 | D4-3 | Table D-5 | Act_Pond_Unit_Dimensions | Act_Status | Text | Status of dimension: original, current, or expected close. | 2697 | 2736
D | 4.1 | D4-3 | Table D-5 | Act_Pond_Unit_Dimensions | Act_Volume | Number (Double) | Volume of pond unit in ft3. | 2698 | 2737
D | 4.1 | D4-3 | Table D-5 | Act_Pond_Unit_Dimensions | Act_SA | Number (Double) | Surface area of pond in ft2. | 2699 | 2738
D | 4.1 | D4-3 | Table D-5 | Act_Pond_Unit_Dimensions | Act_Bot_Elevation | Number (Double) | Bottom elevation of pond in ft. | 2700 | 2739
D | 4.1 | D4-3 | Table D-5 | Act_Pond_Unit_Dimensions | Act_Top_Elevation | Number (Double) | Top elevation of pond in ft, height of berm/dam. | 2701 | 2740
D | 4.1 | D4-3 | Table D-5 | Act_Pond_Unit_Dimensions | Act_Freeboard | Number (Double) | Freeboard height in ft. | 2702 | 2741
D | 4.1 | D4-3 | Table D-5 | Act_Pond_Unit_Dimensions | Act_Max_Ht_Berms | Number (Double) | Maximum height of berms/dams above grade in ft. | 2703 | 2742
D | 4.1 | D4-3 | Table D-5 | Act_Pond_Unit_Dimensions | Act_Tot_Solids | Text | Total amount of solids placed in the pond in tons. | 2704 | 2743
D | 4.1 | D4-3 | Table D-5 | Act_Pond_Unit_Dimensions | Act_Exp_Close | Text | Expected year of closure/retirement for pond. | 2705 | 2744
D | 4.1 | D4-4 |  | Act_Pond_Unit | cbi_Act_Pond_Liner | Yes/No | CBI designation checkbox for QD4-4. | 2706 | 2690
D | 4.1 | D4-4 |  | Act_Pond_Unit | Act_Pond_Liner | Text | Yes/no/na if the pond unit has a liner. | 2707 | 2691
D | 4.1 | D4-4 | Table D-6 | Act_Pond_Unit_Liner | cbi_Act_Pond_Liner | Yes/No | CBI designation checkbox for QD4-4. | 2708 | 2747
D | 4.1 | D4-4 | Table D-6 | Act_Pond_Unit_Liner | Act_Liner_Nmbr | Number (Double) | Liner layer number (numbered from inner to outer layer). | 2709 | 2748
D | 4.1 | D4-4 | Table D-6 | Act_Pond_Unit_Liner | Act_Liner_Type | Text | Type of liner: compacted clay, geosynthetic clay, HPDE, or other. | 2710 | 2749
D | 4.1 | D4-4 | Table D-6 | Act_Pond_Unit_Liner | Act_Liner_Type_Other | Text | Plant provided explanation for 'other'. | 2711 | 2750
D | 4.1 | D4-4 | Table D-6 | Act_Pond_Unit_Liner | Act_Liner_Thick | Number (Double) | Thickness of liner layer in cm. | 2712 | 2751
D | 4.1 | D4-4 | Table D-6 | Act_Pond_Unit_Liner | Act_Liner_Perm | Number (Double) | Permeability of liner layer in cm/sec. | 2713 | 2752
D | 4.1 | D4-5 |  | Act_Pond_Unit | cbi_Pond_Drdg | Yes/No | CBI designation checkbox for QD4-5. | 2714 | 2692
D | 4.1 | D4-5 |  | Act_Pond_Unit | Act_Pond_Drdg | Text | Yes/no/na if pond unit has ever been dredged. | 2715 | 2693
D | 4.1 | D4-5 |  | Act_Pond_Unit | Act_Pond_Drdg_Yr | Number (Double) | Year of last dredging. | 2716 | 2694
D | 4.1 | D4-5 |  | Act_Pond_Unit | Act_Pond_Drdg_Freq_Yr | Number (Double) | Frequency of dredging in the year it was last dredged, days per year. | 2717 | 2695
D | 4.1 | D4-5 |  | Act_Pond_Unit | Act_Pond_Drdg_AmtRem_Yr | Number (Double) | Amount removed in last year of dredging, tons. | 2718 | 2696
D | 4.1 | D4-5 |  | Act_Pond_Unit | Act_Pond_Drdg_NmbrTimes_5Yr | Number (Double) | Number of dredgings in last 5 years. | 2719 | 2697
D | 4.1 | D4-5 |  | Act_Pond_Unit | Act_Pond_Drgd_NmbrDays_5Yr | Number (Double) | Number of days dredged in last 5 years. | 2720 | 2698
D | 4.1 | D4-5 |  | Act_Pond_Unit | Act_Pond_Drgd_AmtRem_5Yr | Number (Double) | Amount removed in last 5 years, tons. | 2721 | 2699
D | 4.1 | D4-6 |  | Act_Pond_Unit | cbi_Act_Drdg_Transfer | Yes/No | CBI designation checkbox for QD4-6. | 2722 | 2700
D | 4.1 | D4-6 |  | Act_Pond_Unit | Act_Drdg_Transfer | Text | Indication of where dredged solids are transferred, used in construction, landfill, sold, or other. | 2723 | 2701
D | 4.1 | D4-6 |  | Act_Pond_Unit | Act_Drdg_Transfer_Other | Text | Plant explanation of location for dredged solids. | 2724 | 2702
D | 4.1 | D4-7 |  | Act_Pond_Unit | cbi_Act_Pond_Expand | Yes/No | CBI designation checkbox for QD4-7. | 2725 | 2703
D | 4.1 | D4-7 |  | Act_Pond_Unit | Act_Pond_Expand | Text | Yes/no/na if the pond has been expanded since being built. | 2726 | 2704
D | 4.1 | D4-8 |  | Act_Pond_Unit | cbi_Act_Expand_Type | Yes/No | CBI designation checkbox for QD4-8. | 2727 | 2705
D | 4.1 | D4-8 |  | Act_Pond_Unit | Act_Expand_Type | Text | Indication of type of expansion, lateral, vertical, or both. | 2728 | 2706
D | 4.1 | D4-9 |  | Act_Pond_Unit | cbi_Act_Expand_Desc | Yes/No | CBI designation checkbox for QD4-9. | 2729 | 2707
D | 4.1 | D4-9 |  | Act_Pond_Unit | Act_Expand_Desc | Text | Plant description of any expansions since 1/1/2000. | 2730 | 2708
D | 4.1 | D4-9 |  | Act_Pond_Unit | Act_Expand_Cost | Number (Double) | Total cost of any expansion since 1/1/2000. | 2731 | 2709
D | 4.1 | D4-10 |  | Act_Pond_Unit | cbi_Act_Trgtd_Pollutants | Yes/No | CBI designation checkbox for QD4-10. | 2732 | 2710
D | 4.1 | D4-10 |  | Act_Pond_Unit | Act_Trgtd_Metals | Text | Checkbox to indicate metal as targeted pollutant. | 2733 | 2711
D | 4.1 | D4-10 |  | Act_Pond_Unit | Act_Trgtd_Metals_Specify | Text | Specific type of metal targeted. | 2734 | 2712
D | 4.1 | D4-10 |  | Act_Pond_Unit | Act_Trgtd_TSS | Text | Checkbox to indicate TSS as targeted pollutant. | 2735 | 2713
D | 4.1 | D4-10 |  | Act_Pond_Unit | Act_Trgtd_Ntr | Text | Checkbox to indicate nitrogen compounds as targeted pollutant. | 2736 | 2714
D | 4.1 | D4-10 |  | Act_Pond_Unit | Act_Trgtd_Org_Acids | Text | Checkbox to indicate organic acids as targeted pollutant. | 2737 | 2715
D | 4.1 | D4-10 |  | Act_Pond_Unit | Act_Trgtd_Chlor_Oxidizing | Text | Checkbox to indicate chlorine and other oxidizing agents as targeted pollutants. | 2738 | 2716
D | 4.1 | D4-10 |  | Act_Pond_Unit | Act_Trgtd_OandG | Text | Checkbox to indicate oil and grease as targeted pollutant. | 2739 | 2717
D | 4.1 | D4-10 |  | Act_Pond_Unit | Act_Trgtd_Other | Text | Checkbox to indicate plant targets other pollutants not listed. | 2740 | 2718
D | 4.1 | D4-10 |  | Act_Pond_Unit | Act_Trgtd_Other_Specify | Text | Other targeted pollutants not in listed on survey. | 2741 | 2719
D | 4.1 | D4-10 |  | Act_Pond_Unit | Act_Trgtd_NA | Text | Checkbox to indicate no pollutants are targeted for removal by pond. | 2742 | 2720
D | 4.1 | D4-11 |  | Act_Pond_Unit | cbi_Act_Poll_Lim_Driver | Yes/No | CBI designation checkbox for QD4-11. | 2743 | 2721
D | 4.1 | D4-11 |  | Act_Pond_Unit | Act_Poll_1 | Text | Name of first pollutant driving operation of pond. | 2744 | 2722
D | 4.1 | D4-11 |  | Act_Pond_Unit | Act_Lim_1 | Number (Double) | Limitation of first pollutant. | 2745 | 2723
D | 4.1 | D4-11 |  | Act_Pond_Unit | Act_Lim_Unit_1 | Text | Units for limitation of first pollutant. | 2746 | 2724
D | 4.1 | D4-11 |  | Act_Pond_Unit | Act_Poll_2 | Text | Name of second pollutant driving operation of pond. | 2747 | 2725
D | 4.1 | D4-11 |  | Act_Pond_Unit | Act_Lim_2 | Number (Double) | Limitation of second pollutant. | 2748 | 2726
D | 4.1 | D4-11 |  | Act_Pond_Unit | Act_Lim_Unit_2 | Text | Units for limitation of second pollutant. | 2749 | 2727
D | 4.1 | D4-11 |  | Act_Pond_Unit | Act_Poll_3 | Text | Name of third pollutant driving operation of pond. | 2750 | 2728
D | 4.1 | D4-11 |  | Act_Pond_Unit | Act_Lim_3 | Number (Double) | Limitation of third pollutant. | 2751 | 2729
D | 4.1 | D4-11 |  | Act_Pond_Unit | Act_Lim_Unit_3 | Text | Units for limitation of third pollutant. | 2752 | 2730
D | 4.1 | D4-12 |  | Act_Pond_Unit | Act_cbi_Add_Chem_Pond | Yes/No | CBI designation checkbox for QD4-12. | 2753 | 2731
D | 4.1 | D4-12 |  | Act_Pond_Unit | Act_Add_Chem_Pond | Text | Yes/no/na if plant added chemicals to pond in 2009. | 2754 | 2732
D | 4.1 | D4-12 | Table D-7 | Act_Pond_Chem_Addn | cbi_Act_Chem_Addn | Yes/No | CBI designation checkbox for QD4-12 | 2755 | 2755
D | 4.1 | D4-12 | Table D-7 | Act_Pond_Chem_Addn | Act_Chem_Type | Text | Chemical type | 2756 | 2756
D | 4.1 | D4-12 | Table D-7 | Act_Pond_Chem_Addn | Act_Chem_Trade | Text | Trade name of chemical being added | 2757 | 2757
D | 4.1 | D4-12 | Table D-7 | Act_Pond_Chem_Addn | Act_Chem_Manu | Text | Manufacturer of chemical | 2758 | 2758
D | 4.1 | D4-12 | Table D-7 | Act_Pond_Chem_Addn | Act_Chem_Purpose | Text | Purpose of chemical addition | 2759 | 2759
D | 4.1 | D4-12 | Table D-7 | Act_Pond_Chem_Addn | Act_Chem_Location | Text | Location of chemical addition | 2760 | 2760
D | 4.1 | D4-12 | Table D-7 | Act_Pond_Chem_Addn | Act_Chem_Avg_Dose | Number (Double) | Average dose concentration (g/L) of chemical | 2761 | 2761
D | 4.1 | D4-12 | Table D-7 | Act_Pond_Chem_Addn | Act_Chem_Add_Rate | Number (Double) | Average addition rate (value) | 2762 | 2762
D | 4.1 | D4-12 | Table D-7 | Act_Pond_Chem_Addn | Act_Chem_Add_Rate_Unit | Text | Average addition rate (gpd or lb/day) | 2763 | 2763
D | 4.1 | D4-12 | Table D-7 | Act_Pond_Chem_Addn | Act_Chem_Add_Rate_Type | Text | Average addition rate (solid or liquid) | 2764 | 2764
D | 4.1 | D4-12 | Table D-7 | Act_Pond_Chem_Addn | Act_Chem_Freq | Number (Double) | Frequency of addition (dpy) | 2765 | 2765
D | 4.2 | Plant_ID |  | Clsd_Pond_Unit | plant_id | Number (Double) | Plant identification number. | 2766 | 2766
D | 4.2 | Plant_ID | Table D-8 | Clsd_Pond_Unit_Dimensions | plant_id | Number (Double) | Plant identification number. | 2767 | 2794
D | 4.2 | Plant_ID | Table D-9 | Clsd_Pond_Unit_Liner | plant_id | Number (Double) | Pond identification number. | 2768 | 2805
D | 4.2 | Plant_ID | Table D-10 | Clsd_Pond_Unit_Cap | plant_id | Number (Double) | Plant identification number. | 2769 | 2813
D | 4.2 | Pond_ID |  | Clsd_Pond_Unit | Pond_ID | Text | Pond/impoundment system identification. | 2770 | 2767
D | 4.2 | Pond_ID | Table D-8 | Clsd_Pond_Unit_Dimensions | Pond_ID | Text | Pond/impoundment system identification. | 2771 | 2795
D | 4.2 | Pond_ID | Table D-9 | Clsd_Pond_Unit_Liner | Pond_ID | Text | Pond/impoundment identification. | 2772 | 2806
D | 4.2 | Pond_ID | Table D-10 | Clsd_Pond_Unit_Cap | Pond_ID | Text | Pond/impoundment identification. | 2773 | 2814
D | 4.2 | D4-14 |  | Clsd_Pond_Unit | cbi_Clsd_Pond_Date | Yes/No | CBI designation checkbox for QD4-14. | 2774 | 2768
D | 4.2 | D4-14 |  | Clsd_Pond_Unit | Clsd_Pond_Date | Date/Time | Date pond was closed. | 2775 | 2769
D | 4.2 | D4-14 |  | Clsd_Pond_Unit | Clsd_Pond_Life | Number (Double) | Life of pond unit in actual years. | 2776 | 2770
D | 4.2 | D4-14 |  | Clsd_Pond_Unit | Clsd_Pond_Cells | Number (Double) | Number of cells in pond unit. | 2777 | 2771
D | 4.2 | D4-15 | Table D-8 | Clsd_Pond_Unit_Dimensions | cbi_Clsd_Pond_Dimensions | Yes/No | CBI designation checkbox for QD4-15. | 2778 | 2796
D | 4.2 | D4-15 | Table D-8 | Clsd_Pond_Unit_Dimensions | Clsd_Status | Text | Status of dimension: original or end of life. | 2779 | 2797
D | 4.2 | D4-15 | Table D-8 | Clsd_Pond_Unit_Dimensions | Clsd_Volume | Number (Double) | Volume of pond unit in ft3. | 2780 | 2798
D | 4.2 | D4-15 | Table D-8 | Clsd_Pond_Unit_Dimensions | Clsd_SA | Number (Double) | Surface area of pond in ft2. | 2781 | 2799
D | 4.2 | D4-15 | Table D-8 | Clsd_Pond_Unit_Dimensions | Clsd_Bot_Elevation | Number (Double) | Bottom elevation of pond in ft. | 2782 | 2800
D | 4.2 | D4-15 | Table D-8 | Clsd_Pond_Unit_Dimensions | Clsd_Top_Elevation | Number (Double) | Top elevation of pond in ft, height of berm/dam. | 2783 | 2801
D | 4.2 | D4-15 | Table D-8 | Clsd_Pond_Unit_Dimensions | Clsd_Freeboard | Number (Double) | Freeboard height in ft. | 2784 | 2802
D | 4.2 | D4-15 | Table D-8 | Clsd_Pond_Unit_Dimensions | Clsd_Max_Ht_Berms | Number (Double) | Maximum height of berm/dams above grade in ft. | 2785 | 2803
D | 4.2 | D4-15 | Table D-8 | Clsd_Pond_Unit_Dimensions | Clsd_Tot_Solids | Text | Total amount of solids placed in the pond in tons. | 2786 | 2804
D | 4.2 | D4-16 |  | Clsd_Pond_Unit | cbi_Clsd_Pond_Liner | Yes/No | CBI designation checkbox for QD4-16. | 2787 | 2772
D | 4.2 | D4-16 |  | Clsd_Pond_Unit | Clsd_Pond_Liner | Text | Yes/no if pond has a liner. | 2788 | 2773
D | 4.2 | D4-16 | Table D-9 | Clsd_Pond_Unit_Liner | cbi_Clsd_Pond_Liner | Yes/No | CBI designation checkbox for QD4-16. | 2789 | 2807
D | 4.2 | D4-16 | Table D-9 | Clsd_Pond_Unit_Liner | Clsd_Liner_Nmbr | Number (Double) | Liner layer number (numbered from inner to outer layer). | 2790 | 2808
D | 4.2 | D4-16 | Table D-9 | Clsd_Pond_Unit_Liner | Clsd_Liner_Type | Text | Type of liner: compacted clay, geosynthetic clay, HPDE, or other. | 2791 | 2809
D | 4.2 | D4-16 | Table D-9 | Clsd_Pond_Unit_Liner | Clsd_Liner_Type_Other | Text | Plant provided explanation for 'other'. | 2792 | 2810
D | 4.2 | D4-16 | Table D-9 | Clsd_Pond_Unit_Liner | Clsd_Liner_Thick | Number (Double) | Thickness of liner layer in cm. | 2793 | 2811
D | 4.2 | D4-16 | Table D-9 | Clsd_Pond_Unit_Liner | Clsd_Liner_Perm | Number (Double) | Permeability of liner layer in cm/sec. | 2794 | 2812
D | 4.2 | D4-17 |  | Clsd_Pond_Unit | cbi_Clsd_Pond_Cap | Yes/No | CBI designation checkbox for QD4-17. | 2795 | 2774
D | 4.2 | D4-17 |  | Clsd_Pond_Unit | Clsd_Pond_Cap | Text | Yes/no if pond has a cap/cover. | 2796 | 2775
D | 4.2 | D4-17 | Table D-10 | Clsd_Pond_Unit_Cap | cbi_Clsd_Pond_Cap | Yes/No | CBI designation checkbox for QD4-17. | 2797 | 2815
D | 4.2 | D4-17 | Table D-10 | Clsd_Pond_Unit_Cap | Clsd_Cap_Nmbr | Number (Double) | Cap/cover layer number (numbered from inner to outer layer). | 2798 | 2816
D | 4.2 | D4-17 | Table D-10 | Clsd_Pond_Unit_Cap | Clsd_Cap_Type | Text | Type of cap/cover: compacted clay, geosynthetic clay, vegetative, HPDE, or other. | 2799 | 2817
D | 4.2 | D4-17 | Table D-10 | Clsd_Pond_Unit_Cap | Clsd_Cap_Type_Other | Text | Plant provided explanation for 'other'. | 2800 | 2818
D | 4.2 | D4-17 | Table D-10 | Clsd_Pond_Unit_Cap | Clsd_Cap_Thick | Number (Double) | Thickness of cap/cover in cm. | 2801 | 2819
D | 4.2 | D4-17 | Table D-10 | Clsd_Pond_Unit_Cap | Clsd_Cap_Perm | Number (Double) | Permeability of cap/cover in cm/sec. | 2802 | 2820
D | 4.2 | D4-18 |  | Clsd_Pond_Unit | cbi_Clsd_Pond_Expand | Yes/No | CBI designation checkbox for QD4-18. | 2803 | 2776
D | 4.2 | D4-18 |  | Clsd_Pond_Unit | Clsd_Pond_Expand | Text | Yes/no if the pond was expanded during its life. | 2804 | 2777
D | 4.2 | D4-19 |  | Clsd_Pond_Unit | cbi_Clsd_Expand_Type | Yes/No | CBI designation checkbox for QD4-19. | 2805 | 2778
D | 4.2 | D4-19 |  | Clsd_Pond_Unit | Clsd_Expand_Type | Text | Indication of type of expansion: lateral, vertical, or both. | 2806 | 2779
D | 4.2 | D4-20 |  | Clsd_Pond_Unit | cbi_Clsd_Expand_Desc | Yes/No | CBI designation checkbox for QD4-20. | 2807 | 2780
D | 4.2 | D4-20 |  | Clsd_Pond_Unit | Clsd_Expand_Desc | Text | Plant provided description of expansions since 1/1/2000. | 2808 | 2781
D | 4.2 | D4-20 |  | Clsd_Pond_Unit | Clsd_Expand_Cost | Number (Double) | Total cost of expansions since 1/1/2000. | 2809 | 2782
D | 4.2 | D4-21 |  | Clsd_Pond_Unit | cbi_Close_Plan | Yes/No | CBI designation checkbox for qD4-21. | 2810 | 2783
D | 4.2 | D4-21 |  | Clsd_Pond_Unit | Close_Plan | Text | Yes/no if the plant has a closure plan for the pond unit. | 2811 | 2784
D | 4.2 | D4-22 |  | Clsd_Pond_Unit | cbi_Close_Desc | Yes/No | CBI designation checkbox for QD4-22. | 2812 | 2785
D | 4.2 | D4-22 |  | Clsd_Pond_Unit | Close_Desc | Memo | Plant provided description of closure plan. | 2813 | 2786
D | 4.2 | D4-22 |  | Clsd_Pond_Unit | Close_Plan_Attached | Text | Checkbox to indicate if closure plan is attached. | 2814 | 2787
D | 4.2 | D4-23 |  | Clsd_Pond_Unit | cbi_Build_On_Clsd | Yes/No | CBI designation checkbox for QD4-23. | 2815 | 2788
D | 4.2 | D4-23 |  | Clsd_Pond_Unit | Build_On_Clsd | Text | Yes/no if plant has built any structures on top of closed pond. | 2816 | 2789
D | 4.2 | D4-23 |  | Clsd_Pond_Unit | Build_On_Clsd_Desc | Text | Plant provided description of structure and challenges in building on closed pond. | 2817 | 2790
D | 4.2 | D4-24 |  | Clsd_Pond_Unit | cbi_Long_Monitoring | Yes/No | CBI designation checkbox for QD4-24. | 2818 | 2791
D | 4.2 | D4-24 |  | Clsd_Pond_Unit | Long_Monitoring | Text | Yes/no if plant performs or intends to perform long-term groundwater, soil, or overflow monitoring of pond. | 2819 | 2792
D | 4.2 | D4-24 |  | Clsd_Pond_Unit | Long_Monitoring_Plan | Text | Description of monitoring plan. | 2820 | 2793
D | 5.1 | Plant_ID |  | WWT_System_Information | plant_id | Number (Double) | Plant identification number. | 2821 | 2821
D | 5.1 | Plant_ID |  | WWT_Pollutants | plant_id | Number (Double) | Plant identification number. | 2822 | 2842
D | 5.1 | Plant_ID | Table D-11 | WWT_Units | plant_id | Number (Double) | Plant identification number. | 2823 | 2868
D | 5.1 | Plant_ID | Table D-12 | WWTS_Pld_Improvements | plant_id | Number (Double) | Plant identification number. | 2824 | 2892
D | 5.1 | WWTS_ID |  | WWT_System_Information | System_ID | Text | Wastewater treatment system identification. | 2825 | 2822
D | 5.1 | WWTS_ID |  | WWT_Pollutants | System_ID | Text | Wastewater treatment system identification. | 2826 | 2843
D | 5.1 | WWTS_ID | Table D-11 | WWT_Units | System_ID | Text | Wastewater treatment system identification. | 2827 | 2869
D | 5.1 | WWTS_ID | Table D-12 | WWTS_Pld_Improvements | System_ID | Text | Wastewater treatment system identification. | 2828 | 2893
D | 5.1 | D5-2 | Table D-11 | WWT_Units | cbi_WWTS_Units | Yes/No | CBI designation checkbox for QD5-2. | 2829 | 2870
D | 5.1 | D5-2 | Table D-11 | WWT_Units | WWTU_ID | Text | Wastewater treatment unit identification. | 2830 | 2871
D | 5.1 | D5-2 | Table D-11 | WWT_Units | WWTU_ID_Other | Text | Plant specified WWT unit identification. | 2831 | 2872
D | 5.1 | D5-2 | Table D-11 | WWT_Units | Pond_ID | Text | Pond identification, used if wastewater treatment unit is a pond. | 2832 | 2873
D | 5.1 | D5-2 | Table D-11 | WWT_Units | WWTU_Plant_Desig | Text | Plant's name for wastewater treatment unit. | 2833 | 2874
D | 5.1 | D5-2 | Table D-11 | WWT_Units | WWTU_Date_Add | Date/Time | Date unit was added to wastewater treatment system. | 2834 | 2875
D | 5.1 | D5-2 | Table D-11 | WWT_Units | WWTU_Volume | Number (Double) | Volume of wastewater treatment unit, in ft3. | 2835 | 2876
D | 5.1 | D5-2 | Table D-11 | WWT_Units | WWTU_Footprint | Number (Double) | Footprint or surface area of wastewater treatment unit, in ft2. | 2836 | 2877
D | 5.1 | D5-2 | Table D-11 | WWT_Units | WWTU_Res_Time | Number (Double) | Residence time of wastewater treatment unit, in hours. | 2837 | 2878
D | 5.1 | D5-2 | Table D-11 | WWT_Units | WWTU_MOC_316L | Text | Checkbox to indicate material of construction is 316L stainless steel. | 2838 | 2879
D | 5.1 | D5-2 | Table D-11 | WWT_Units | WWTU_MOC_317LM | Text | Checkbox to indicate material of construction is 317LM stainless steel. | 2839 | 2880
D | 5.1 | D5-2 | Table D-11 | WWT_Units | WWTU_MOC_317MN | Text | Checkbox to indicate material of construction is 317LMN stainless steel. | 2840 | 2881
D | 5.1 | D5-2 | Table D-11 | WWT_Units | WWTU_MOC_255 | Text | Checkbox to indicate material of construction is 255 stainless steel. | 2841 | 2882
D | 5.1 | D5-2 | Table D-11 | WWT_Units | WWTU_MOC_2205 | Text | Checkbox to indicate material of construction is 2205 stainless steel. | 2842 | 2883
D | 5.1 | D5-2 | Table D-11 | WWT_Units | WWTU_MOC_625 | Text | Checkbox to indicate material of construction is 625 stainless steel. | 2843 | 2884
D | 5.1 | D5-2 | Table D-11 | WWT_Units | WWTU_MOC_CarbonStl | Text | Checkbox to indicate material of construction is carbon steel. | 2844 | 2885
D | 5.1 | D5-2 | Table D-11 | WWT_Units | WWTU_MOC_Carbon_Lined | Text | Checkbox to indicate material of construction is lined carbon steel. | 2845 | 2886
D | 5.1 | D5-2 | Table D-11 | WWT_Units | WWTU_MOC_Carbon_Liner | Text | Plant specified liner material for those units that are lined carbon steel. | 2846 | 2887
D | 5.1 | D5-2 | Table D-11 | WWT_Units | WWTU_MOC_Fiberglass | Text | Checkbox to indicate material of construction is fiberglass. | 2847 | 2888
D | 5.1 | D5-2 | Table D-11 | WWT_Units | WWTU_MOC_Titanium | Text | Checkbox to indicate material of construction is titanium. | 2848 | 2889
D | 5.1 | D5-2 | Table D-11 | WWT_Units | WWTU_MOC_Other | Text | Checkbox to indicate material of construction is other, not one of those listed. | 2849 | 2890
D | 5.1 | D5-2 | Table D-11 | WWT_Units | WWTU_MOC_Other Desc | Text | Description of material of construction. | 2850 | 2891
D | 5.1 | D5-3 |  | WWT_System_Information | cbi_WWTS_Info | Yes/No | CBI designation checkbox for QD5-3. | 2851 | 2823
D | 5.1 | D5-3 |  | WWT_System_Information | WWTS_Info_Avg_Des_Flow | Number (Double) | Average design flow rate of WWTS in gallons per minute. | 2852 | 2824
D | 5.1 | D5-3 |  | WWT_System_Information | WWTS_Info_Max_Des_Flow | Number (Double) | Maximum design flow rate of WWTS in gallons per minute. | 2853 | 2825
D | 5.1 | D5-3 |  | WWT_System_Information | WWTS_Info_Typ_Flow | Number (Double) | Typical flow rate of WWTS in 2009 in gallons per minute. | 2854 | 2826
D | 5.1 | D5-3 |  | WWT_System_Information | WWTS_Info_Max_Daily_GPM | Number (Double) | Maximum daily flow rate of WWTS in 2009 in gallons per minute. | 2855 | 2827
D | 5.1 | D5-3 |  | WWT_System_Information | WWTS_Info_Max_Daily_GPD | Number (Double) | Maximum daily flow rate of WWTS in 2009 in gallons per day. | 2856 | 2828
D | 5.1 | D5-3 |  | WWT_System_Information | WWTS_Info_Duration | Number (Double) | Duration of effluent transfers from WWTS in 2009 in hours per day. | 2857 | 2829
D | 5.1 | D5-3 |  | WWT_System_Information | WWTS_Info_Frequency | Number (Double) | Frequency of effluent transfers from WWTS in 209 in days per year. | 2858 | 2830
D | 5.1 | D5-4 |  | WWT_Pollutants | cbi_WWTS_Trgtd_Pollutants | Yes/No | CBI designation checkbox for QD5-4. | 2859 | 2844
D | 5.1 | D5-4 |  | WWT_Pollutants | WWTS_Trgtd_Metals | Text | Checkbox to indicate metal as targeted pollutant. | 2860 | 2845
D | 5.1 | D5-4 |  | WWT_Pollutants | WWTS_Trgtd_Metals_Specify | Text | Specify type of metal targeted. | 2861 | 2846
D | 5.1 | D5-4 |  | WWT_Pollutants | WWTS_Trgtd_TSS | Text | Checkbox to indicate TSS as targeted pollutant. | 2862 | 2847
D | 5.1 | D5-4 |  | WWT_Pollutants | WWTS_Trgtd_Ntr | Text | Checkbox to indicate nitrogen compounds as targeted pollutant. | 2863 | 2848
D | 5.1 | D5-4 |  | WWT_Pollutants | WWTS_Trgtd_Org_Acids | Text | Checkbox to indicate organic acids as targeted pollutant. | 2864 | 2849
D | 5.1 | D5-4 |  | WWT_Pollutants | WWTS_Trgtd_Chlor_Oxidizing | Text | Checkbox to indicate chlorine and other oxidizing agents as targeted pollutants. | 2865 | 2850
D | 5.1 | D5-4 |  | WWT_Pollutants | WWTS_Trgtd_OandG | Text | Checkbox to indicate oil and grease as targeted pollutant. | 2866 | 2851
D | 5.1 | D5-4 |  | WWT_Pollutants | WWTS_Trgtd_Other | Text | Checkbox to indicate plant targets other pollutants not listed. | 2867 | 2852
D | 5.1 | D5-4 |  | WWT_Pollutants | WWTS_Trgtd_Other_Specify | Text | Other targeted pollutants not listed on survey. | 2868 | 2853
D | 5.1 | D5-4 |  | WWT_Pollutants | WWTS_Trgtd_NA | Text | Checkbox to indicate no pollutants are targeted for removal by pond. | 2869 | 2854
D | 5.1 | D5-5 |  | WWT_Pollutants | cbi_WWTS_Poll_Lim_Driver | Yes/No | CBI designation checkbox for QD5-5. | 2870 | 2855
D | 5.1 | D5-5 |  | WWT_Pollutants | WWTS_Poll_1 | Text | Name of first pollutant driving operation of pond. | 2871 | 2856
D | 5.1 | D5-5 |  | WWT_Pollutants | WWTS_Lim_1 | Number (Double) | Limitation of first pollutant. | 2872 | 2857
D | 5.1 | D5-5 |  | WWT_Pollutants | WWTS_Lim_Unit_1 | Text | Units for limitation of first pollutant. | 2873 | 2858
D | 5.1 | D5-5 |  | WWT_Pollutants | WWTS_Poll_2 | Text | Name of second pollutant driving operation of pond. | 2874 | 2859
D | 5.1 | D5-5 |  | WWT_Pollutants | WWTS_Lim_2 | Number (Double) | Limitation of second pollutant. | 2875 | 2860
D | 5.1 | D5-5 |  | WWT_Pollutants | WWTS_Lim_Unit_2 | Text | Units for limitation of second pollutant. | 2876 | 2861
D | 5.1 | D5-5 |  | WWT_Pollutants | WWTS_Poll_3 | Text | Name of third pollutant driving operation of pond. | 2877 | 2862
D | 5.1 | D5-5 |  | WWT_Pollutants | WWTS_Lim_3 | Number (Double) | Limitation of third pollutant. | 2878 | 2863
D | 5.1 | D5-5 |  | WWT_Pollutants | WWTS_Lim_Unit_3 | Text | Units for limitation of third pollutant. | 2879 | 2864
D | 5.1 | D5-6 |  | WWT_System_Information | cbi_Sulf_Addn_Capbl | Yes/No | CBI designation checkbox for QD5-6. | 2880 | 2831
D | 5.1 | D5-6 |  | WWT_System_Information | Sulf_Addn_Capbl | Text | Yes/no if WWTS is capable of performing sulfide addition. | 2881 | 2832
D | 5.1 | D5-7 |  | WWT_System_Information | cbi_Current_Sulf_Addn | Yes/No | CBI designation checkbox for QD5-7. | 2882 | 2833
D | 5.1 | D5-7 |  | WWT_System_Information | Current_Sulf_Addn | Text | Yes/no if the plant is currently performing sulfide addition. | 2883 | 2834
D | 5.1 | D5-8 |  | WWT_System_Information | cbi_Climate | Yes/No | CBI designation checkbox for QD5-8. | 2884 | 2835
D | 5.1 | D5-8 |  | WWT_System_Information | Climate | Memo | Information on impacts climate had, or will have, on installation of the WWTS. | 2885 | 2836
D | 5.1 | D5-9 |  | WWT_System_Information | cbi_Space_Avail | Yes/No | CBI designation checkbox for QD5-9. | 2886 | 2837
D | 5.1 | D5-9 |  | WWT_System_Information | Space_Avail | Memo | Information on impacts space availability had, or will have, on design and/or cost of WWTS. | 2887 | 2838
D | 5.1 | D5-10 |  | WWT_System_Information | cbi_Bid_Proposal | Yes/No | CBI designation checkbox for QD5-10. | 2888 | 2839
D | 5.1 | D5-10 |  | WWT_System_Information | Bid_Proposal | Text | Yes/no if plant has attached big proposal/engineering report for proposal or report prepared since 1/1/1995 for WWTS. | 2889 | 2840
D | 5.1 | D5-10 |  | WWT_System_Information | No_Bid_Explanation | Text | Explanation of why plant has not attached bid proposal. | 2890 | 2841
D | 5.1 | D5-11 | Table D-12 | WWTS_Pld_Improvements | cbi_WWTS_Pld_Imprvts | Yes/No | CBI designation checkbox for QD5-11. | 2891 | 2894
D | 5.1 | D5-11 | Table D-12 | WWTS_Pld_Improvements | WWTU_ID | Text | Wastewater treatment unit identification. | 2892 | 2895
D | 5.1 | D5-11 | Table D-12 | WWTS_Pld_Improvements | WWTU_ID_Other | Text | Plant specified WWT unit identification. | 2893 | 2896
D | 5.1 | D5-11 | Table D-12 | WWTS_Pld_Improvements | Pond_ID | Text | Pond identification, used if wastewater treatment unit is a pond. | 2894 | 2897
D | 5.1 | D5-11 | Table D-12 | WWTS_Pld_Improvements | Pld_WWTS_Desc | Text | Description of planned improvement to WWTS unit. | 2895 | 2898
D | 5.1 | D5-11 | Table D-12 | WWTS_Pld_Improvements | Pld_WWTS_Exp_Date | Text | Date improvement is expected to occur. | 2896 | 2899
D | 5.1 | D5-11 | Table D-12 | WWTS_Pld_Improvements | Pld_WWTS_Cap_Cost | Number (Double) | Total capital cost of WWTS unit improvement. | 2897 | 2900
D | 5.1 | D5-12 |  | WWT_Pollutants | cbi_Fut_Lim_Chng | Yes/No | CBI designation checkbox for QD5-12. | 2898 | 2865
D | 5.1 | D5-12 |  | WWT_Pollutants | Fut_Lim_Chng | Text | Yes/no if planned improvements to WWTS, or entire future WWTS, is in preparation for future potential limit changes. | 2899 | 2866
D | 5.1 | D5-12 |  | WWT_Pollutants | Fut_Lim_Chng_Desc | Text | Description of which pollutant and/or limits the improvement or system will target. | 2900 | 2867
D | 5.2 | Plant_ID | Table D-13 | WWTU_Chem_Addn | plant_id | Number (Double) | Plant identification number. | 2901 | 2901
D | 5.2 | Plant_ID |  | WWTU_Chem_Addn_Info | plant_id | Number (Double) | Plant identification number. | 2902 | 2915
D | 5.2 | WWTS_ID | Table D-13 | WWTU_Chem_Addn | WWTS_id | Text | Wastewater treatment system identification. | 2903 | 2902
D | 5.2 | WWTS_ID |  | WWTU_Chem_Addn_Info | WWTS_id | Text | Wastewater treatment system identification. | 2904 | 2916
D | 5.2 | D5-13 | Table D-13 | WWTU_Chem_Addn | cbi_WWTU_Chem_Addn | Yes/No | CBI designation checkbox for QD5-13. | 2905 | 2903
D | 5.2 | D5-13 | Table D-13 | WWTU_Chem_Addn | WWTU_ID | Text | Wastewater treatment unit identification. | 2906 | 2904
D | 5.2 | D5-13 | Table D-13 | WWTU_Chem_Addn | WWTU_ID_Other | Text | Plant specified WWT unit identification. | 2907 | 2905
D | 5.2 | D5-13 | Table D-13 | WWTU_Chem_Addn | WWTU_Chem_Type | Text | Type of chemical added to WWT unit. | 2908 | 2906
D | 5.2 | D5-13 | Table D-13 | WWTU_Chem_Addn | WWTU_Chem_Trade | Text | Trade name of chemical added to WWT unit. | 2909 | 2907
D | 5.2 | D5-13 | Table D-13 | WWTU_Chem_Addn | WWTU_Chem_Manu | Text | Manufacturer of chemical added to WWT unit. | 2910 | 2908
D | 5.2 | D5-13 | Table D-13 | WWTU_Chem_Addn | WWTU_Chem_Purpose | Text | Purpose for adding chemical to WWT unit. | 2911 | 2909
D | 5.2 | D5-13 | Table D-13 | WWTU_Chem_Addn | WWTU_Chem_Avg_Dose | Number (Double) | Average dose concentration of chemical added, in grams per liter. | 2912 | 2910
D | 5.2 | D5-13 | Table D-13 | WWTU_Chem_Addn | WWTU_Chem_Add_Rate | Number (Double) | Average addition rate of chemical to WWT unit. | 2913 | 2911
D | 5.2 | D5-13 | Table D-13 | WWTU_Chem_Addn | WWTU_Chem_Add_Rate_Unit | Text | Units of specified average addition rate, gpd or lb/day. | 2914 | 2912
D | 5.2 | D5-13 | Table D-13 | WWTU_Chem_Addn | WWTU_Chem_Add_Rate_Type | Text | Average addition rate type, phase of added chemical, solid or liquid. | 2915 | 2913
D | 5.2 | D5-13 | Table D-13 | WWTU_Chem_Addn | WWTU_Chem_Freq | Number (Double) | Frequency of addition of chemical to WWT unit, in days per year. | 2916 | 2914
D | 5.2 | D5-13 |  | WWTU_Chem_Addn_Info | cbi_WWTU_Chem_Add | Yes/No | CBI designation checkbox for QD5-13. | 2917 | 2917
D | 5.2 | D5-13 |  | WWTU_Chem_Addn_Info | WWTU_Chem_Add | Text | Yes/no/na if plant added chemicals to any wastewater treatment unit in 2009. | 2918 | 2918
D | 6.1 | Plant_ID | Table D-14 | Pond_WWT_OandM | plant_id | Number (Double) | Plant identification number. | 2919 | 2919
D | 6.1 | Plant_ID | Table D-15 | Pond_WWT_Capital | plant_id | Number (Double) | Plant identification number. | 2920 | 2960
D | 6.1 | Plant_ID |  | Pond_WWT_Capital_Info | plant_id | Number (Double) | Plant identification number. | 2921 | 2966
D | 6.1 | Plant_ID |  | FGD_WWT_Purchase | plant_id | Number (Double) | Plant identification number. | 2922 | 2973
D | 6.1 | System_ID | Table D-14 | Pond_WWT_OandM | System_ID | Text | Wastewater treatment or pond system identification. | 2923 | 2920
D | 6.1 | System_ID | Table D-15 | Pond_WWT_Capital | System_ID | Text | Wastewater treatment or pond system identification. | 2924 | 2961
D | 6.1 | System_ID |  | Pond_WWT_Capital_Info | System_ID | Text | Wastewater treatment or pond system identification. | 2925 | 2967
D | 6.1 | System_ID |  | FGD_WWT_Purchase | System_ID | Text | Wastewater treatment or pond system identification. | 2926 | 2974
D | 6.1 | D6-2 | Table D-14 | Pond_WWT_OandM | cbi_Pond_WWT_OandM | Yes/No | CBI designation checkbox for QD6-2. | 2927 | 2921
D | 6.1 | D6-2 | Table D-14 | Pond_WWT_OandM | OM_Opr_Annual | Number (Double) | Annual operating labor costs in 2009. | 2928 | 2922
D | 6.1 | D6-2 | Table D-14 | Pond_WWT_OandM | OM_Opr_Rate_Hours | Number (Double) | Average rate of operating labor in 2009, per hour. | 2929 | 2923
D | 6.1 | D6-2 | Table D-14 | Pond_WWT_OandM | OM_Opr_Staffing_Workers | Number (Double) | Operating labor staffing rate in 2009, dollars number of workers. | 2930 | 2924
D | 6.1 | D6-2 | Table D-14 | Pond_WWT_OandM | OM_Opr_Staffing_hpd | Number (Double) | Operating labor staffing rate in 2009, hours per day. | 2931 | 2925
D | 6.1 | D6-2 | Table D-14 | Pond_WWT_OandM | OM_Opr_Staffing_dpy | Number (Double) | Operating labor staffing rate in 2009, days per year. | 2932 | 2926
D | 6.1 | D6-2 | Table D-14 | Pond_WWT_OandM | OM_MLabor_Annual | Number (Double) | Annual maintenance labor costs in 2009. | 2933 | 2927
D | 6.1 | D6-2 | Table D-14 | Pond_WWT_OandM | OM_MLabor_Rate_Hours | Number (Double) | Average rate of maintenance labor in 2009, dollars per hour. | 2934 | 2928
D | 6.1 | D6-2 | Table D-14 | Pond_WWT_OandM | OM_MLabor_Staffing_Workers | Number (Double) | Maintenance labor staffing rate in 2009, number of workers. | 2935 | 2929
D | 6.1 | D6-2 | Table D-14 | Pond_WWT_OandM | OM_MLabor_Staffing_hpd | Number (Double) | Maintenance labor staffing rate in 2009, hours per day. | 2936 | 2930
D | 6.1 | D6-2 | Table D-14 | Pond_WWT_OandM | OM_MLabor_Staffing_dpy | Number (Double) | Maintenance labor staffing rate in 2009, days per year. | 2937 | 2931
D | 6.1 | D6-2 | Table D-14 | Pond_WWT_OandM | OM_MMaterials_Annual | Number (Double) | Annual maintenance materials costs in 2009. | 2938 | 2932
D | 6.1 | D6-2 | Table D-14 | Pond_WWT_OandM | OM_Chemicals_Annual | Number (Double) | Annual chemical costs in 2009. | 2939 | 2933
D | 6.1 | D6-2 | Table D-14 | Pond_WWT_OandM | OM_Energy_Pump_Annual | Number (Double) | Annual energy used to power pumping costs in 2009. | 2940 | 2934
D | 6.1 | D6-2 | Table D-14 | Pond_WWT_OandM | OM_Energy_Pump_kWh | Number (Double) | Rate of energy consumed to power pumping in 2009, dollars per kWh. | 2941 | 2935
D | 6.1 | D6-2 | Table D-14 | Pond_WWT_OandM | OM_Energy_Pump_Consump_kWh/h | Number (Double) | Energy, for pumping power, consumption rate in 2009, kWh per hour. | 2942 | 2936
D | 6.1 | D6-2 | Table D-14 | Pond_WWT_OandM | OM_Energy_Other_Annual | Number (Double) | Annual other energy costs in 2009, for energy other than pumping. | 2943 | 2937
D | 6.1 | D6-2 | Table D-14 | Pond_WWT_OandM | OM_Energy_Other_kWh | Number (Double) | Rate of other energy consumed in 2009, dollars per kWh. | 2944 | 2938
D | 6.1 | D6-2 | Table D-14 | Pond_WWT_OandM | OM_Energy_Other_Consump_kWh/h | Number (Double) | Energy, used for other than pumping, consumption rate in 2009, kWh per hour. | 2945 | 2939
D | 6.1 | D6-2 | Table D-14 | Pond_WWT_OandM | OM_Steam_Annual | Number (Double) | Annual steam costs in 2009. | 2946 | 2940
D | 6.1 | D6-2 | Table D-14 | Pond_WWT_OandM | OM_Steam_pounds | Number (Double) | Rate of steam consumed in 2009, dollars per pound. | 2947 | 2941
D | 6.1 | D6-2 | Table D-14 | Pond_WWT_OandM | OM_Steam_Consump_pounds/hr | Number (Double) | Steam consumption rate in 2009, in pounds per hour. | 2948 | 2942
D | 6.1 | D6-2 | Table D-14 | Pond_WWT_OandM | OM_HazDrdg_Annual | Number (Double) | Annual cost to dispose of dredged hazardous waste. | 2949 | 2943
D | 6.1 | D6-2 | Table D-14 | Pond_WWT_OandM | OM_HazDrgd_Rate | Number (Double) | Rate of disposal of dredged hazardous sludge, in dollars per gallon or ton. | 2950 | 2944
D | 6.1 | D6-2 | Table D-14 | Pond_WWT_OandM | OM_HazDrgd_Rate_Per | Text | Gallon/ton, units selected for the rate of disposal of dredged hazardous sludge. | 2951 | 2945
D | 6.1 | D6-2 | Table D-14 | Pond_WWT_OandM | OM_HazLandfill_Annual | Number (Double) | Annual cost to dispose of landfilled hazardous waste in 2009. | 2952 | 2946
D | 6.1 | D6-2 | Table D-14 | Pond_WWT_OandM | OM_HazLandfill_Rate | Number (Double) | Rate of disposal of landfilled hazardous waste, in dollars per gallon or ton. | 2953 | 2947
D | 6.1 | D6-2 | Table D-14 | Pond_WWT_OandM | OM_HazLandfill_Rate_Per | Text | Gallon/ton, units selected for rate of disposal of landfilled hazardous sludge. | 2954 | 2948
D | 6.1 | D6-2 | Table D-14 | Pond_WWT_OandM | OM_NonHazDrgd_Annual | Number (Double) | Annual cost to dispose of dredged nonhazardous sludge in 2009. | 2955 | 2949
D | 6.1 | D6-2 | Table D-14 | Pond_WWT_OandM | OM_NonHazDrgd_Rate | Number (Double) | Rate of disposal of dredged nonhazardous sludge, in dollars per gallon or ton. | 2956 | 2950
D | 6.1 | D6-2 | Table D-14 | Pond_WWT_OandM | OM_NonHazDrgd_Rate_Per | Text | Gallon/ton, units selected for rate of disposal of dredged nonhazardous sludge. | 2957 | 2951
D | 6.1 | D6-2 | Table D-14 | Pond_WWT_OandM | OM_NonHazLandfill_Annual | Number (Double) | Annual cost to dispose of landfilled nonhazardous sludge in 2009. | 2958 | 2952
D | 6.1 | D6-2 | Table D-14 | Pond_WWT_OandM | OM_NonHazLandfill_Rate | Number (Double) | Rate of disposal of landfilled nonhazardous sludge, in dollars per gallon or ton. | 2959 | 2953
D | 6.1 | D6-2 | Table D-14 | Pond_WWT_OandM | OM_NonHazLandfill_Rate_Per | Text | Gallon/ton, units selected for rate of disposal of landfilled nonhazardous sludge. | 2960 | 2954
D | 6.1 | D6-2 | Table D-14 | Pond_WWT_OandM | OM_Other1 | Text | Description of first operating and maintenance cost considered 'other'. | 2961 | 2955
D | 6.1 | D6-2 | Table D-14 | Pond_WWT_OandM | OM_Other1_Annual | Number (Double) | Annual cost of first 'other' O&M cost. | 2962 | 2956
D | 6.1 | D6-2 | Table D-14 | Pond_WWT_OandM | OM_Other2 | Text | Description of second operating and maintenance cost considered 'other'. | 2963 | 2957
D | 6.1 | D6-2 | Table D-14 | Pond_WWT_OandM | OM_Other2_Annual | Number (Double) | Annual cost of second 'other' O&M cost. | 2964 | 2958
D | 6.1 | D6-2 | Table D-14 | Pond_WWT_OandM | OM_Total_Annual | Number (Double) | Total annual operating and maintenance cost in 2009. | 2965 | 2959
D | 6.1 | D6-3 | Table D-15 | Pond_WWT_Capital | cbi_Pond_WWT_Cap | Yes/No | CBI designation checkbox for QD6-3. | 2966 | 2962
D | 6.1 | D6-3 | Table D-15 | Pond_WWT_Capital | Cap_Project | Text | Type of capital project or area of direct cost, one of the following: purchased equipment, purchased equipment installation, buildings, site preparation, or land. | 2967 | 2963
D | 6.1 | D6-3 | Table D-15 | Pond_WWT_Capital | Cap_Cost | Number (Double) | Total capital cost for each project area. | 2968 | 2964
D | 6.1 | D6-3 | Table D-15 | Pond_WWT_Capital | Cap_Year_Based | Number (Double) | Year on which provided cost is based. | 2969 | 2965
D | 6.1 | D6-3 |  | Pond_WWT_Capital_Info | cbi_Pond_Hired_Contractor | Yes/No | CBI designation checkbox for QD6-3. | 2970 | 2968
D | 6.1 | D6-3 |  | Pond_WWT_Capital_Info | Pond_Hired_Contractor | Yes/No | Checkbox to indicate plant hired outside engineering firm to oversee design and/or installation of the treatment system. | 2971 | 2969
D | 6.1 | D6-4 |  | Pond_WWT_Capital_Info | cbi_Pond_WWT_Components | Yes/No | CBI designation checkbox for QD6-4. | 2972 | 2970
D | 6.1 | D6-4 |  | Pond_WWT_Capital_Info | Pond_WWT_Components_Incl | Text | Yes/no if all components of pond system and/or WWTS are included in capital costs reported in Table D-15. | 2973 | 2971
D | 6.1 | D6-4 |  | Pond_WWT_Capital_Info | Pond_WWT_Components_Incl_desc | Memo | Explanation of components included in capital costs listed in Table D-15 and those not included in the cost. | 2974 | 2972
D | 6.1 | D6-5 |  | FGD_WWT_Purchase | cbi_FGDWWTS_Retrofit | Yes/No | CBI designation checkbox for QD6-5. | 2975 | 2975
D | 6.1 | D6-5 |  | FGD_WWT_Purchase | FGDWWTS_Retrofit | Text | Retrofit/installed with FGD scrubber system/na to indicate when FGD system was installed. | 2976 | 2976
D | 6.1 | D6-6 |  | FGD_WWT_Purchase | cbi_FGDWWTS_Scrubber_Pkg | Yes/No | CBI designation checkbox for QD6-6. | 2977 | 2977
D | 6.1 | D6-6 |  | FGD_WWT_Purchase | FGDWWTS_Scrubber_Pkg | Text | Yes/no/na to indicate whether FGD WWTS was purchased as a part of the FGD scrubber package. | 2978 | 2978
D | 6.2 | Plant_ID | Table D-16 | WWTS_Ancillary_Equip | plant_id | Number (Double) | Plant identification number. | 2979 | 2979
D | 6.2 | System_ID | Table D-16 | WWTS_Ancillary_Equip | System_ID | Text | Wastewater treatment or pond system identification. | 2980 | 2980
D | 6.2 | D6-7 | Table D-16 | WWTS_Ancillary_Equip | cbi_WWT_Anc_Equip | Yes/No | CBI designation checkbox for QD6-7. | 2981 | 2981
D | 6.2 | D6-7 | Table D-16 | WWTS_Ancillary_Equip | WWT_Anc_Equip | Text | Type of ancillary equipment. | 2982 | 2982
D | 6.2 | D6-7 | Table D-16 | WWTS_Ancillary_Equip | WWT_Nmbr_Anc_Equip | Number (Double) | Number of ancillary equipment pieces in the system. | 2983 | 2983
D | Comments | Plant_ID |  | PartD_Comments | plant_id | Number (Long Integer) | Plant identification number. | 2984 | 2984
D | Comments | Comment_CBI |  | PartD_Comments | cbi_pond_wwt_comment | Yes/No | CBI designation checkbox for Part D comments. | 2985 | 2985
D | Comments | Comment_# |  | PartD_Comments | pond_wwt_comment_nmbr | Text | Question number reference for Part D comment. | 2986 | 2986
D | Comments | Comment |  | PartD_Comments | pond_wwt_comment | Memo | Comment from plant for Part D. | 2987 | 2987
E | 1 | Plant_ID |  | MCW_Kickout | plant_id | Number (Double) | Plant identification number | 2988 | 2988
E | 1 | E1-1 |  | MCW_Kickout | cbi_generate_mcw | Yes/No | CBI designation checkbox for MCW kickout (QE1-1) | 2989 | 2989
E | 1 | E1-1 |  | MCW_Kickout | generate_mcw | Text | Does facility does generate any MCW answer | 2990 | 2990
E | 2 | Plant_ID | Table E-1 | MCW_Chem | plant_id | Number (Double) | Plant identification number | 2991 | 2991
E | 2 | Plant_ID | Table E-2 | MCW_No_Chem | plant_id | Number (Double) | Plant identification number | 2992 | 3032
E | 2 | seunit_ID | Table E-1 | MCW_Chem | seunit_id | Text | Steam electric unit identification number (Assigned in Part A) | 2993 | 2992
E | 2 | seunit_ID | Table E-2 | MCW_No_Chem | seunit_ID | Text | Steam electric unit identification number (Assigned in Part A) | 2994 | 3033
E | 2 | E2-1 | Table E-1 | MCW_Chem | cbi_MCW_Chem_Tbl | Yes/No | CBI designation checkbox for MCW with Chem Table (QE2-1) | 2995 | 2993
E | 2 | E2-1 | Table E-1 | MCW_Chem | Operation_ID | Text | Operation IDs for MCW (with chemicals) operations assigned in Table E-1 | 2996 | 2994
E | 2 | E2-1 | Table E-1 | MCW_Chem | Operation | Text | Description of Operation IDs for MCW (with chemicals) operations assigned in Table E-1 | 2997 | 2995
E | 2 | E2-1 | Table E-1 | MCW_Chem | Oprtn_ocurr_wChem | Text | Designates whether the metal cleaning operation (with chemicals) occurs at the Plant | 2998 | 2996
E | 2 | E2-1 | Table E-1 | MCW_Chem | MCW_Chem_1 | Text | Type of chemical used in MCW (with chemicals) operation (Choice 1) | 2999 | 2997
E | 2 | E2-1 | Table E-1 | MCW_Chem | MCW_Chem_1_other | Text | Description of the type of chemical used in MCW (with chemicals) operation if other was selected in MCW_Chem_1 (Choice 1) | 3000 | 2998
E | 2 | E2-1 | Table E-1 | MCW_Chem | MCW_Chem_2 | Text | Type of chemical used in MCW (with chemicals) operation (Choice 2) | 3001 | 2999
E | 2 | E2-1 | Table E-1 | MCW_Chem | MCW_Chem_2_other | Text | Description of the type of chemical used in MCW (with chemicals) operation if other was selected in MCW_Chem_2 (Choice 2) | 3002 | 3000
E | 2 | E2-1 | Table E-1 | MCW_Chem | MCW_Chem_3 | Text | Type of chemical used in MCW (with chemicals) operation (Choice 3) | 3003 | 3001
E | 2 | E2-1 | Table E-1 | MCW_Chem | MCW_Chem_3_other | Text | Description of the type of chemical used in MCW (with chemicals) operation if other was selected in MCW_Chem_3 (Choice 3) | 3004 | 3002
E | 2 | E2-1 | Table E-1 | MCW_Chem | MCW_Chem_4 | Text | Type of chemical used in MCW (with chemicals) operation (Choice 4) | 3005 | 3003
E | 2 | E2-1 | Table E-1 | MCW_Chem | MCW_Chem_4_other | Text | Description of the type of chemical used in MCW (with chemicals) operation if other was selected in MCW_Chem_4 (Choice 4) | 3006 | 3004
E | 2 | E2-1 | Table E-1 | MCW_Chem | MCW_Chem_5 | Text | Type of chemical used in MCW (with chemicals) operation (Choice 5) | 3007 | 3005
E | 2 | E2-1 | Table E-1 | MCW_Chem | MCW_Chem_5_other | Text | Description of the type of chemical used in MCW (with chemicals) operation if other was selected in MCW_Chem_5 (Choice 5) | 3008 | 3006
E | 2 | E2-1 | Table E-1 | MCW_Chem | MCW_Chem_6 | Text | Type of chemical used in MCW (with chemicals) operation (Choice 6) | 3009 | 3007
E | 2 | E2-1 | Table E-1 | MCW_Chem | MCW_Chem_6_other | Text | Description of the type of chemical used in MCW (with chemicals) operation if other was selected in MCW_Chem_6 (Choice 6) | 3010 | 3008
E | 2 | E2-1 | Table E-1 | MCW_Chem | MCW_Chem_Dose_1 | Number (Double) | Typical dose concentration for each chemical added during MCW (with chemicals) operation (Choice 1) | 3011 | 3009
E | 2 | E2-1 | Table E-1 | MCW_Chem | MCW_Chem_Dose_2 | Number (Double) | Typical dose concentration for each chemical added during MCW (with chemicals) operation (Choice 2) | 3012 | 3010
E | 2 | E2-1 | Table E-1 | MCW_Chem | MCW_Chem_Dose_3 | Number (Double) | Typical dose concentration for each chemical added during MCW (with chemicals) operation (Choice 3) | 3013 | 3011
E | 2 | E2-1 | Table E-1 | MCW_Chem | MCW_Chem_Dose_4 | Number (Double) | Typical dose concentration for each chemical added during MCW (with chemicals) operation (Choice 4) | 3014 | 3012
E | 2 | E2-1 | Table E-1 | MCW_Chem | MCW_Chem_Dose_5 | Number (Double) | Typical dose concentration for each chemical added during MCW (with chemicals) operation (Choice 5) | 3015 | 3013
E | 2 | E2-1 | Table E-1 | MCW_Chem | MCW_Chem_Dose_6 | Number (Double) | Typical dose concentration for each chemical added during MCW (with chemicals) operation (Choice 6) | 3016 | 3014
E | 2 | E2-1 | Table E-1 | MCW_Chem | MCW_Chem_Addn_1 | Number (Double) | Typical amount of each chemical added during MCW (with chemicals) operation (Choice 1) | 3017 | 3015
E | 2 | E2-1 | Table E-1 | MCW_Chem | MCW_Chem_Addn_2 | Number (Double) | Typical amount of each chemical added during MCW (with chemicals) operation (Choice 2) | 3018 | 3016
E | 2 | E2-1 | Table E-1 | MCW_Chem | MCW_Chem_Addn_3 | Number (Double) | Typical amount of each chemical added during MCW (with chemicals) operation (Choice 3) | 3019 | 3017
E | 2 | E2-1 | Table E-1 | MCW_Chem | MCW_Chem_Addn_4 | Number (Double) | Typical amount of each chemical added during MCW (with chemicals) operation (Choice 4) | 3020 | 3018
E | 2 | E2-1 | Table E-1 | MCW_Chem | MCW_Chem_Addn_5 | Number (Double) | Typical amount of each chemical added during MCW (with chemicals) operation (Choice 5) | 3021 | 3019
E | 2 | E2-1 | Table E-1 | MCW_Chem | MCW_Chem_Addn_6 | Number (Double) | Typical amount of each chemical added during MCW (with chemicals) operation (Choice 6) | 3022 | 3020
E | 2 | E2-1 | Table E-1 | MCW_Chem | H2O_wChem_1 | Text | Type of water used for MCW (with chemicals) operation (Choice 1) | 3023 | 3021
E | 2 | E2-1 | Table E-1 | MCW_Chem | H2O_wChem_1_other | Text | Description of type of water used for MCW (with chemicals) operation if other was selected in H2O_wChem_1 (Choice 1) | 3024 | 3022
E | 2 | E2-1 | Table E-1 | MCW_Chem | H2O_wChem_2 | Text | Type of water used for MCW (with chemicals) operation (Choice 2) | 3025 | 3023
E | 2 | E2-1 | Table E-1 | MCW_Chem | H2O_wChem_2_other | Text | Description of type of water used for MCW (with chemicals) operation if other was selected in H2O_wChem_2 (Choice 2) | 3026 | 3024
E | 2 | E2-1 | Table E-1 | MCW_Chem | H2O_wChem_3 | Text | Type of water used for MCW (with chemicals) operation (Choice 3) | 3027 | 3025
E | 2 | E2-1 | Table E-1 | MCW_Chem | H2O_wChem_3_other | Text | Description of type of water used for MCW (with chemicals) operation if other was selected in H2O_wChem_3 (Choice 3) | 3028 | 3026
E | 2 | E2-1 | Table E-1 | MCW_Chem | H2O_wChem_Vol_1 | Number (Double) | Typical volume of water used during MCW (with chemicals) operation (Choice 1) | 3029 | 3027
E | 2 | E2-1 | Table E-1 | MCW_Chem | H2O_wChem_Vol_2 | Number (Double) | Typical volume of water used during MCW (with chemicals) operation (Choice 2) | 3030 | 3028
E | 2 | E2-1 | Table E-1 | MCW_Chem | H2O_wChem_Vol_3 | Number (Double) | Typical volume of water used during MCW (with chemicals) operation (Choice 3) | 3031 | 3029
E | 2 | E2-1 | Table E-1 | MCW_Chem | H2O_wChem_Freq_Every | Number (Double) | Typical frequency of MCW operations (with chemicals) - Every | 3032 | 3030
E | 2 | E2-1 | Table E-1 | MCW_Chem | H2O_wChem_Freq_Yrs | Number (Double) | Typical frequency of MCW operations (with chemicals) - per Year | 3033 | 3031
E | 2 | E2-2 | Table E-2 | MCW_No_Chem | cbi_MCW_NoChem_Tbl | Yes/No | CBI designation checkbox for MCW without Chem Table (QE2-2) | 3034 | 3034
E | 2 | E2-2 | Table E-2 | MCW_No_Chem | Operation_ID | Text | Operation IDs for MCW (wo chemicals) operations assigned in Table E-2 | 3035 | 3035
E | 2 | E2-2 | Table E-2 | MCW_No_Chem | Operation | Text | Description of Operation IDs for MCW (wo chemicals) operations assigned in Table E-2 | 3036 | 3036
E | 2 | E2-2 | Table E-2 | MCW_No_Chem | Oprtn_ocurr_woChem | Text | Designates whether the metal cleaning operation (wo chemicals) occurs at the Plant | 3037 | 3037
E | 2 | E2-2 | Table E-2 | MCW_No_Chem | H2O__NoChem_1 | Text | Type of water used for MCW (wo chemicals) operation (Choice 1) | 3038 | 3038
E | 2 | E2-2 | Table E-2 | MCW_No_Chem | H2O__NoChem_1_other | Text | Description of type of water used for MCW (wo chemicals) operation if other was selected in H2O_NoChem_1 (Choice 1) | 3039 | 3039
E | 2 | E2-2 | Table E-2 | MCW_No_Chem | H2O__NoChem_2 | Text | Type of water used for MCW (wo chemicals) operation (Choice 2) | 3040 | 3040
E | 2 | E2-2 | Table E-2 | MCW_No_Chem | H2O__NoChem_2_other | Text | Description of type of water used for MCW (wo chemicals) operation if other was selected in H2O_NoChem_2 (Choice 2) | 3041 | 3041
E | 2 | E2-2 | Table E-2 | MCW_No_Chem | H2O__NoChem_3 | Text | Type of water used for MCW (wo chemicals) operation (Choice 3) | 3042 | 3042
E | 2 | E2-2 | Table E-2 | MCW_No_Chem | H2O__NoChem_3_other | Text | Description of type of water used for MCW (wo chemicals) operation if other was selected in H2O_NoChem_3 (Choice 3) | 3043 | 3043
E | 2 | E2-2 | Table E-2 | MCW_No_Chem | H2O__NoChem_Vol_1 | Number (Double) | Typical volume of water used during MCW (wo chemicals) operation (Choice 1) | 3044 | 3044
E | 2 | E2-2 | Table E-2 | MCW_No_Chem | H2O__NoChem_Vol_2 | Number (Double) | Typical volume of water used during MCW (wo chemicals) operation (Choice 2) | 3045 | 3045
E | 2 | E2-2 | Table E-2 | MCW_No_Chem | H2O__NoChem_Vol_3 | Number (Double) | Typical volume of water used during MCW (wo chemicals) operation (Choice 3) | 3046 | 3046
E | 2 | E2-2 | Table E-2 | MCW_No_Chem | H2O__NoChem_Freq_Every | Number (Double) | Typical frequency of MCW operations (wo chemicals) - Every | 3047 | 3047
E | 2 | E2-2 | Table E-2 | MCW_No_Chem | H2O__NoChem_Freq_Yrs | Number (Double) | Typical frequency of MCW operations (wo chemicals) - per Year | 3048 | 3048
E | 3 | Plant_ID |  | MCW_WW_Treatment | plant_id | Number (Double) | Plant identification number | 3049 | 3049
E | 3 | Plant_ID |  | MCW_Slds_Res_Gen | plant_id | Number (Double) | Plant identification number | 3050 | 3079
E | 3 | seunit_ID |  | MCW_WW_Treatment | seunit_ID | Text | Steam electric unit identification number (Assigned in Part A) | 3051 | 3050
E | 3 | seunit_ID |  | MCW_Slds_Res_Gen | seunit_ID | Text | Steam electric unit identification number (Assigned in Part A) | 3052 | 3080
E | 3 | Operation_ID |  | MCW_WW_Treatment | Operation_ID | Text | Operation IDs for MCW operations assigned in Tables E-1 and E-2 | 3053 | 3051
E | 3 | Operation_ID |  | MCW_Slds_Res_Gen | Operation_ID | Text | Operation IDs for MCW operations assigned in Tables E-1 and E-2 | 3054 | 3081
E | 3 | E3-1 |  | MCW_WW_Treatment | cbi_Clean_desc | Yes/No | CBI designation checkbox for MC description | 3055 | 3052
E | 3 | E3-1 |  | MCW_WW_Treatment | Clean_desc | Memo | Description of process equipment cleaning operation | 3056 | 3053
E | 3 | E3-2 |  | MCW_WW_Treatment | cbi_MCW_Cmgld | Yes/No | CBI designation checkbox for MCW commingled with process wastewater | 3057 | 3054
E | 3 | E3-2 |  | MCW_WW_Treatment | MCW_Cmgld | Text | Indicates if MCW is commingled with process wastewater | 3058 | 3055
E | 3 | E3-2 |  | MCW_WW_Treatment | MCW_Cmgld_FA | Yes/No | Indicates if MCW is commingled with fly ash sluice water | 3059 | 3056
E | 3 | E3-2 |  | MCW_WW_Treatment | MCW_Cmgld_BA | Yes/No | Indicates if MCW is commingled with bottom ash sluice water | 3060 | 3057
E | 3 | E3-2 |  | MCW_WW_Treatment | MCW_Cmgld_FGD | Yes/No | Indicates if MCW is commingled with FGD scrubber purge | 3061 | 3058
E | 3 | E3-2 |  | MCW_WW_Treatment | MCW_Cmgld_CTB | Yes/No | Indicates if MCW is commingled with cooling tower blowdown | 3062 | 3059
E | 3 | E3-2 |  | MCW_WW_Treatment | MCW_Cmgld_CW_Once | Yes/No | Indicates if MCW is commingled with once through cooling water | 3063 | 3060
E | 3 | E3-2 |  | MCW_WW_Treatment | MCW_Cmgld_Other | Yes/No | Indicates if MCW is commingled with a process wastewater not listed | 3064 | 3061
E | 3 | E3-2 |  | MCW_WW_Treatment | MCW_Cmgld_Other_desc | Text | Description of process wastewater that is commingled with MCW, if "other" selected | 3065 | 3062
E | 3 | E3-3 |  | MCW_WW_Treatment | cbi_MCW_Dest | Yes/No | CBI designation checkbox for MCW destination | 3066 | 3063
E | 3 | E3-3 |  | MCW_WW_Treatment | MCW_Dest_Recyc | Yes/No | Indicates if the MCW is immediately recycled to plant process | 3067 | 3064
E | 3 | E3-3 |  | MCW_WW_Treatment | MCW_Dest_Recyc_desc | Text | Description of how the recycled MCW is reused at the plant | 3068 | 3065
E | 3 | E3-3 |  | MCW_WW_Treatment | MCW_Dest_Onsite_TS | Yes/No | Indicates if the MCW is transferred on-site for treatment | 3069 | 3066
E | 3 | E3-3 |  | MCW_WW_Treatment | MCW_Onsite_TS_SP | Yes/No | Indicates that the on-site treatment for MCW is a settling pond | 3070 | 3067
E | 3 | E3-3 |  | MCW_WW_Treatment | MCW_Onsite_TS_pH | Yes/No | Indicates that the on-site treatment for MCW is pH adjustment | 3071 | 3068
E | 3 | E3-3 |  | MCW_WW_Treatment | MCW_Onsite_TS_ChemP | Yes/No | Indicates that the on-site treatment for MCW is chemical precipitation | 3072 | 3069
E | 3 | E3-3 |  | MCW_WW_Treatment | MCW_Onsite_TS_Wetland | Yes/No | Indicates that the on-site treatment for MCW is a constructed wetland | 3073 | 3070
E | 3 | E3-3 |  | MCW_WW_Treatment | MCW_Onsite_TS_Other | Yes/No | Indicates that the on-site treatment for MCW is not listed | 3074 | 3071
E | 3 | E3-3 |  | MCW_WW_Treatment | MCW_Onsite_TS_Other_desc | Text | Description of on-site treatment for MCW, if "other" selected | 3075 | 3072
E | 3 | E3-3 |  | MCW_WW_Treatment | MCW_Dest_SW | Yes/No | Indicates that the MCW is discharged to surface water | 3076 | 3073
E | 3 | E3-3 |  | MCW_WW_Treatment | Outfall_number | Text | Indicates the outfall number, if MCW is discharged to surface water | 3077 | 3074
E | 3 | E3-3 |  | MCW_WW_Treatment | MCW_Dest_Indirect | Yes/No | Indicates that MCW is indirectly discharged to POTW or PrOTW | 3078 | 3075
E | 3 | E3-3 |  | MCW_WW_Treatment | MCW_Dest_Evap | Yes/No | Indicates that MCW is evaporated | 3079 | 3076
E | 3 | E3-3 |  | MCW_WW_Treatment | MCW_Dest_Other | Yes/No | Indicates that the MCW destination is not listed | 3080 | 3077
E | 3 | E3-3 |  | MCW_WW_Treatment | MCW_Dest_Other_desc | Text | Description of MCW destination, if "other" selected | 3081 | 3078
E | 3 | E3-4 |  | MCW_Slds_Res_Gen | cbi_MCW_Residues | Yes/No | CBI designation checkbox MCW residues | 3082 | 3082
E | 3 | E3-4 |  | MCW_Slds_Res_Gen | MCW_Gen_Residues | Text | Indicates if any residues are created from the cleaning operation | 3083 | 3083
E | 3 | E3-5 |  | MCW_Slds_Res_Gen | cbi_MCW_HazResidues | Yes/No | CBI designation checkbox for MCW hazardous residues | 3084 | 3084
E | 3 | E3-5 |  | MCW_Slds_Res_Gen | MCW_HazResidues | Text | Indicates if the MCW generated is always hazardous, sometimes hazardous, always non-hazardous, or unknown | 3085 | 3085
E | 3 | E3-6 |  | MCW_Slds_Res_Gen | cbi_MCW_Characteristics | Yes/No | CBI designation checkbox for characteristics of hazardous waste | 3086 | 3086
E | 3 | E3-6 |  | MCW_Slds_Res_Gen | MCW_Characteristics | Text | Description of what chemicals makes the MCW hazardous | 3087 | 3087
E | 3 | E3-7 |  | MCW_Slds_Res_Gen | cbi_MCW_Handling | Yes/No | CBI designation checkbox for handling and average tonnage of MCW | 3088 | 3088
E | 3 | E3-7 |  | MCW_Slds_Res_Gen | MCW_Handling_Landfill | Yes/No | Indicates if the MCW is landfilled | 3089 | 3089
E | 3 | E3-7 |  | MCW_Slds_Res_Gen | MCW_Handling_Landfill_Perm | Yes/No | Indicates if the MCW is landfilled, permanently | 3090 | 3090
E | 3 | E3-7 |  | MCW_Slds_Res_Gen | MCW_LPerm_TPY | Number (Double) | Indicates the annual tonnage for permanently landfilled MCW | 3091 | 3091
E | 3 | E3-7 |  | MCW_Slds_Res_Gen | MCW_Handling_Landfill_Temp | Yes/No | Indicates if the MCW is landfilled, temporarily | 3092 | 3092
E | 3 | E3-7 |  | MCW_Slds_Res_Gen | MCW_LTemp_TPY | Number (Double) | Indicates the annual tonnage for temporarily landfilled MCW | 3093 | 3093
E | 3 | E3-7 |  | MCW_Slds_Res_Gen | MCW_Handling_Pond | Yes/No | Indicates if the MCW is sent to a pond | 3094 | 3094
E | 3 | E3-7 |  | MCW_Slds_Res_Gen | MCW_Handling_Pond_Perm | Yes/No | Indicates if the MCW is sent to a pond, permanently | 3095 | 3095
E | 3 | E3-7 |  | MCW_Slds_Res_Gen | MCW_PPerm_TPY | Number (Double) | Indicates the annual tonnage for MCW permanently placed in a pond | 3096 | 3096
E | 3 | E3-7 |  | MCW_Slds_Res_Gen | MCW_Handling_Pond_Temp | Yes/No | Indicates if the MCW is sent to a pond, temporarily | 3097 | 3097
E | 3 | E3-7 |  | MCW_Slds_Res_Gen | MCW_PTemp_TPY | Number (Double) | Indicates the annual tonnage for MCW temporarily placed in a pond | 3098 | 3098
E | 3 | E3-7 |  | MCW_Slds_Res_Gen | MCW_Handling_Haul | Yes/No | Indicates if the MCW is hauled off site | 3099 | 3099
E | 3 | E3-7 |  | MCW_Slds_Res_Gen | MCW_Haul_TPY | Number (Double) | Indicates the annual tonnage for MCW hauled off site | 3100 | 3100
E | 3 | E3-7 |  | MCW_Slds_Res_Gen | MCW_Handling_Other | Yes/No | Indicates a type of MCW handling not listed | 3101 | 3101
E | 3 | E3-7 |  | MCW_Slds_Res_Gen | MCW_Handling_Other_desc | Text | Describes the type of MCW handling, if "other" selected | 3102 | 3102
E | 3 | E3-7 |  | MCW_Slds_Res_Gen | MCW_Other_TPY | Number (Double) | Indicates the annual tonnage for "other" handled MCW | 3103 | 3103
E | 3 | E3-8 |  | MCW_Slds_Res_Gen | cbi_MCW_CombinedStorage | Yes/No | CBI designation checkbox for the combined storage of MCW | 3104 | 3104
E | 3 | E3-8 |  | MCW_Slds_Res_Gen | MCW_CombinedStorage | Text | Indicates if the MCW residues stored in a landfill or pond are stored with other solids generated at the plant | 3105 | 3105
E | 3 | E3-8 |  | MCW_Slds_Res_Gen | MCW_Combined_FA | Yes/No | Indicates if the MCW residues are combined with fly ash | 3106 | 3106
E | 3 | E3-8 |  | MCW_Slds_Res_Gen | MCW_Combined_BA | Yes/No | Indicates if the MCW residues are combined with bottom ash | 3107 | 3107
E | 3 | E3-8 |  | MCW_Slds_Res_Gen | MCW_Combined_FGD | Yes/No | Indicates if the MCW residues are combined with FGD scrubber purge | 3108 | 3108
E | 3 | E3-8 |  | MCW_Slds_Res_Gen | MCW_Combined_Mill | Yes/No | Indicates if the MCW residues are combined with mill rejects | 3109 | 3109
E | 3 | E3-8 |  | MCW_Slds_Res_Gen | MCW_Combined_Other | Yes/No | Indicates if the MCW residues are combined with other solids not listed | 3110 | 3110
E | 3 | E3-8 |  | MCW_Slds_Res_Gen | MCW_Combined_Other_desc | Text | Describes the solids that MCW residues are combined with, if "other" selected | 3111 | 3111
E | Comments | Plant_ID |  | PartE_Comments | plant_id | Number (Double) | Plant identification number | 3112 | 3112
E | Comments | Comment_CBI |  | PartE_Comments | cbi_comment | Yes/No | CBI checkbox designation for comment box | 3113 | 3113
E | Comments | Comment_# |  | PartE_Comments | comment_quest_nmbr | Text | Corresponding question number for comment | 3114 | 3114
E | Comments | Comment |  | PartE_Comments | comment | Memo | Comment from facility | 3115 | 3115
F | 1 | Plant_ID |  | BMPs_Kickout | plant_id | Number (Double) | Plant identification number. | 3116 | 3368
F | 1 | F1-1 |  | BMPs_Kickout | cbi_Ponds_Landfills | Yes/No | CBI designation checkbox for QF1-1. | 3117 | 3369
F | 1 | F1-1 |  | BMPs_Kickout | Ponds_Landfills | Text | The yes/no answer to whether the plant has one or more pond/impoundments or landfills. | 3118 | 3370
F | 2 | Plant_ID |  | BMPs_Pond_Info | plant_id | Number (Double) | Plant identification number. | 3119 | 3371
F | 2 | Plant_ID |  | Pond_Leachate_Coll_Sys | plant_id | Number (Double) | Plant identification number. | 3120 | 3384
F | 2 | Plant_ID |  | Pond_Mntor_Inspct | plant_id | Number (Double) | Plant identification number. | 3121 | 3430
F | 2 | Pond_ID |  | BMPs_Pond_Info | pond_ID | Text | EPA-assigned pond/impoundment unit ID. | 3122 | 3372
F | 2 | Pond_ID |  | Pond_Leachate_Coll_Sys | pond_ID | Text | EPA-assigned pond/impoundment unit ID. | 3123 | 3385
F | 2 | Pond_ID |  | Pond_Mntor_Inspct | pond_ID | Text | EPA-assigned pond/impoundment unit ID. | 3124 | 3431
F | 2 | F2-1 |  | BMPs_Pond_Info | cbi_Pond_Hydr_Dsgn | Yes/No | CBI designation checkbox for QF2-1. | 3125 | 3373
F | 2 | F2-1 |  | BMPs_Pond_Info | Pond_Hydr_Dsgn | Text | The hydrologic design criteria of the pond/impoundment unit. | 3126 | 3374
F | 2 | F2-1 |  | BMPs_Pond_Info | Pond_Hydr_Dsgn_Other_desc | Text | The specification of another hydrologic design criteria of the pond/impoundment unit identified. | 3127 | 3375
F | 2 | F2-10 |  | Pond_Mntor_Inspct | cbi_Pond_YrInsp | Yes/No | CBI designation checkbox for QF2-10. | 3128 | 3432
F | 2 | F2-10 |  | Pond_Mntor_Inspct | Pond_YrInsp | Text | Designation of monitoring measure or inspection is performed on the pond/impoundment unity by the plant and/or engineering contractors. | 3129 | 3433
F | 2 | F2-10 |  | Pond_Mntor_Inspct | Pond_YrInsp_Performed | Text | Indication that the type of inspection specified in the Pond_YrInsp field is being performed by the facility. | 3130 | 3434
F | 2 | F2-10 |  | Pond_Mntor_Inspct | Pond_YrInsp_Freq | Number (Double) | Frequency of monitoring for a given monitoring measure/inspection. | 3131 | 3435
F | 2 | F2-10 |  | Pond_Mntor_Inspct | Pond_YrInsp_Hrs | Number (Double) | Average number of hours spent each year performing monitoring activities. | 3132 | 3436
F | 2 | F2-2 |  | BMPs_Pond_Info | cbi_Pond_Ovrflw | Yes/No | CBI designation checkbox for QF2-2. | 3133 | 3376
F | 2 | F2-2 |  | BMPs_Pond_Info | Pond_Ovrflw | Text | The yes/no answer to whether the pond/impoundment unit experienced an overflow since 1/1/95. | 3134 | 3377
F | 2 | F2-2 |  | BMPs_Pond_Info | Pond_Ovrflw_desc | Text | A description of when the overflow occurred and the reason for the overflow. | 3135 | 3378
F | 2 | F2-3 |  | BMPs_Pond_Info | cbi_Pond_Ovrflw_Dsch | Yes/No | CBI designation checkbox for QF2-3. | 3136 | 3379
F | 2 | F2-3 |  | BMPs_Pond_Info | Pond_Ovrflw_Dsch | Text | The yes/no answer to whether the pond/impoundment unit has had a non-permitted overflow to a receiving water since 1/1/95. | 3137 | 3380
F | 2 | F2-3 |  | BMPs_Pond_Info | Pond_Ovrflw_Dsch_RW | Text | The name of the non-permitted overflow receiving water. | 3138 | 3381
F | 2 | F2-4 |  | Pond_Leachate_Coll_Sys | cbi_Pond_Leachate_Sys | Yes/No | CBI designation checkbox for QF2-4. | 3139 | 3386
F | 2 | F2-4 |  | Pond_Leachate_Coll_Sys | Pond_Leach_Sys | Text | The yes/no answer to whether the pond/impoundment unit has a system to collect leachate. | 3140 | 3387
F | 2 | F2-4 |  | Pond_Leachate_Coll_Sys | Pond_Leach_Sys_LCS | Text | Checkbox to indicate the pond/impoundment unit has a leachate collection system. | 3141 | 3388
F | 2 | F2-4 |  | Pond_Leachate_Coll_Sys | Pond_Leach_Sys_LDS | Text | Checkbox to indicate the pond/impoundment unit has a leachate detection system. | 3142 | 3389
F | 2 | F2-4 |  | Pond_Leachate_Coll_Sys | Pond_Leach_Sys_Other | Text | Checkbox to indicate the pond/impoundment unit has another type of leachate collection system. | 3143 | 3390
F | 2 | F2-4 |  | Pond_Leachate_Coll_Sys | Pond_Leach_Sys_Other_desc | Text | Specification of the other type of leachate collection system. | 3144 | 3391
F | 2 | F2-5 |  | Pond_Leachate_Coll_Sys | cbi_Pond_Leach_Vol_Freq | Yes/No | CBI designation checkbox for QF2-5. | 3145 | 3392
F | 2 | F2-5 |  | Pond_Leachate_Coll_Sys | Pond_Leach_Vol_GPD | Number (Double) | Volume of leachate collected in 2009 (gpd). | 3146 | 3393
F | 2 | F2-5 |  | Pond_Leachate_Coll_Sys | Pond_Leach_Vol_GPY | Number (Double) | Volume of leachate collected in 2009 (gpy). | 3147 | 3394
F | 2 | F2-5 |  | Pond_Leachate_Coll_Sys | Pond_Leach_Freq | Number (Double) | Frequency of process wastewater generation (days). | 3148 | 3395
F | 2 | F2-5 |  | Pond_Leachate_Coll_Sys | Pond_Leach_Est_Desc | Memo | Description of the estimation method. | 3149 | 3396
F | 2 | F2-6 |  | Pond_Leachate_Coll_Sys | cbi_Pond_Leach_PW | Yes/No | CBI designation checkbox for QF2-6. | 3150 | 3397
F | 2 | F2-6 |  | Pond_Leachate_Coll_Sys | Pond_Leach_procWW | Text | The yes/no answer to whether the plant collects stormwater, rainfall, or process wastewaters in the collection system. | 3151 | 3398
F | 2 | F2-6 |  | Pond_Leachate_Coll_Sys | Pond_Leach_procWW_Storm | Text | Checkbox to indicate that uncontaminated stormwater is collected in the leachate collection system. | 3152 | 3399
F | 2 | F2-6 |  | Pond_Leachate_Coll_Sys | Pond_Leach_procWW_Storm_GPY | Number (Double) | The amount of uncontaminated stormwater collected in the system (gpy). | 3153 | 3400
F | 2 | F2-6 |  | Pond_Leachate_Coll_Sys | Pond_Leach_procWW_Rain | Text | Checkbox to indicate that rainfall is collected in the leachate collection system. | 3154 | 3401
F | 2 | F2-6 |  | Pond_Leachate_Coll_Sys | Pond_Leach_procWW_Rain_GPY | Number (Double) | The amount of rainfall collected in the system (gpy). | 3155 | 3402
F | 2 | F2-6 |  | Pond_Leachate_Coll_Sys | Pond_Leach_procWW_Other | Text | Checkbox to indicate that another type of wastewater is collected in the leachate collection system. | 3156 | 3403
F | 2 | F2-6 |  | Pond_Leachate_Coll_Sys | Pond_Leach_procWW_Other_Code | Text | Drop-down menu of selections of other types of wastewater. | 3157 | 3404
F | 2 | F2-6 |  | Pond_Leachate_Coll_Sys | Pond_Leach_procWW_Other_GPY | Number (Double) | The amount of rainfall collected in the system (gpy). | 3158 | 3405
F | 2 | F2-6 |  | Pond_Leachate_Coll_Sys | Pond_Leach_procWW_Other_desc | Text | Explanation of the other type of wastewater collected in the system. | 3159 | 3406
F | 2 | F2-7 |  | Pond_Leachate_Coll_Sys | cbi_Pond_Leach_Dest | Yes/No | CBI designation checkbox for QF2-7. | 3160 | 3407
F | 2 | F2-7 |  | Pond_Leachate_Coll_Sys | Pond_Leach_Dest_BackToPond | Text | Checkbox to indicate that the leachate is transferred back into the pond/impoundment unit. | 3161 | 3408
F | 2 | F2-7 |  | Pond_Leachate_Coll_Sys | Pond_Leach_Dest_CmbndPondEff | Text | Checkbox to indicate that the leachate is combined with pond/impoundment unit effluent. | 3162 | 3409
F | 2 | F2-7 |  | Pond_Leachate_Coll_Sys | Pond_Leach_Dest_OtherPond | Text | Checkbox to indicate that the leachate is transferred to other pond/impoundment units. | 3163 | 3410
F | 2 | F2-7 |  | Pond_Leachate_Coll_Sys | Pond_Leach_Dest_OtherPond_ID | Text | Pond/impoundment unit ID receiving the leachate. | 3164 | 3411
F | 2 | F2-7 |  | Pond_Leachate_Coll_Sys | Pond_Leach_Dest_OnsiteTS | Text | Checkbox to indicate that the leachate is transferred to an on-site treatment system. | 3165 | 3412
F | 2 | F2-7 |  | Pond_Leachate_Coll_Sys | Pond_Leach_Dest_OnsiteTS_WWT | Text | The yes/no answer to whether the wastewater treatment system ID has been previously assigned. | 3166 | 3413
F | 2 | F2-7 |  | Pond_Leachate_Coll_Sys | System_ID | Text | Wastewater treatment system ID receiving the leachate. | 3167 | 3414
F | 2 | F2-7 |  | Pond_Leachate_Coll_Sys | Pond_Leach_Dest_StorTnk | Text | Checkbox to indicate that the leachate is transferred back to a storage tank. | 3168 | 3415
F | 2 | F2-7 |  | Pond_Leachate_Coll_Sys | Pond_Leach_Dest_Indirect | Text | Checkbox to indicate that the leachate is indirectly discharged to a treatment works facility. | 3169 | 3416
F | 2 | F2-7 |  | Pond_Leachate_Coll_Sys | Pond_Leach_Dest_Recyc | Text | Checkbox to indicate that the leachate is immediately recycled back into the plant process. | 3170 | 3417
F | 2 | F2-7 |  | Pond_Leachate_Coll_Sys | Pond_Leach_Dest_Recyc_desc | Text | Description of how the leachate is reused when it is immediately recycled back into the plant process. | 3171 | 3418
F | 2 | F2-7 |  | Pond_Leachate_Coll_Sys | Pond_Leach_Dest_SW | Text | Checkbox to indicate that the leachate is discharged to surface water. | 3172 | 3419
F | 2 | F2-7 |  | Pond_Leachate_Coll_Sys | Outfall_number | Text | The NPDES permitted outfall number for the surface water the leachate is discharged to. | 3173 | 3420
F | 2 | F2-7 |  | Pond_Leachate_Coll_Sys | Pond_Leach_Dest_Other | Text | Checkbox to indicate another intermediate and/or final destination of the leachate. | 3174 | 3421
F | 2 | F2-7 |  | Pond_Leachate_Coll_Sys | Pond_Leach_Dest_Other_desc | Text | The specification of another intermediate and/or final destination of the leachate. | 3175 | 3422
F | 2 | F2-8 |  | Pond_Leachate_Coll_Sys | cbi_Pond_Leach_Chem | Yes/No | CBI designation checkbox for QF2-8. | 3176 | 3423
F | 2 | F2-8 |  | Pond_Leachate_Coll_Sys | Pond_Leach_Chem | Text | The yes, no, or NA response to whether chemicals are used to treat leachate sent to a pond or storage tank. | 3177 | 3424
F | 2 | F2-8 |  | Pond_Leachate_Coll_Sys | Pond_Leach_Chem_Lime | Text | Checkbox to indicate the plant uses lime to treat the leachate sent to a pond or storage tank. | 3178 | 3425
F | 2 | F2-8 |  | Pond_Leachate_Coll_Sys | Pond_Leach_Chem_NaOH | Text | Checkbox to indicate the plant uses sodium hydroxide to treat the leachate sent to a pond or storage tank. | 3179 | 3426
F | 2 | F2-8 |  | Pond_Leachate_Coll_Sys | Pond_Leach_Chem_H2SO4 | Text | Checkbox to indicate the plant uses sulfuric acid to treat the leachate sent to a pond or storage tank. | 3180 | 3427
F | 2 | F2-8 |  | Pond_Leachate_Coll_Sys | Pond_Leach_Chem_Other | Text | Checkbox to indicate the plant uses another chemical to treat the leachate sent to a pond or storage tank. | 3181 | 3428
F | 2 | F2-8 |  | Pond_Leachate_Coll_Sys | Pond_Leach_Chem_Other_desc | Text | Specification of the other chemical used to treat leachate sent to a pond or storage tank. | 3182 | 3429
F | 2 | F2-9 |  | BMPs_Pond_Info | cbi_Pond_Mon | Yes/No | CBI designation checkbox for QF2-9. | 3183 | 3382
F | 2 | F2-9 |  | BMPs_Pond_Info | Pond_Mon | Text | The yes/no answer to whether the plant monitors/inspects the structural integrity of the pond/impoundment unit on a regular basis. | 3184 | 3383
F | 3.1 | Plant_ID |  | Landfill_Dim | plant_id | Number (Double) | Plant identification number. | 3185 | 3437
F | 3.1 | Plant_ID |  | Landfill_Info | plant_id | Number (Double) | Plant identification number. | 3186 | 3444
F | 3.1 | Plant_ID |  | Landfill_Expansion | plant_id | Number (Double) | Plant identification number. | 3187 | 3458
F | 3.1 | Plant_ID | Table F-1 | Landfill_Liner | plant_id | Number (Double) | Plant identification number. | 3188 | 3468
F | 3.1 | Plant_ID | Table F-2 | Landfill_Cap | plant_id | Number (Double) | Plant identification number. | 3189 | 3476
F | 3.1 | Plant_ID |  | Landfill_Leachate_Info | plant_id | Number (Double) | Plant identification number. | 3190 | 3484
F | 3.1 | Plant_ID |  | Landfill_Leachate_Dest | plant_id | Number (Double) | Plant identification number. | 3191 | 3514
F | 3.1 | Plant_ID |  | Landfill_Storm_Dest | plant_id | Number (Double) | Plant identification number. | 3192 | 3530
F | 3.1 | Plant_ID |  | Landfill_Storm_Dest | plant_id | Number (Double) | Plant identification number. | 3193 | 3550
F | 3.1 | Landfill_ID |  | Landfill_Dim | Landfill_ID | Text | EPA-assigned landfill ID number. | 3194 | 3438
F | 3.1 | Landfill_ID |  | Landfill_Info | Landfill_ID | Text | EPA-assigned landfill ID number. | 3195 | 3445
F | 3.1 | Landfill_ID |  | Landfill_Expansion | Landfill_ID | Text | EPA-assigned landfill ID number. | 3196 | 3459
F | 3.1 | Landfill_ID | Table F-1 | Landfill_Liner | Landfill_ID | Text | EPA-assigned landfill ID number. | 3197 | 3469
F | 3.1 | Landfill_ID | Table F-2 | Landfill_Cap | Landfill_ID | Text | EPA-assigned landfill ID number. | 3198 | 3477
F | 3.1 | Landfill_ID |  | Landfill_Leachate_Info | Landfill_ID | Text | EPA-assigned landfill ID number. | 3199 | 3485
F | 3.1 | Landfill_ID |  | Landfill_Leachate_Dest | Landfill_ID | Text | EPA-assigned landfill ID number. | 3200 | 3515
F | 3.1 | Landfill_ID |  | Landfill_Storm_Dest | Landfill_ID | Text | EPA-assigned landfill ID number. | 3201 | 3531
F | 3.1 | Landfill_ID |  | Landfill_Storm_Dest | Landfill_ID | Text | EPA-assigned landfill ID number. | 3202 | 3551
F | 3.1 | F3-1, F3-2, F3-3 |  | Landfill_Dim | cbi_Ldfl_Dim | Yes/No | CBI designation checkbox for QF3-3. | 3203 | 3439
F | 3.1 | F3-1, F3-2, F3-3 |  | Landfill_Dim | Ldfl_Status | Text | Status of the landfill for the dimensions provided (F3-1: As Built; F3-2: Current; F3-3: End of life or expected end of life). | 3204 | 3440
F | 3.1 | F3-1, F3-2, F3-3 |  | Landfill_Dim | Ldfl_SA | Number (Double) | The surface area the landfill is expected to take up at the expected end of it's life (acres). | 3205 | 3441
F | 3.1 | F3-1, F3-2, F3-3 |  | Landfill_Dim | Ldfl_Vol | Number (Double) | The volume of stored materials in the landfill at the expected end of it's life (cubic feet). | 3206 | 3442
F | 3.1 | F3-1, F3-2, F3-3 |  | Landfill_Dim | Ldfl_Ht | Number (Double) | The height above original elevation of the landfill at the expected end of it's life (feet). | 3207 | 3443
F | 3.1 | F3-1 |  | Landfill_Info | cbi_Ldfl_Date | Yes/No | CBI designation checkbox for QF3-1. | 3208 | 3446
F | 3.1 | F3-1 |  | Landfill_Info | Ldfl_Date | Text | The date the landfill was built. | 3209 | 3447
F | 3.1 | F3-3 |  | Landfill_Info | cbi_Ldfl_Clsd | Yes/No | CBI designation checkbox for QF3-3. | 3210 | 3448
F | 3.1 | F3-3 |  | Landfill_Info | Ldfl_Clsd | Text | The yes/no answer to whether the landfill is closed. | 3211 | 3449
F | 3.1 | F3-3 |  | Landfill_Info | Ldfl_Clsd_Date | Text | The date the landfill was closed. | 3212 | 3450
F | 3.1 | F3-4 |  | Landfill_Expansion | cbi_Ldfl_Exp | Yes/No | CBI designation checkbox for QF3-4. | 3213 | 3460
F | 3.1 | F3-4 |  | Landfill_Expansion | Ldfl_Exp | Text | The yes/no answer to whether the landfill has been expanded since the date it was built. | 3214 | 3461
F | 3.1 | F3-5 |  | Landfill_Expansion | cbi_Ldfl_Exp_Type | Yes/No | CBI designation checkbox for QF3-5. | 3215 | 3462
F | 3.1 | F3-5 |  | Landfill_Expansion | Ldfl_Exp_Type | Text | The type of landfill expansion is lateral, vertical, or both. | 3216 | 3463
F | 3.1 | F3-6 |  | Landfill_Expansion | cbi_Ldfl_Exp_desc | Yes/No | CBI designation checkbox for QF3-6. | 3217 | 3464
F | 3.1 | F3-6 |  | Landfill_Expansion | Ldfl_Exp_desc | Text | The description of the expansion(s) to the landfill since 1/1/00 and the date(s) of expansion (month/yr). | 3218 | 3465
F | 3.1 | F3-7 |  | Landfill_Expansion | cbi_Ldfl_Exp_Cost | Yes/No | CBI designation checkbox for QF3-7. | 3219 | 3466
F | 3.1 | F3-7 |  | Landfill_Expansion | Ldfl_Exp_Cost | Text | The total cost associated with any expansion(s) to the landfill since 1/1/00. | 3220 | 3467
F | 3.1 | F3-8 |  | Landfill_Info | cbi_Ldfl_Liner | Yes/No | CBI designation checkbox for QF3-8. | 3221 | 3451
F | 3.1 | F3-8 |  | Landfill_Info | Ldfl_Liner | Text | The yes/no answer to whether the landfill has a liner. | 3222 | 3452
F | 3.1 | F3-8 | Table F-1 | Landfill_Liner | cbi_Ldfl_Liner | Yes/No | CBI designation checkbox for QF3-8. | 3223 | 3470
F | 3.1 | F3-8 | Table F-1 | Landfill_Liner | Ldfl_Liner_Type | Text | Indicates if the landfill liner is compacted clay; geosynthetic clay; high density polyethylene (HDPE); and/or other, specified. | 3224 | 3471
F | 3.1 | F3-8 | Table F-1 | Landfill_Liner | Ldfl_Liner_Type_Present | Text | Indicates if the plant selected a landfill liner type. | 3225 | 3472
F | 3.1 | F3-8 | Table F-1 | Landfill_Liner | Ldfl_Liner_Lyr_No | Number (Double) | The landfill liner layer number (numbered from inner to outer layer). | 3226 | 3473
F | 3.1 | F3-8 | Table F-1 | Landfill_Liner | Ldfl_Liner_Lyr_Thick | Number (Double) | The thickness of the landfill liner layer (cm). | 3227 | 3474
F | 3.1 | F3-8 | Table F-1 | Landfill_Liner | Ldfl_Liner_Lyr_Perm | Number (Double) | The permeability of the landfill liner layer (cm/sec). | 3228 | 3475
F | 3.1 | F3-9 |  | Landfill_Info | cbi_Ldfl_Cap | Yes/No | CBI designation checkbox for QF3-9. | 3229 | 3453
F | 3.1 | F3-9 |  | Landfill_Info | Ldfl_Cap | Text | The yes/no answer to whether the landfill has a cap/cover. | 3230 | 3454
F | 3.1 | F3-9 | Table F-2 | Landfill_Cap | cbi_Ldfl_Cap | Yes/No | CBI designation checkbox for QF3-9. | 3231 | 3478
F | 3.1 | F3-9 | Table F-2 | Landfill_Cap | Ldfl_Cap_Type | Text | Indicates if the cap/cover is compacted clay; geosynthetic clay; high density polyethylene (HDPE); and/or other, specified. | 3232 | 3479
F | 3.1 | F3-9 | Table F-2 | Landfill_Cap | Ldfl_Cap_Type_Present | Text | Indicates if the plant selected a cap/cover type. | 3233 | 3480
F | 3.1 | F3-9 | Table F-2 | Landfill_Cap | Ldfl_Cap_Lyr_No | Number (Double) | The cap/cover layer number (numbered from inner to outer layer). | 3234 | 3481
F | 3.1 | F3-9 | Table F-2 | Landfill_Cap | Ldfl_Cap_Lyr_Thick | Number (Double) | The thickness of cap/cover layer (cm). | 3235 | 3482
F | 3.1 | F3-9 | Table F-2 | Landfill_Cap | Ldfl_Cap_Lyr_Perm | Number (Double) | The permeability of cap/cover layer (cm/sec). | 3236 | 3483
F | 3.1 | F3-10 |  | Landfill_Info | cbi_Ldfl_Struc | Yes/No | CBI designation checkbox for QF3-10. | 3237 | 3455
F | 3.1 | F3-10 |  | Landfill_Info | Ldfl_Struc | Text | The yes, no, or NA response to whether the plant built any structures on top of the closed landfill. | 3238 | 3456
F | 3.1 | F3-10 |  | Landfill_Info | Ldfl_Struc_desc | Text | The description of the structure(s) and any challenges that the plant faced building on top of the landfill. | 3239 | 3457
F | 3.1 | F3-11 |  | Landfill_Leachate_Info | cbi_Ldfl_Leach_Sys | Yes/No | CBI designation checkbox for QF3-11. | 3240 | 3486
F | 3.1 | F3-11 |  | Landfill_Leachate_Info | Ldfl_Leach_Sys_Present | Text | The yes/no answer to whether the landfill has a system to collect leachate. | 3241 | 3487
F | 3.1 | F3-11 |  | Landfill_Leachate_Info | Ldfl_Leach_Sys_LCS | Text | Checkbox to indicate the landfill has a leachate collection system. | 3242 | 3488
F | 3.1 | F3-11 |  | Landfill_Leachate_Info | Ldfl_Leach_Sys_LDS | Text | Checkbox to indicate the landfill has a leak detection system. | 3243 | 3489
F | 3.1 | F3-11 |  | Landfill_Leachate_Info | Ldfl_Leach_Sys_Other | Text | Checkbox to indicate the landfill has another system to collect leachate. | 3244 | 3490
F | 3.1 | F3-11 |  | Landfill_Leachate_Info | Ldfl_Leach_Sys_Other_desc | Text | A description of the other leachate collection system. | 3245 | 3491
F | 3.1 | F3-12 |  | Landfill_Leachate_Info | cbi_Ldfl_Leach_Vol_Freq | Yes/No | CBI designation checkbox for QF3-12. | 3246 | 3492
F | 3.1 | F3-12 |  | Landfill_Leachate_Info | Ldfl_Leach_Vol_GPD | Number (Double) | The volume of leachate collected in 2009 (gpd). | 3247 | 3493
F | 3.1 | F3-12 |  | Landfill_Leachate_Info | Ldfl_Leach_Vol_GPY | Number (Double) | The volume of leachate collected in 2009 (gpy). | 3248 | 3494
F | 3.1 | F3-12 |  | Landfill_Leachate_Info | Ldfl_Leach_Freq | Number (Double) | The frequency of process wastewater generation (days). | 3249 | 3495
F | 3.1 | F3-12 |  | Landfill_Leachate_Info | Ldfl_Leach_Desc | Text | Description of estimation method to determine volume of leachate collected in 2009 and frequency of process wastewater generation. | 3250 | 3496
F | 3.1 | F3-13 |  | Landfill_Leachate_Info | cbi_Ldfl_Leach_PW | Yes/No | CBI designation checkbox for QF3-13. | 3251 | 3497
F | 3.1 | F3-13 |  | Landfill_Leachate_Info | Ldfl_Leach_ProcWW | Text | The yes/no answer to whether the plant collects stormwater, rainfall, or process wastewaters with the landfill collection system. | 3252 | 3498
F | 3.1 | F3-13 |  | Landfill_Leachate_Info | Ldfl_Leach_ProcWW_Storm | Text | Checkbox to indicate that the landfill collection system collects uncontaminated stormwater. | 3253 | 3499
F | 3.1 | F3-13 |  | Landfill_Leachate_Info | Ldfl_Leach_ProcWW_Storm_GPD | Number (Double) | The amount of uncontaminated stormwater collected by the landfill collection system (gpd). | 3254 | 3500
F | 3.1 | F3-13 |  | Landfill_Leachate_Info | Ldfl_Leach_ProcWW_Rain | Text | Checkbox to indicate that the landfill collection system collects rainfall. | 3255 | 3501
F | 3.1 | F3-13 |  | Landfill_Leachate_Info | Ldfl_Leach_ProcWW_Rain_GPD | Number (Double) | The amount of rainfall collected by the landfill collection system (gpd). | 3256 | 3502
F | 3.1 | F3-13 |  | Landfill_Leachate_Info | Ldfl_Leach_ProcWW_Other | Text | Checkbox to indicate that the landfill collection system collects another type of water in the landfill collection system. | 3257 | 3503
F | 3.1 | F3-13 |  | Landfill_Leachate_Info | Ldfl_Leach_ProcWW_Other_Code | Text | Drop-down menu of options for the other type of water collected in the landfill collection system. | 3258 | 3504
F | 3.1 | F3-13 |  | Landfill_Leachate_Info | Ldfl_LeachProcWW_Other_desc | Text | An explanation of the other type of water collected by the landfill collection system. | 3259 | 3505
F | 3.1 | F3-13 |  | Landfill_Leachate_Info | Ldfl_LeachProcWW_Other_GPD | Number (Double) | The amount of the other type of water collected by the landfill collection system (gpd). | 3260 | 3506
F | 3.1 | F3-14 |  | Landfill_Leachate_Dest | cbi_Ldfl_Leach_Dest | Yes/No | CBI designation checkbox for QF3-14. | 3261 | 3516
F | 3.1 | F3-14 |  | Landfill_Leachate_Dest | Ldfl_Leach_Dest_Pond | Text | The IDs of the pond/impoundment unit(s) that represent either an intermediate or final leachate destination. | 3262 | 3517
F | 3.1 | F3-14 |  | Landfill_Leachate_Dest | Pond_ID | Text | EPA-assigned pond/impoundment unit ID. | 3263 | 3518
F | 3.1 | F3-14 |  | Landfill_Leachate_Dest | Ldfl_Leach_Dest_OnsiteTS | Text | Checkbox to indicate the plant transfers their leachate to an on-site treatment system. | 3264 | 3519
F | 3.1 | F3-14 |  | Landfill_Leachate_Dest | Ldfl_Leach_Dest_OnsiteTS_WWT | Text | The plant defined the wastewater treatment system that treats the leachate in Part D, Table D-2. | 3265 | 3520
F | 3.1 | F3-14 |  | Landfill_Leachate_Dest | System_ID | Text | The wastewater treatment system ID that treats the leachate from Part D, Table D-2. | 3266 | 3521
F | 3.1 | F3-14 |  | Landfill_Leachate_Dest | Ldfl_Leach_Dest_StorTnk | Text | Checkbox to indicate the plant transfers leachate back into a storage tank. | 3267 | 3522
F | 3.1 | F3-14 |  | Landfill_Leachate_Dest | Ldfl_Leach_Dest_Indirect | Text | Checkbox to indicate the plant indirectly discharges the leachate to a publicly or privately owned treatment works. | 3268 | 3523
F | 3.1 | F3-14 |  | Landfill_Leachate_Dest | Ldfl_Leach_Dest_Recyc | Text | Checkbox to indicate the plant immediately recycles the leachate back into the plant process. | 3269 | 3524
F | 3.1 | F3-14 |  | Landfill_Leachate_Dest | Ldfl_Leach_Dest_Recyc_desc | Text | A description of how the leachate is reused once it is immediately recycled back into the plant process. | 3270 | 3525
F | 3.1 | F3-14 |  | Landfill_Leachate_Dest | Ldfl_Leach_Dest_SW | Text | The plant discharges the leachate to surface water. | 3271 | 3526
F | 3.1 | F3-14 |  | Landfill_Leachate_Dest | Outfall_number | Text | The NPDES permitted outfall number for the surface water the leachate is discharged to. | 3272 | 3527
F | 3.1 | F3-14 |  | Landfill_Leachate_Dest | Ldfl_Leach_Dest_Other | Text | Checkbox to indicate another intermediate and/or final destination of the leachate. | 3273 | 3528
F | 3.1 | F3-14 |  | Landfill_Leachate_Dest | Ldfl_Leach_Dest_Other_desc | Text | The specification of another intermediate and/or final destination of the leachate. | 3274 | 3529
F | 3.1 | F3-15 |  | Landfill_Leachate_Info | cbi_Ldfl_Leach_Chem | Yes/No | CBI designation checkbox for QF3-15. | 3275 | 3507
F | 3.1 | F3-15 |  | Landfill_Leachate_Info | Ldfl_Leach_Chem | Text | The yes/no answer to whether chemicals are used to treat the leachate sent to a pond or storage tank. | 3276 | 3508
F | 3.1 | F3-15 |  | Landfill_Leachate_Info | Ldfl_Leach_Chem_Lime | Text | Checkbox to indicate that the plant uses lime to treat the leachate. | 3277 | 3509
F | 3.1 | F3-15 |  | Landfill_Leachate_Info | Ldfl_Leach_Chem_NaOH | Text | Checkbox to indicate that the plant uses sodium hydroxide to treat the leachate. | 3278 | 3510
F | 3.1 | F3-15 |  | Landfill_Leachate_Info | Ldfl_Leach_Chem_H2SO4 | Text | Checkbox to indicate that the plant uses sulfuric acid to treat the leachate. | 3279 | 3511
F | 3.1 | F3-15 |  | Landfill_Leachate_Info | Ldfl_Leach_Chem_Other | Text | Checkbox to indicate that the plant uses another type of chemical to treat the leachate. | 3280 | 3512
F | 3.1 | F3-15 |  | Landfill_Leachate_Info | Ldfl_Leach_Chem_Other_desc | Text | An explanation of the other type of chemical used to treat the leachate. | 3281 | 3513
F | 3.1 | F3-16 |  | Landfill_Storm_Dest | cbi_Ldfl_Storm_Src | Yes/No | CBI designation checkbox for QF3-16. | 3282 | 3532
F | 3.1 | F3-16 |  | Landfill_Storm_Dest | Ldfl_Storm_Src | Text | The portion of the landfill (capped vs. uncapped) that conveyed stormwater runoff has contacted and is combined with leachate. | 3283 | 3533
F | 3.1 | F3-16 |  | Landfill_Storm_Dest | Ldfl_Storm_Comb_Leachate | Text | The yes/no answer to whether the plant combines conveyed stormwater runoff that has contacted the uncapped portion of the landfill with leachate. | 3284 | 3534
F | 3.1 | F3-17 |  | Landfill_Storm_Dest | cbi_Ldfl_Storm_Dest | Yes/No | CBI designation checkbox for QF3-17. | 3285 | 3535
F | 3.1 | F3-17 |  | Landfill_Storm_Dest | Ldfl_Storm_Dest_Pond | Text | Checkbox to indicate that the intermediate and final destination of the conveyed stormwater runoff is a pond/impoundment unit. | 3286 | 3536
F | 3.1 | F3-17 |  | Landfill_Storm_Dest | Pond_ID | Text | The pond/impoundment unit ID(s) receiving the conveyed stormwater runoff. | 3287 | 3537
F | 3.1 | F3-17 |  | Landfill_Storm_Dest | Ldfl_Storm_Dest_OnsiteTS | Text | Checkbox to indicate that the conveyed stormwater runoff is transferred to an on-site treatment system for it's intermediate and/or final destination. | 3288 | 3538
F | 3.1 | F3-17 |  | Landfill_Storm_Dest | WWT_ID | Text | The on-site wastewater treatment system ID receiving the stormwater runoff. | 3289 | 3539
F | 3.1 | F3-17 |  | Landfill_Storm_Dest | Ldfl_Storm_Dest_OnsiteTS_Type | Text | Checkbox to indicate if the type of on-site wastewater treatment system is chemical precipitation; aerobic or anoxic/anaerobic biological reactor; constructed wetlands; or other, specified. | 3290 | 3540
F | 3.1 | F3-17 |  | Landfill_Storm_Dest | Ldfl_Storm_Dest_OnsiteTS_Other_desc | Text | The specification of another type of on-site wastewater treatment system receiving stormwater runoff. | 3291 | 3541
F | 3.1 | F3-17 |  | Landfill_Storm_Dest | Ldfl_Storm_Dest_StorTnk | Text | Checkbox to indicate that the conveyed stormwater runoff is transferred to a storage tank for it's intermediate and/or final destination. | 3292 | 3542
F | 3.1 | F3-17 |  | Landfill_Storm_Dest | Ldfl_Storm_Dest_Indirect | Text | Checkbox to indicate that the conveyed stormwater runoff is indirectly discharged to a treatment works system for it's intermediate and/or final destination. | 3293 | 3543
F | 3.1 | F3-17 |  | Landfill_Storm_Dest | Ldfl_Storm_Dest_Recyc | Text | Checkbox to indicate that the conveyed stormwater runoff is immediately recycled back into the plant process as it's intermediate and/or final destination. | 3294 | 3544
F | 3.1 | F3-17 |  | Landfill_Storm_Dest | Ldfl_Storm_Dest_Recyc_desc | Text | A description on how the leachate is used once it has been immediately recycled back into the plant process. | 3295 | 3545
F | 3.1 | F3-17 |  | Landfill_Storm_Dest | Ldfl_Storm_Dest_SW | Text | Checkbox to indicate that the conveyed stormwater runoff is discharged to a surface water as it's intermediate and/or final destination. | 3296 | 3546
F | 3.1 | F3-17 |  | Landfill_Storm_Dest | Outfall_number | Text | The NPDES permitted outfall number for the surface water receiving the conveyed stormwater runoff. | 3297 | 3547
F | 3.1 | F3-17 |  | Landfill_Storm_Dest | Ldfl_Storm_Dest_Other | Text | Checkbox to indicate another intermediate and/or final destination of the conveyed stormwater runoff. | 3298 | 3548
F | 3.1 | F3-17 |  | Landfill_Storm_Dest | Ldfl_Storm_Dest_Other_desc | Text | An explanation of the other intermediate and/or final destination of the conveyed stormwater runoff. | 3299 | 3549
F | 3.1 | F3-18 |  | Landfill_Storm_Dest | cbi_Ldfl_Storm_Src | Yes/No | CBI designation checkbox for QF3-18. | 3300 | 3552
F | 3.1 | F3-18 |  | Landfill_Storm_Dest | Ldfl_Storm_Src | Text | The portion of the landfill (capped vs. uncapped) that conveyed stormwater runoff has contacted and is combined with leachate. | 3301 | 3553
F | 3.1 | F3-18 |  | Landfill_Storm_Dest | Ldfl_Storm_Comb_Leachate | Text | The yes/no answer to whether the plant combines conveyed stormwater runoff that has contacted the uncapped portion of the landfill with leachate. | 3302 | 3554
F | 3.1 | F3-19 |  | Landfill_Storm_Dest | cbi_Ldfl_Storm_Dest | Yes/No | CBI designation checkbox for QF3-19. | 3303 | 3555
F | 3.1 | F3-19 |  | Landfill_Storm_Dest | Ldfl_Storm_Dest_Pond | Text | Checkbox to indicate that the intermediate and final destination of the conveyed stormwater runoff is a pond/impoundment unit. | 3304 | 3556
F | 3.1 | F3-19 |  | Landfill_Storm_Dest | Pond_ID | Text | The pond/impoundment unit ID(s) receiving the conveyed stormwater runoff. | 3305 | 3557
F | 3.1 | F3-19 |  | Landfill_Storm_Dest | Ldfl_Storm_Dest_OnsiteTS | Text | Checkbox to indicate that the conveyed stormwater runoff is transferred to an on-site treatment system for it's intermediate and/or final destination. | 3306 | 3558
F | 3.1 | F3-19 |  | Landfill_Storm_Dest | WWT_ID | Text | The on-site wastewater treatment system ID receiving the stormwater runoff. | 3307 | 3559
F | 3.1 | F3-19 |  | Landfill_Storm_Dest | Ldfl_Storm_Dest_OnsiteTS_Type | Text | Checkbox to indicate if the type of on-site wastewater treatment system is chemical precipitation; aerobic or anoxic/anaerobic biological reactor; constructed wetlands; or other, specified. | 3308 | 3560
F | 3.1 | F3-19 |  | Landfill_Storm_Dest | Ldfl_Storm_Dest_OnsiteTS_Other_desc | Text | The specification of another type of on-site wastewater treatment system receiving stormwater runoff. | 3309 | 3561
F | 3.1 | F3-19 |  | Landfill_Storm_Dest | Ldfl_Storm_Dest_StorTnk | Text | Checkbox to indicate that the conveyed stormwater runoff is transferred to a storage tank for it's intermediate and/or final destination. | 3310 | 3562
F | 3.1 | F3-19 |  | Landfill_Storm_Dest | Ldfl_Storm_Dest_Indirect | Text | Checkbox to indicate that the conveyed stormwater runoff is indirectly discharged to a treatment works system for it's intermediate and/or final destination. | 3311 | 3563
F | 3.1 | F3-19 |  | Landfill_Storm_Dest | Ldfl_Storm_Dest_Recyc | Text | Checkbox to indicate that the conveyed stormwater runoff is immediately recycled back into the plant process as it's intermediate and/or final destination. | 3312 | 3564
F | 3.1 | F3-19 |  | Landfill_Storm_Dest | Ldfl_Storm_Dest_Recyc_desc | Text | A description on how the leachate is used once it has been immediately recycled back into the plant process. | 3313 | 3565
F | 3.1 | F3-19 |  | Landfill_Storm_Dest | Ldfl_Storm_Dest_SW | Text | Checkbox to indicate that the conveyed stormwater runoff is discharged to a surface water as it's intermediate and/or final destination. | 3314 | 3566
F | 3.1 | F3-19 |  | Landfill_Storm_Dest | Outfall_number | Text | The NPDES permitted outfall number for the surface water receiving the conveyed stormwater runoff. | 3315 | 3567
F | 3.1 | F3-19 |  | Landfill_Storm_Dest | Ldfl_Storm_Dest_Other | Text | Checkbox to indicate another intermediate and/or final destination of the conveyed stormwater runoff. | 3316 | 3568
F | 3.1 | F3-19 |  | Landfill_Storm_Dest | Ldfl_Storm_Dest_Other_desc | Text | An explanation of the other intermediate and/or final destination of the conveyed stormwater runoff. | 3317 | 3569
F | 3.2 | Plant_ID | Table F-3 | Landfill_OM_Cost | plant_id | Number (Double) | Plant identification number. | 3318 | 3570
F | 3.2 | Plant_ID | Table F-4 | Landfill_Capital_Cost | plant_id | Number (Double) | Plant identification number. | 3319 | 3612
F | 3.2 | Plant_ID | Table F-4 | Landfill_Capital_Cost_Info | plant_id | Number (Double) | Plant identification number.
F | 3.2 | Landfill_ID | Table F-3 | Landfill_OM_Cost | Landfill_ID | Text | EPA-assigned landfill ID number. | 3320 | 3571
F | 3.2 | Landfill_ID | Table F-4 | Landfill_Capital_Cost | Landfill_ID | Text | EPA-assigned landfill ID number. | 3321 | 3613
F | 3.2 | Landfill_ID | Table F-4 | Landfill_Capital_Cost_Info | Landfill_ID | Text | EPA-assigned landfill ID number.
F | 3.2 | F3-20 | Table F-3 | Landfill_OM_Cost | cbi_Ldfl_OandM | Yes/No | CBI designation checkbox for QF3-20. | 3322 | 3572
F | 3.2 | F3-20 | Table F-3 | Landfill_OM_Cost | Ldfl_OM_Opr_Annual | Number (Double) | The annual O&M cost for operating the landfill in 2009 ($). | 3323 | 3573
F | 3.2 | F3-20 | Table F-3 | Landfill_OM_Cost | Ldfl_OM_Opr_Rate_Hours | Number (Double) | The average rate of labor required to operate the landfill in 2009 ($/hr). | 3324 | 3574
F | 3.2 | F3-20 | Table F-3 | Landfill_OM_Cost | Ldfl_OM_Opr_Staffing_Workers | Number (Double) | The number of workers required to operate the landfill in 2009. | 3325 | 3575
F | 3.2 | F3-20 | Table F-3 | Landfill_OM_Cost | Ldfl_OM_Opr_Staffing_hpd | Number (Double) | The amount of time the workers spent operating the landfill in 2009 (hpd). | 3326 | 3576
F | 3.2 | F3-20 | Table F-3 | Landfill_OM_Cost | Ldfl_OM_Opr_Staffing_dpy | Number (Double) | The amount of time the workers spent operating the landfill in 2009 (dpy). | 3327 | 3577
F | 3.2 | F3-20 | Table F-3 | Landfill_OM_Cost | Ldfl_OM_MLabor_Annual | Number (Double) | The annual O&M cost for maintaining the landfill in 2009 ($). | 3328 | 3578
F | 3.2 | F3-20 | Table F-3 | Landfill_OM_Cost | Ldfl_OM_MLabor_Rate_Hours | Number (Double) | The average rate of labor required to maintain the landfill in 2009 ($/hr). | 3329 | 3579
F | 3.2 | F3-20 | Table F-3 | Landfill_OM_Cost | Ldfl_OM_MLabor_Staffing_Workers | Number (Double) | The number of workers required to maintain the landfill in 2009. | 3330 | 3580
F | 3.2 | F3-20 | Table F-3 | Landfill_OM_Cost | Ldfl_OM_MLabor_Staffing_hpd | Number (Double) | The amount of time the workers spent maintaining the landfill in 2009 (hpd). | 3331 | 3581
F | 3.2 | F3-20 | Table F-3 | Landfill_OM_Cost | Ldfl_OM_MLabor_Staffing_dpy | Number (Double) | The amount of time the workers spent maintaining the landfill in 2009 (dpy). | 3332 | 3582
F | 3.2 | F3-20 | Table F-3 | Landfill_OM_Cost | Ldfl_OM_MMaterials_Annual | Number (Double) | The annual O&M cost for maintenance materials for the landfill in 2009 ($). | 3333 | 3583
F | 3.2 | F3-20 | Table F-3 | Landfill_OM_Cost | Ldfl_OM_Chemicals_Annual | Number (Double) | The annual O&M cost for chemicals for the landfill in 2009 ($). | 3334 | 3584
F | 3.2 | F3-20 | Table F-3 | Landfill_OM_Cost | Ldfl_OM_Plants_Annual | Number (Double) | The annual O&M cost for plants/organic matter for the landfill in 2009 ($). | 3335 | 3585
F | 3.2 | F3-20 | Table F-3 | Landfill_OM_Cost | Ldfl_OM_Energy_Pump_Annual | Number (Double) | The annual O&M cost for energy to power pumping for the landfill in 2009 ($). | 3336 | 3586
F | 3.2 | F3-20 | Table F-3 | Landfill_OM_Cost | Ldfl_OM_Energy_Pump_kWh | Number (Double) | The rate of energy to power pumping for the landfill in 2009 ($/kWh). | 3337 | 3587
F | 3.2 | F3-20 | Table F-3 | Landfill_OM_Cost | Ldfl_OM_Energy_Pump_Consump_kWh/h | Number (Double) | The amount of energy consumed in 2009 to power pumping (kWh). | 3338 | 3588
F | 3.2 | F3-20 | Table F-3 | Landfill_OM_Cost | Ldfl_OM_Energy_Other_Annual | Number (Double) | The annual O&M cost for energy for operations other than pumping for the landfill in 2009 ($). | 3339 | 3589
F | 3.2 | F3-20 | Table F-3 | Landfill_OM_Cost | Ldfl_OM_Energy_Other_kWh | Number (Double) | The rate of energy to power operations other than pumping for the landfill in 2009 ($/kWh). | 3340 | 3590
F | 3.2 | F3-20 | Table F-3 | Landfill_OM_Cost | Ldfl_OM_Energy_Other_Consump_kWh/h | Number (Double) | The amount of energy consumed in 2009 to power operations other than pumping (kWh). | 3341 | 3591
F | 3.2 | F3-20 | Table F-3 | Landfill_OM_Cost | Ldfl_OM_Steam_Annual | Number (Double) | The cost of steam used for landfill O&M in 2009 ($). | 3342 | 3592
F | 3.2 | F3-20 | Table F-3 | Landfill_OM_Cost | Ldfl_OM_Steam_pounds | Number (Double) | The rate of the steam used for landfill O&M ($/pound). | 3343 | 3593
F | 3.2 | F3-20 | Table F-3 | Landfill_OM_Cost | Ldfl_OM_Steam_Consump_pounds/hr | Number (Double) | The steam consumption rate for landfill O&M in 2009 (pounds/hr). | 3344 | 3594
F | 3.2 | F3-20 | Table F-3 | Landfill_OM_Cost | Ldfl_OM_HazDrdg_Annual | Number (Double) | The annual O&M cost for removing hazardous sludge via dredging ($). | 3345 | 3595
F | 3.2 | F3-20 | Table F-3 | Landfill_OM_Cost | Ldfl_OM_HazDrgd_Rate | Number (Double) | The rate of removing hazardous sludge via dredging ($). | 3346 | 3596
F | 3.2 | F3-20 | Table F-3 | Landfill_OM_Cost | Ldfl_OM_HazDrgd_Rate_Per | Text | Checkbox to indicate if the rate of removing hazardous sludge via dredging is in gallons or tons. | 3347 | 3597
F | 3.2 | F3-20 | Table F-3 | Landfill_OM_Cost | Ldfl_OM_HazLandfill_Annual | Number (Double) | The annual O&M cost for removing hazardous sludge via landfilling ($) | 3348 | 3598
F | 3.2 | F3-20 | Table F-3 | Landfill_OM_Cost | Ldfl_OM_HazLandfill_Rate | Number (Double) | The rate of removing hazardous sludge via landfilling ($). | 3349 | 3599
F | 3.2 | F3-20 | Table F-3 | Landfill_OM_Cost | Ldfl_OM_HazLandfill_Rate_Per | Text | Checkbox to indicate if the rate of removing hazardous sludge via landfilling is in gallons or tons. | 3350 | 3600
F | 3.2 | F3-20 | Table F-3 | Landfill_OM_Cost | Ldfl_OM_NonHazDrgd_Annual | Number (Double) | The annual O&M cost for removing nonhazardous sludge via dredging ($) | 3351 | 3601
F | 3.2 | F3-20 | Table F-3 | Landfill_OM_Cost | Ldfl_OM_NonHazDrgd_Rate | Number (Double) | The rate of removing nonhazardous sludge via dredging ($). | 3352 | 3602
F | 3.2 | F3-20 | Table F-3 | Landfill_OM_Cost | Ldfl_OM_NonHazDrgd_Rate_Per | Text | Checkbox to indicate if the rate of removing nonhazardous sludge via dredging is in gallons or tons. | 3353 | 3603
F | 3.2 | F3-20 | Table F-3 | Landfill_OM_Cost | Ldfl_OM_NonHazLandfill_Annual | Number (Double) | The annual O&M cost for removing nonhazardous sludge via landfilling ($). | 3354 | 3604
F | 3.2 | F3-20 | Table F-3 | Landfill_OM_Cost | Ldfl_OM_NonHazLandfill_Rate | Number (Double) | The rate of removing nonhazardous sludge via landfilling ($). | 3355 | 3605
F | 3.2 | F3-20 | Table F-3 | Landfill_OM_Cost | Ldfl_OM_NonHazLandfill_Rate_Per | Text | Checkbox to indicate if the rate of removing nonhazardous sludge via landfilling is in gallons or tons. | 3356 | 3606
F | 3.2 | F3-20 | Table F-3 | Landfill_OM_Cost | Ldfl_OM_Other1 | Text | The specification of another type of O&M activity in 2009. | 3357 | 3607
F | 3.2 | F3-20 | Table F-3 | Landfill_OM_Cost | Ldfl_OM_Other1_Annual | Number (Double) | The annual O&M cost for the other type of O&M activity in 2009 ($) | 3358 | 3608
F | 3.2 | F3-20 | Table F-3 | Landfill_OM_Cost | Ldfl_OM_Other2 | Text | The specification of another type of O&M activity in 2009. | 3359 | 3609
F | 3.2 | F3-20 | Table F-3 | Landfill_OM_Cost | Ldfl_OM_Other2_Annual | Number (Double) | The annual O&M cost for the other type of O&M activity in 2009 ($). | 3360 | 3610
F | 3.2 | F3-20 | Table F-3 | Landfill_OM_Cost | Ldfl_OM_Total_Annual | Number (Double) | The total O&M cost for 2009. | 3361 | 3611
F | 3.2 | F3-21 | Table F-4 | Landfill_Capital_Cost | cbi_Ldfl_Cap | Yes/No | CBI designation checkbox for QF3-21. | 3362 | 3614
F | 3.2 | F3-21 | Table F-4 | Landfill_Capital_Cost | Ldfl_Cap_Project | Text | The project type for the capital cost expenditure. | 3363 | 3615
F | 3.2 | F3-21 | Table F-4 | Landfill_Capital_Cost | Ldfl_Cap_Cost | Number (Double) | The cost of the project ($). | 3364 | 3616
F | 3.2 | F3-21 | Table F-4 | Landfill_Capital_Cost | Ldfl_Cap_Year_Based | Number (Double) | The year on which the cost of the project is based on. | 3365 | 3617
F | 3.2 | F3-21 | Table F-4 | Landfill_Capital_Cost_Info | cbi_Ldfl_Outside_Firm_Oversee | Yes/No | CBI designation checkbox for QF3-21.
F | 3.2 | F3-21 | Table F-4 | Landfill_Capital_Cost_Info | Ldfl_Outside_Firm_Oversee | Text | Indirect engineering costs were incurred because plant hired outside engineering firm to oversee design and/or installation of the treatment system.
F | 4.1 | Plant_ID | Table F-5 | LTS_Opr | plant_id | Number (Double) | Plant identification number. | 3366 | 3618
F | 4.1 | Plant_ID | Table F-5 | LTS_Pln | plant_id | Number (Double) | Plant identification number. | 3367 | 3628
F | 4.1 | Plant_ID |  | LTS_Diagram | plant_id | Number (Double) | Plant identification number. | 3368 | 3638
F | 4.1 | F4-1 | Table F-5 | LTS_Opr | cbi_LTS | Yes/No | CBI designation checkbox for QF4-1. | 3369 | 3619
F | 4.1 | F4-1 | Table F-5 | LTS_Opr | LTS_ID | Text | EPA-assigned leachate treatment system ID. | 3370 | 3620
F | 4.1 | F4-1 | Table F-5 | LTS_Opr | LTS_Plant_Des | Text | Plant designation of the operating leachate treatment system. | 3371 | 3621
F | 4.1 | F4-1 | Table F-5 | LTS_Opr | LTS_Ftprt | Number (Double) | Operating leachate treatment system footprint (ft2). | 3372 | 3622
F | 4.1 | F4-1 | Table F-5 | LTS_Opr | LTS_Init_Year | Number (Double) | Year the operating leachate treatment system was initially brought online. | 3373 | 3623
F | 4.1 | F4-1 | Table F-5 | LTS_Opr | LTS_NoOfLCS | Number (Double) | Number of operating leachate collection systems contributing to the leachate treatment system. | 3374 | 3624
F | 4.1 | F4-1 | Table F-5 | LTS_Opr | LTS_DistFromLCS | Number (Double) | Distance from the operating leachate collection system (ft). | 3375 | 3625
F | 4.1 | F4-1 | Table F-5 | LTS_Opr | LTS_DistToOutfall | Number (Double) | Approximate distance to final outfall from the operating leachate treatment system (ft). | 3376 | 3626
F | 4.1 | F4-1 | Table F-5 | LTS_Opr | Outfall_number | Text | Outfall number associated with the operating leachate treatment system. | 3377 | 3627
F | 4.1 | F4-1 | Table F-5 | LTS_Pln | cbi_Pln_LTS | Yes/No | CBI designation checkbox for QF4-1. | 3378 | 3629
F | 4.1 | F4-1 | Table F-5 | LTS_Pln | LTS_ID | Text | EPA-assigned leachate treatment system ID. | 3379 | 3630
F | 4.1 | F4-1 | Table F-5 | LTS_Pln | Pln_LTS_Plant_Des | Text | Plant designation of the planned leachate treatment system. | 3380 | 3631
F | 4.1 | F4-1 | Table F-5 | LTS_Pln | Pln_LTS_Ftprt | Number (Double) | Planned leachate treatment system footprint (ft2). | 3381 | 3632
F | 4.1 | F4-1 | Table F-5 | LTS_Pln | Pln_LTS_Init_Year | Number (Double) | Year the planned leachate treatment system was initially brought online. | 3382 | 3633
F | 4.1 | F4-1 | Table F-5 | LTS_Pln | Pln_LTS_NoOfLCS | Number (Double) | Number of planned leachate collection systems contributing to the leachate treatment system. | 3383 | 3634
F | 4.1 | F4-1 | Table F-5 | LTS_Pln | Pln_LTS_DistFromLCS | Number (Double) | Distance from the planned leachate collection system (ft). | 3384 | 3635
F | 4.1 | F4-1 | Table F-5 | LTS_Pln | Pln_LTS_DistToOutfall | Number (Double) | Approximate distance to final outfall from the planned leachate treatment system (ft). | 3385 | 3636
F | 4.1 | F4-1 | Table F-5 | LTS_Pln | Outfall_number | Text | Outfall number associated with the planned leachate treatment system. | 3386 | 3637
F | 4.1 | F4-2 |  | LTS_Diagram | cbi_LTS_Diagram | Yes/No | CBI designation checkbox for QF4-2. | 3387 | 3639
F | 4.1 | F4-2 |  | LTS_Diagram | LTS_Diagram | Yes/No | Checkbox to indicate that the plant attached a block diagram of the leachate treatment system operation. | 3388 | 3640
F | 4.2 | Plant_ID | Table F-6 | LTS_Influent_Flows | plant_id | Number (Double) | Plant identification number. | 3389 | 3641
F | 4.2 | LTS_ID | Table F-6 | LTS_Influent_Flows | LTS_ID | Text | EPA-assigned leachate treatment system ID. | 3390 | 3642
F | 4.2 | F4-3 | Table F-6 | LTS_Influent_Flows | cbi_LTS_Infl | Yes/No | CBI designation checkbox for QF4-3. | 3391 | 3643
F | 4.2 | F4-3 | Table F-6 | LTS_Influent_Flows | LTS_PW | Text | Drop-down selection of process wastewaters generated from the pond/impoundment and/or landfills treated by the leachate treatment system. | 3392 | 3644
F | 4.2 | F4-3 | Table F-6 | LTS_Influent_Flows | LTS_PW_desc | Text | A description of another type of process wastewater not listed in the drop-down menu. | 3393 | 3645
F | 4.2 | F4-3 | Table F-6 | LTS_Influent_Flows | LTS_Ldfl | Text | Pond/impoundment unity or landfill ID associated with the process wastewater selected. | 3394 | 3646
F | 4.2 | F4-3 | Table F-6 | LTS_Influent_Flows | LTS_PW_GPM | Number (Double) | The average annual flow rate of influent to the treatment system associated with the process wastewater selected (gpm). | 3395 | 3647
F | 4.2 | F4-3 | Table F-6 | LTS_Influent_Flows | LTS_PW_HPD | Number (Double) | First average annual flow rate of influent to the treatment system associated with the process wastewater selected (hpd). | 3396 | 3648
F | 4.2 | F4-3 | Table F-6 | LTS_Influent_Flows | LTS_PW_DPY_1 | Number (Double) | First average annual flow rate of influent to the treatment system associated with the process wastewater selected (dpy). | 3397 | 3649
F | 4.2 | F4-3 | Table F-6 | LTS_Influent_Flows | LTS_PW_GPD | Number (Double) | Second average annual flow rate of influent to the treatment system associated with the process wastewater selected (gpd). | 3398 | 3650
F | 4.2 | F4-3 | Table F-6 | LTS_Influent_Flows | LTS_PW_DPY_2 | Number (Double) | Second average annual flow rate of influent to the treatment system associated with the process wastewater selected (dpy). | 3399 | 3651
F | 4.3 | Plant_ID | Table F-7 | LTS_Treat_Units | plant_id | Number (Double) | Plant identification number. | 3400 | 3652
F | 4.3 | Plant_ID | Table F-8 | LTS_Treat_Units_Improv | plant_id | Number (Double) | Plant identification number. | 3401 | 3659
F | 4.3 | Plant_ID |  | LTS_Lim_Chgs | plant_id | Number (Double) | Plant identification number. | 3402 | 3668
F | 4.3 | Plant_ID |  | LTS_Flow | plant_id | Number (Double) | Plant identification number. | 3403 | 3673
F | 4.3 | LTS_ID | Table F-7 | LTS_Treat_Units | LTS_ID | Text | EPA-assigned leachate treatment system ID. | 3404 | 3653
F | 4.3 | LTS_ID | Table F-8 | LTS_Treat_Units_Improv | LTS_ID | Text | EPA-assigned leachate treatment system ID. | 3405 | 3660
F | 4.3 | LTS_ID |  | LTS_Lim_Chgs | LTS_ID | Text | EPA-assigned leachate treatment system ID. | 3406 | 3669
F | 4.3 | LTS_ID |  | LTS_Flow | LTS_ID | Text | EPA-assigned leachate treatment system ID. | 3407 | 3674
F | 4.3 | F4-4 | Table F-7 | LTS_Treat_Units | cbi_LTS_LTUs | Yes/No | CBI designation checkbox for QF4-4. | 3408 | 3654
F | 4.3 | F4-4 | Table F-7 | LTS_Treat_Units | LTU_ID | Text | Drop-down selection of assigned leachate treatment unit ID based on units that are operating, under construction/installation, or planned to be constructed/installed. | 3409 | 3655
F | 4.3 | F4-4 | Table F-7 | LTS_Treat_Units | LTU_ID_other | Text | User-defined designation of a leachate treatment unit ID. | 3410 | 3656
F | 4.3 | F4-4 | Table F-7 | LTS_Treat_Units | Pond_ID | Text | EPA-assigned pond/impoundment unit ID if it is included as part of the leachate treatment system. | 3411 | 3657
F | 4.3 | F4-4 | Table F-7 | LTS_Treat_Units | LTS_LTU_Plant_Des | Text | The plant’s name for each leachate treatment unit. | 3412 | 3658
F | 4.3 | F4-5 | Table F-8 | LTS_Treat_Units_Improv | cbi_LTS_LTU_Improv | Yes/No | CBI designation checkbox for QF4-5 | 3413 | 3661
F | 4.3 | F4-5 | Table F-8 | LTS_Treat_Units_Improv | LTU_ID | Text | Drop-down selection of assigned leachate treatment unit ID. | 3414 | 3662
F | 4.3 | F4-5 | Table F-8 | LTS_Treat_Units_Improv | LTU_ID_other | Text | User-defined designation of a leachate treatment unit ID. | 3415 | 3663
F | 4.3 | F4-5 | Table F-8 | LTS_Treat_Units_Improv | Pond_ID | Text | EPA-assigned pond/impoundment unit ID if it is included as part of the leachate treatment system. | 3416 | 3664
F | 4.3 | F4-5 | Table F-8 | LTS_Treat_Units_Improv | LTS_LTU_Improv_desc | Text | Description of planned improvement to the leachate treatment system. | 3417 | 3665
F | 4.3 | F4-5 | Table F-8 | LTS_Treat_Units_Improv | LTS_LTU_Improv_Date | Date/Time | Expected date of planned improvement to the leachate treatment system (mm/dd/yyyy). | 3418 | 3666
F | 4.3 | F4-5 | Table F-8 | LTS_Treat_Units_Improv | LTS_LTU_Improv_CapCost | Number (Double) | Total capital cost of planned improvements to the leachate treatment system ($). | 3419 | 3667
F | 4.3 | F4-6 |  | LTS_Lim_Chgs | cbi_LTS_Imp_Lim_Chgs | Yes/No | CBI designation checkbox for QF4-6. | 3420 | 3670
F | 4.3 | F4-6 |  | LTS_Lim_Chgs | LTS_Imp_Lim_Chgs | Text | The yes/no answer to whether there were any planned improvements to the leachate treatment system. | 3421 | 3671
F | 4.3 | F4-6 |  | LTS_Lim_Chgs | LTS_Imp_Lim_Chgs_desc | Text | Identification of pollutants and/or limits the improvement to the leachate treatment system will target. | 3422 | 3672
F | 4.3 | F4-7 |  | LTS_Flow | cbi_LTS_Flow | Yes/No | CBI designation checkbox for QF4-7. | 3423 | 3675
F | 4.3 | F4-7 |  | LTS_Flow | LTS_Flow_Typ | Number (Double) | Typical flow rate for the leachate treatment system in 2009 (gpm). | 3424 | 3676
F | 4.3 | F4-7 |  | LTS_Flow | LTS_Flow_Max | Number (Double) | The maximum daily flow rate for the leachate treatment system in 2009 (gpm). | 3425 | 3677
F | 4.3 | F4-7 |  | LTS_Flow | LTS_Annual_Avg | Number (Double) | The average annual flow rate for the leachate treatment system in 2009 (gpm). | 3426 | 3678
F | 4.3 | F4-7 |  | LTS_Flow | LTS_Eff_Trnsf_HPD | Number (Double) | The duration of effluent transfers from the treatment system in 2009 (hpd). | 3427 | 3679
F | 4.3 | F4-7 |  | LTS_Flow | LTS_Eff_Trnsf_DPY | Number (Double) | The frequency of effluent transfers from the treatment system in 2009 (hpd). | 3428 | 3680
F | 4.4 | Plant_ID |  | LTU_Design | plant_id | Number (Double) | Plant identification number. | 3429 | 3681
F | 4.4 | Plant_ID |  | LTU_Trgtd_Pollutants | plant_id | Number (Double) | Plant identification number. | 3430 | 3712
F | 4.4 | Plant_ID | Table F-9 | LTU_Add_Chem | plant_id | Number (Double) | Plant identification number. | 3431 | 3735
F | 4.4 | Plant_ID | Table F-10 | LTU_Plant_Species | plant_id | Number (Double) | Plant identification number. | 3432 | 3749
F | 4.4 | LTS_ID |  | LTU_Design | LTS_ID | Text | EPA-assigned leachate treatment system ID. | 3433 | 3682
F | 4.4 | LTS_ID |  | LTU_Trgtd_Pollutants | LTS_ID | Text | EPA-assigned leachate treatment system ID. | 3434 | 3713
F | 4.4 | LTS_ID | Table F-9 | LTU_Add_Chem | LTS_ID | Text | EPA-assigned leachate treatment system ID. | 3435 | 3736
F | 4.4 | LTS_ID | Table F-10 | LTU_Plant_Species | LTS_ID | Text | EPA-assigned leachate treatment system ID. | 3436 | 3750
F | 4.4 | LTU_ID |  | LTU_Design | LTU_ID | Text | Assigned leachate treatment unit ID. | 3437 | 3683
F | 4.4 | LTU_ID |  | LTU_Trgtd_Pollutants | LTU_ID | Text | Assigned leachate treatment unit ID. | 3438 | 3714
F | 4.4 | LTU_ID | Table F-9 | LTU_Add_Chem | cbi_LTU_Chem | Yes/No | CBI designation checkbox for QF4-14. | 3439 | 3738
F | 4.4 | LTU_ID | Table F-10 | LTU_Plant_Species | cbi_LTU_Plant | Yes/No | CBI designation checkbox for QF4-15. | 3440 | 3752
F | 4.4 | F4-8 |  | LTU_Design | cbi_LTU_Vol | Yes/No | CBI designation checkbox for QF4-8. | 3441 | 3684
F | 4.4 | F4-8 |  | LTU_Design | LTU_Vol_Ft3 | Number (Double) | Volume of the leachate treatment unit (ft3). | 3442 | 3685
F | 4.4 | F4-8 |  | LTU_Design | LTU_Vol_Depth_Ft | Number (Double) | Water depth of the leachate treatment unit should it be a wetland cell (ft). | 3443 | 3686
F | 4.4 | F4-9 |  | LTU_Design | cbi_LTU_SA | Yes/No | CBI designation checkbox for QF4-9. | 3444 | 3687
F | 4.4 | F4-9 |  | LTU_Design | LTU_SA | Number (Double) | Footprint/surface area of the leachate treatment system unit (ft2). | 3445 | 3688
F | 4.4 | F4-10 |  | LTU_Design | cbi_LTU_ResTime | Yes/No | CBI designation checkbox for QF4-10. | 3446 | 3689
F | 4.4 | F4-10 |  | LTU_Design | LTU_ResTime | Number (Double) | Residence time of leachate within the leachate treatment unity (hours). | 3447 | 3690
F | 4.4 | F4-11 |  | LTU_Design | cbi_LTU_Mtrl | Yes/No | CBI designation checkbox for QF4-11. | 3448 | 3691
F | 4.4 | F4-11 |  | LTU_Design | LTU_SS | Text | Checkbox to indicate that the leachate treatment unit was constructed using stainless steel. | 3449 | 3692
F | 4.4 | F4-11 |  | LTU_Design | LTU_SS_316L | Text | Checkbox to indicate that the leachate treatment unit was constructed using 316L stainless steel. | 3450 | 3693
F | 4.4 | F4-11 |  | LTU_Design | LTU_SS_317LM | Text | Checkbox to indicate that the leachate treatment unit was constructed using 317M stainless steel. | 3451 | 3694
F | 4.4 | F4-11 |  | LTU_Design | LTU_SS_317LMN | Text | Checkbox to indicate that the leachate treatment unit was constructed using 317LM stainless steel. | 3452 | 3695
F | 4.4 | F4-11 |  | LTU_Design | LTU_SS_2205 | Text | Checkbox to indicate that the leachate treatment unit was constructed using 2205 stainless steel. | 3453 | 3696
F | 4.4 | F4-11 |  | LTU_Design | LTU_SS_255 | Text | Checkbox to indicate that the leachate treatment unit was constructed using 255 stainless steel. | 3454 | 3697
F | 4.4 | F4-11 |  | LTU_Design | LTU_SS_625 | Text | Checkbox to indicate that the leachate treatment unit was constructed using 625 stainless steel. | 3455 | 3698
F | 4.4 | F4-11 |  | LTU_Design | LTU_SS_Other | Text | Checkbox to indicate that the leachate treatment unit was constructed using another type of stainless steel alloy. | 3456 | 3699
F | 4.4 | F4-11 |  | LTU_Design | LTU_SS_Other_desc | Text | The specification of another type of stainless steel alloy used in construction. | 3457 | 3700
F | 4.4 | F4-11 |  | LTU_Design | LTU_CS | Text | Checkbox to indicate that the leachate treatment unit was constructed using carbon steel. | 3458 | 3701
F | 4.4 | F4-11 |  | LTU_Design | LTU_CS_Lined | Text | Checkbox to indicate that the leachate treatment unit was constructed using lined carbon steel. | 3459 | 3702
F | 4.4 | F4-11 |  | LTU_Design | LTU_CS_Lined_desc | Text | The specification of the type of carbon steel liner. | 3460 | 3703
F | 4.4 | F4-11 |  | LTU_Design | LTU_Fiberglass | Text | Checkbox to indicate that the leachate treatment unit was constructed using fiberglass. | 3461 | 3704
F | 4.4 | F4-11 |  | LTU_Design | LTU_Titanium | Text | Checkbox to indicate that the leachate treatment unit was constructed using titanium. | 3462 | 3705
F | 4.4 | F4-11 |  | LTU_Design | LTU_Mtrl_Other | Text | Checkbox to indicate that the leachate treatment unit was constructed using another type of material. | 3463 | 3706
F | 4.4 | F4-11 |  | LTU_Design | LTU_Mtrl_Other_desc | Text | A description of the other type of material used to construct the leachate treatment unit. | 3464 | 3707
F | 4.4 | F4-12 |  | LTU_Trgtd_Pollutants | cbi_LTU_Trgtd | Yes/No | CBI designation checkbox for QF4-12. | 3465 | 3715
F | 4.4 | F4-12 |  | LTU_Trgtd_Pollutants | LTU_Trgtd_Metals | Text | Checkbox to indicate that metals are targeted for removal by the leachate treatment system. | 3466 | 3716
F | 4.4 | F4-12 |  | LTU_Trgtd_Pollutants | LTU_Trgtd_Metals_Specify | Text | Specification of the type of metals targeted for removal by the leachate treatment system. | 3467 | 3717
F | 4.4 | F4-12 |  | LTU_Trgtd_Pollutants | LTU_Trgtd_Hg | Text | Checkbox to indicate that mercury is targeted for removal by the leachate treatment system. | 3468 | 3718
F | 4.4 | F4-12 |  | LTU_Trgtd_Pollutants | LTU_Trgtd_Chlor | Text | Checkbox to indicate that chlorides are targeted for removal by the leachate treatment system. | 3469 | 3719
F | 4.4 | F4-12 |  | LTU_Trgtd_Pollutants | LTU_Trgtd_SO4 | Text | Checkbox to indicate that sulfates are targeted for removal by the leachate treatment system. | 3470 | 3720
F | 4.4 | F4-12 |  | LTU_Trgtd_Pollutants | LTU_Trgtd_TDS | Text | Checkbox to indicate that TDS is targeted for removal by the leachate treatment system. | 3471 | 3721
F | 4.4 | F4-12 |  | LTU_Trgtd_Pollutants | LTU_Trgtd_TSS | Text | Checkbox to indicate that TSS is targeted for removal by the leachate treatment system. | 3472 | 3722
F | 4.4 | F4-12 |  | LTU_Trgtd_Pollutants | LTU_Trgtd_Other | Text | Checkbox to indicate that another pollutant is targeted for removal by the leachate treatment system. | 3473 | 3723
F | 4.4 | F4-12 |  | LTU_Trgtd_Pollutants | LTU_Trgtd_Other_Specify | Text | Specification of the other type of pollutant targeted for removal by the leachate treatment system. | 3474 | 3724
F | 4.4 | F4-13 |  | LTU_Trgtd_Pollutants | cbi_LTU_Poll_Lim_Driver | Yes/No | CBI designation checkbox for QF4-13. | 3475 | 3725
F | 4.4 | F4-13 |  | LTU_Trgtd_Pollutants | LTU_Poll_1 | Text | Name of the pollutant that drives/will drive the operation of the leachate treatment unit. | 3476 | 3726
F | 4.4 | F4-13 |  | LTU_Trgtd_Pollutants | LTU_Lim_1 | Number (Double) | First limitation of the pollutant that drives/will drive the operation of the leachate treatment unit. | 3477 | 3727
F | 4.4 | F4-13 |  | LTU_Trgtd_Pollutants | LTU_Lim_Unit_1 | Text | First drop-down selection of units for the pollutant limitation (ug/L or mg/L). | 3478 | 3728
F | 4.4 | F4-13 |  | LTU_Trgtd_Pollutants | LTU_Poll_2 | Text | Name of the pollutant that drives/will drive the operation of the leachate treatment unit. | 3479 | 3729
F | 4.4 | F4-13 |  | LTU_Trgtd_Pollutants | LTU_Lim_2 | Number (Double) | Second limitation of the pollutant that drives/will drive the operation of the leachate treatment unit. | 3480 | 3730
F | 4.4 | F4-13 |  | LTU_Trgtd_Pollutants | LTU_Lim_Unit_2 | Text | Second drop-down selection of units for the pollutant limitation (ug/L or mg/L). | 3481 | 3731
F | 4.4 | F4-13 |  | LTU_Trgtd_Pollutants | LTU_Poll_3 | Text | Name of the pollutant that drives/will drive the operation of the leachate treatment unit. | 3482 | 3732
F | 4.4 | F4-13 |  | LTU_Trgtd_Pollutants | LTU_Lim_3 | Number (Double) | Third limitation of the pollutant that drives/will drive the operation of the leachate treatment unit. | 3483 | 3733
F | 4.4 | F4-13 |  | LTU_Trgtd_Pollutants | LTU_Lim_Unit_3 | Text | Third drop-down selection of units for the pollutant limitation (ug/L or mg/L). | 3484 | 3734
F | 4.4 | F4-14 |  | LTU_Design | cbi_LTU_Chem | Yes/No | CBI designation checkbox for QF4-14. | 3485 | 3708
F | 4.4 | F4-14 |  | LTU_Design | LTU_Chem | Text | The yes/no answer to whether the plant adds chemicals to the leachate treatment unit in 2009. | 3486 | 3709
F | 4.4 | F4-14 | Table F-9 | LTU_Add_Chem | LTU_ID | Text | Assigned leachate treatment unit ID. | 3487 | 3737
F | 4.4 | F4-14 | Table F-9 | LTU_Add_Chem | LTU_Chem_Type | Text | Type of chemical used in leachate treatment unit operations. | 3488 | 3739
F | 4.4 | F4-14 | Table F-9 | LTU_Add_Chem | LTU_Chem_Trade_Nm | Text | Trade name of chemical used in leachate treatment unit operations. | 3489 | 3740
F | 4.4 | F4-14 | Table F-9 | LTU_Add_Chem | LTU_Chem_Mftr | Text | Manufacturer of chemical used in leachate treatment unit operations. | 3490 | 3741
F | 4.4 | F4-14 | Table F-9 | LTU_Add_Chem | LTU_Chem_Purp | Text | Purpose of chemical used in leachate treatment unit operations. | 3491 | 3742
F | 4.4 | F4-14 | Table F-9 | LTU_Add_Chem | LTU_Chem_Loc | Text | Location of chemical addition in leachate treatment unit operations. | 3492 | 3743
F | 4.4 | F4-14 | Table F-9 | LTU_Add_Chem | LTU_Chem_Conc | Number (Double) | Average dose concentration of chemical used in leachate treatment unit operations (g/L). | 3493 | 3744
F | 4.4 | F4-14 | Table F-9 | LTU_Add_Chem | LTU_Chem_Rate | Number (Double) | Average addition rate of chemical used in leachate treatment unit operations. | 3494 | 3745
F | 4.4 | F4-14 | Table F-9 | LTU_Add_Chem | LTU_Chem_Rate_Unit | Text | Checkbox to indicate if the units for the average addition rate of chemical used in leachate treatment unit operations are gpd or lb/day. | 3495 | 3746
F | 4.4 | F4-14 | Table F-9 | LTU_Add_Chem | LTU_Chem_Rate_Phase | Text | Checkbox to indicate if the phase of the chemical addition is solid or liquid. | 3496 | 3747
F | 4.4 | F4-14 | Table F-9 | LTU_Add_Chem | LTU_Chem_Freq | Number (Double) | Frequency of the chemical addition (dpy). | 3497 | 3748
F | 4.4 | F4-15 |  | LTU_Design | cbi_LTU_Plant | Yes/No | CBI designation checkbox for QF4-15. | 3498 | 3710
F | 4.4 | F4-15 |  | LTU_Design | LTU_Plant | Text | The yes/no answer to whether the leachate treatment unit contains any plant species. | 3499 | 3711
F | 4.4 | F4-15 | Table F-10 | LTU_Plant_Species | LTU_ID | Text | Assigned leachate treatment unit ID. | 3500 | 3751
F | 4.4 | F4-15 | Table F-10 | LTU_Plant_Species | LTU_Plant_Type | Text | The plant species name used in the leachate treatment unit operations. | 3501 | 3753
F | 4.4 | F4-15 | Table F-10 | LTU_Plant_Species | LTU_Plant_Nm | Text | The name of the plant used in the leachate treatment unit operations. | 3502 | 3754
F | 4.4 | F4-15 | Table F-10 | LTU_Plant_Species | LTU_Plant_Purp | Text | The purpose of the plant in the operation of the leachate treatment unit. | 3503 | 3755
F | 4.5 | Plant_ID | Table F-11 | LTS_OM_Cost | plant_id | Number (Double) | Plant identification number. | 3504 | 3756
F | 4.5 | Plant_ID | Table F-12 | LTS_Capital | plant_id | Number (Double) | Plant identification number. | 3505 | 3798
F | 4.5 | Plant_ID |  | LTS_Capital_Info | plant_id | Number (Double) | Plant identification number. | 3506 | 3804
F | 4.5 | Landfill_ID |  | LTS_Capital_Info | LTS_ID | Text | EPA-assigned leachate treatment system ID. | 3507 | 3805
F | 4.5 | LTS_ID | Table F-11 | LTS_OM_Cost | LTS_ID | Text | EPA-assigned leachate treatment system ID. | 3508 | 3757
F | 4.5 | LTS_ID | Table F-12 | LTS_Capital | LTS_ID | Text | EPA-assigned leachate treatment system ID. | 3509 | 3799
F | 4.5 | F3-21 |  | LTS_Capital_Info | cbi_LTS_Outside_Firm_Oversee | Yes/No | CBI designation checkbox for QF3-21. | 3510 | 3806
F | 4.5 | F3-21 |  | LTS_Capital_Info | LTS_Outside_Firm_Oversee | Text | Indirect engineering costs were incurred because plant hired outside engineering firm to oversee design and/or installation of the treatment system. | 3511 | 3807
F | 4.5 | F4-16 | Table F-11 | LTS_OM_Cost | cbi_LTS_OandM | Yes/No | CBI designation checkbox for QF4-16. | 3512 | 3758
F | 4.5 | F4-16 | Table F-11 | LTS_OM_Cost | LTS_OM_Opr_Annual | Number (Double) | The annual O&M cost for operating the leachate treatment system in 2009 ($). | 3513 | 3759
F | 4.5 | F4-16 | Table F-11 | LTS_OM_Cost | LTS_OM_Opr_Rate_Hours | Number (Double) | The average rate of labor required to operate the leachate treatment system in 2009 ($/hr). | 3514 | 3760
F | 4.5 | F4-16 | Table F-11 | LTS_OM_Cost | LTS_OM_Opr_Staffing_Workers | Number (Double) | The number of workers required to operate the leachate treatment system in 2009. | 3515 | 3761
F | 4.5 | F4-16 | Table F-11 | LTS_OM_Cost | LTS_OM_Opr_Staffing_hpd | Number (Double) | The amount of time the workers spent operating the leachate treatment system in 2009 (hpd). | 3516 | 3762
F | 4.5 | F4-16 | Table F-11 | LTS_OM_Cost | LTS_OM_Opr_Staffing_dpy | Number (Double) | The amount of time the workers spent operating the leachate treatment system in 2009 (dpy). | 3517 | 3763
F | 4.5 | F4-16 | Table F-11 | LTS_OM_Cost | LTS_OM_MLabor_Annual | Number (Double) | The annual O&M cost for maintaining the leachate treatment system in 2009 ($). | 3518 | 3764
F | 4.5 | F4-16 | Table F-11 | LTS_OM_Cost | LTS_OM_MLabor_Rate_Hours | Number (Double) | The average rate of labor required to maintain the leachate treatment system in 2009 ($/hr). | 3519 | 3765
F | 4.5 | F4-16 | Table F-11 | LTS_OM_Cost | LTS_OM_MLabor_Staffing_Workers | Number (Double) | The number of workers required to maintain the leachate treatment system in 2009. | 3520 | 3766
F | 4.5 | F4-16 | Table F-11 | LTS_OM_Cost | LTS_OM_MLabor_Staffing_hpd | Number (Double) | The amount of time the workers spent maintaining the leachate treatment system in 2009 (hpd). | 3521 | 3767
F | 4.5 | F4-16 | Table F-11 | LTS_OM_Cost | LTS_OM_MLabor_Staffing_dpy | Number (Double) | The amount of time the workers spent maintaining the leachate treatment system in 2009 (dpy). | 3522 | 3768
F | 4.5 | F4-16 | Table F-11 | LTS_OM_Cost | LTS_OM_MMaterials_Annual | Number (Double) | The annual O&M cost for maintenance materials for the leachate treatment system in 2009 ($). | 3523 | 3769
F | 4.5 | F4-16 | Table F-11 | LTS_OM_Cost | LTS_OM_Chemicals_Annual | Number (Double) | The annual O&M cost for chemicals for the leachate treatment system in 2009 ($). | 3524 | 3770
F | 4.5 | F4-16 | Table F-11 | LTS_OM_Cost | LTS_OM_Plants_Annual | Number (Double) | The annual O&M cost for plants/organic matter for the leachate treatment system in 2009 ($). | 3525 | 3771
F | 4.5 | F4-16 | Table F-11 | LTS_OM_Cost | LTS_OM_Energy_Pump_Annual | Number (Double) | The annual O&M cost for energy to power pumping for the leachate treatment system in 2009 ($). | 3526 | 3772
F | 4.5 | F4-16 | Table F-11 | LTS_OM_Cost | LTS_OM_Energy_Pump_kWh | Number (Double) | The rate of energy to power pumping for the leachate treatment system in 2009 ($/kWh). | 3527 | 3773
F | 4.5 | F4-16 | Table F-11 | LTS_OM_Cost | LTS_OM_Energy_Pump_Consump_kWh/h | Number (Double) | The amount of energy consumed in 2009 to power pumping (kWh). | 3528 | 3774
F | 4.5 | F4-16 | Table F-11 | LTS_OM_Cost | LTS_OM_Energy_Other_Annual | Number (Double) | The annual O&M cost for energy for operations other than pumping for the leachate treatment system in 2009 ($). | 3529 | 3775
F | 4.5 | F4-16 | Table F-11 | LTS_OM_Cost | LTS_OM_Energy_Other_kWh | Number (Double) | The rate of energy to power operations other than pumping for the leachate treatment system in 2009 ($/kWh). | 3530 | 3776
F | 4.5 | F4-16 | Table F-11 | LTS_OM_Cost | LTS_OM_Energy_Other_Consump_kWh/h | Number (Double) | The amount of energy consumed in 2009 to power operations other than pumping (kWh). | 3531 | 3777
F | 4.5 | F4-16 | Table F-11 | LTS_OM_Cost | LTS_OM_Steam_Annual | Number (Double) | The cost of steam used for leachate treatment system O&M in 2009 ($). | 3532 | 3778
F | 4.5 | F4-16 | Table F-11 | LTS_OM_Cost | LTS_OM_Steam_pounds | Number (Double) | The rate of the steam used for leachate treatment system O&M ($/pound). | 3533 | 3779
F | 4.5 | F4-16 | Table F-11 | LTS_OM_Cost | LTS_OM_Steam_Consump_pounds/hr | Number (Double) | The steam consumption rate for leachate treatment system O&M in 2009 (pounds/hr). | 3534 | 3780
F | 4.5 | F4-16 | Table F-11 | LTS_OM_Cost | LTS_OM_HazDrdg_Annual | Number (Double) | The annual O&M cost for removing hazardous sludge via dredging ($). | 3535 | 3781
F | 4.5 | F4-16 | Table F-11 | LTS_OM_Cost | LTS_OM_HazDrgd_Rate | Number (Double) | The rate of removing hazardous sludge via dredging ($). | 3536 | 3782
F | 4.5 | F4-16 | Table F-11 | LTS_OM_Cost | LTS_OM_HazDrgd_Rate_Per | Text | Checkbox to indicate if the rate of removing hazardous sludge via dredging is in gallons or tons. | 3537 | 3783
F | 4.5 | F4-16 | Table F-11 | LTS_OM_Cost | LTS_OM_HazLandfill_Annual | Number (Double) | The annual O&M cost for removing hazardous sludge via landfilling ($) | 3538 | 3784
F | 4.5 | F4-16 | Table F-11 | LTS_OM_Cost | LTS_OM_HazLandfill_Rate | Number (Double) | The rate of removing hazardous sludge via landfilling ($). | 3539 | 3785
F | 4.5 | F4-16 | Table F-11 | LTS_OM_Cost | LTS_OM_HazLandfill_Rate_Per | Text | Checkbox to indicate if the rate of removing hazardous sludge via landfilling is in gallons or tons. | 3540 | 3786
F | 4.5 | F4-16 | Table F-11 | LTS_OM_Cost | LTS_OM_NonHazDrgd_Annual | Number (Double) | The annual O&M cost for removing nonhazardous sludge via dredging ($) | 3541 | 3787
F | 4.5 | F4-16 | Table F-11 | LTS_OM_Cost | LTS_OM_NonHazDrgd_Rate | Number (Double) | The rate of removing nonhazardous sludge via dredging ($). | 3542 | 3788
F | 4.5 | F4-16 | Table F-11 | LTS_OM_Cost | LTS_OM_NonHazDrgd_Rate_Per | Text | Checkbox to indicate if the rate of removing nonhazardous sludge via dredging is in gallons or tons. | 3543 | 3789
F | 4.5 | F4-16 | Table F-11 | LTS_OM_Cost | LTS_OM_NonHazLandfill_Annual | Number (Double) | The annual O&M cost for removing nonhazardous sludge via landfilling ($). | 3544 | 3790
F | 4.5 | F4-16 | Table F-11 | LTS_OM_Cost | LTS_OM_NonHazLandfill_Rate | Number (Double) | The rate of removing nonhazardous sludge via landfilling ($). | 3545 | 3791
F | 4.5 | F4-16 | Table F-11 | LTS_OM_Cost | LTS_OM_NonHazLandfill_Rate_Per | Text | Checkbox to indicate if the rate of removing nonhazardous sludge via landfilling is in gallons or tons. | 3546 | 3792
F | 4.5 | F4-16 | Table F-11 | LTS_OM_Cost | LTS_OM_Other1 | Text | The specification of another type of O&M activity in 2009. | 3547 | 3793
F | 4.5 | F4-16 | Table F-11 | LTS_OM_Cost | LTS_OM_Other1_Annual | Number (Double) | The annual O&M cost for the other type of O&M activity in 2009 ($) | 3548 | 3794
F | 4.5 | F4-16 | Table F-11 | LTS_OM_Cost | LTS_OM_Other2 | Text | The specification of another type of O&M activity in 2009. | 3549 | 3795
F | 4.5 | F4-16 | Table F-11 | LTS_OM_Cost | LTS_OM_Other2_Annual | Number (Double) | The annual O&M cost for the other type of O&M activity in 2009 ($). | 3550 | 3796
F | 4.5 | F4-16 | Table F-11 | LTS_OM_Cost | LTS_OM_Total_Annual | Number (Double) | The total O&M cost for 2009. | 3551 | 3797
F | 4.5 | F4-17 | Table F-12 | LTS_Capital | cbi_LTS_Cap | Yes/No | CBI designation checkbox for QF4-17. | 3552 | 3800
F | 4.5 | F4-17 | Table F-12 | LTS_Capital | LTS_Cap_Project | Text | Type of project associated with the capitol cost for the leachate treatment system. | 3553 | 3801
F | 4.5 | F4-17 | Table F-12 | LTS_Capital | LTS_Cap_Cost | Number (Double) | Cost of the project for the leachate treatment system ($). | 3554 | 3802
F | 4.5 | F4-17 | Table F-12 | LTS_Capital | LTS_Cap_Year_Based | Number (Double) | Year the cost of the project for the leachate system is based on. | 3555 | 3803
F | 4.6 | Plant_ID | Table F-13 | LTS_Anc_Eq | plant_id | Number (Double) | Plant identification number. | 3556 | 3808
F | 4.6 | LTS_ID | Table F-13 | LTS_Anc_Eq | LTS_ID | Text | EPA-assigned leachate treatment system ID. | 3557 | 3809
F | 4.6 | F4-18 | Table F-13 | LTS_Anc_Eq | cbi_LTS_Anc_Eq | Yes/No | CBI designation checkbox for QF4-18. | 3558 | 3810
F | 4.6 | F4-18 | Table F-13 | LTS_Anc_Eq | LTS_Anc_Equip | Text | List of ancillary equipment of the leachate treatment system. | 3559 | 3811
F | 4.6 | F4-18 | Table F-13 | LTS_Anc_Eq | LTS_Anc_Equip_No | Number (Double) | Number of ancillary equipment pieces in the system. | 3560 | 3812
F | 5 | Plant_ID |  | GW_Montr | plant_id | Number (Double) | Plant identification number. | 3561 | 3813
F | 5 | Plant_ID |  | GW_Montr_Well | plant_id | Number (Double) | Plant identification number. | 3562 | 3830
F | 5 | Pond_Landfill_ID |  | GW_Montr | Pond_Landfill_ID | Text | EPA-assigned pond/impoundment unit ID or landfill unit ID. | 3563 | 3814
F | 5 | Pond_Landfill_ID | Table F-14 | GW_Montr_Well | Pond_Landfill_ID | Text | EPA-assigned pond/impoundment unit ID or landfill unit ID. | 3564 | 3831
F | 5 | F5-1 |  | GW_Montr | cbi_GW_Montr | Yes/No | CBI designation checkbox for QF5-1. | 3565 | 3815
F | 5 | F5-1 |  | GW_Montr | GW_Montr | Text | The yes/no answer to whether the plant performs groundwater monitoring of the pond/impoundment or landfill. | 3566 | 3816
F | 5 | F5-1 |  | GW_Montr | GW_Montr_Yr | Number (Double) | The year of the last groundwater monitoring event. | 3567 | 3817
F | 5 | F5-1 |  | GW_Montr | GW_Montr_Freq | Number (Double) | The average frequency of monitoring (dpy). | 3568 | 3818
F | 5 | F5-1 |  | GW_Montr | GW_Montr_No | Number (Double) | The number of times the groundwater has been monitored in the last five years. | 3569 | 3819
F | 5 | F5-2 |  | GW_Montr | cbi_GW_Exc | Yes/No | CBI designation checkbox for QF5-2. | 3570 | 3820
F | 5 | F5-2 |  | GW_Montr | GW_Excd | Text | The yes/no answer to whether the plant has measured pollutant concentrations from ash and FGD-related constituents that exceed a primary or secondary MCL and/or state-issued standard/criteria. | 3571 | 3821
F | 5 | F5-3 |  | GW_Montr | cbi_Poll_Excd | Yes/No | CBI designation checkbox for QF5-3. | 3572 | 3822
F | 5 | F5-3 |  | GW_Montr | Poll_Excd | Text | List of pollutants that exceeded a primary or secondary MCL and/or state-issued standard/criteria. | 3573 | 3823
F | 5 | F5-4 |  | GW_Montr | cbi_GW_Bkgd | Yes/No | CBI designation checkbox for QF5-4. | 3574 | 3824
F | 5 | F5-4 |  | GW_Montr | GW_Bkgd | Text | The yes/no answer to whether the plant has measured pollutant concentrations from ash and FGD-related constituents in ground water that exceed background concentrations. | 3575 | 3825
F | 5 | F5-5 |  | GW_Montr | cbi_Poll_Excd_Bkgd | Yes/No | CBI designation checkbox for QF5-5. | 3576 | 3826
F | 5 | F5-5 |  | GW_Montr | Poll_Excd_Bkgd | Text | List of pollutants that exceeded background concentrations. | 3577 | 3827
F | 5 | F5-6 |  | GW_Montr | cbi_GW_Mon_Diagram | Yes/No | CBI designation checkbox for QF5-6. | 3578 | 3828
F | 5 | F5-6 |  | GW_Montr | GW_Mon_Diagram | Text | Checkbox to indicate the plant attached an overhead diagram of the pond/impoundment or landfill. | 3579 | 3829
F | 5 | F5-6 | Table F-14 | GW_Montr_Well | cbi_GW_Mon_Well | Yes/No | CBI designation checkbox for QF5-6. | 3580 | 3832
F | 5 | F5-6 | Table F-14 | GW_Montr_Well | GW_Mon_Well_No | Text | The plant-assigned monitoring well ID number. | 3581 | 3833
F | 5 | F5-6 | Table F-14 | GW_Montr_Well | GW_Mon_Well_Dpth | Number (Double) | The average water table depth at well (ft). | 3582 | 3834
F | 5 | F5-6 | Table F-14 | GW_Montr_Well | GW_Mon_Well_DistToSW | Number (Double) | The distance to the nearest surface water (miles). | 3583 | 3835
F | Comments | Plant_ID |  | PartF_Comments | plant_id | Number (Long Integer) | Plant identification number. | 3584 | 3364
F | Comments | Comment_CBI |  | PartF_Comments | cbi_Mgmt_Prac_comment | Yes/No | CBI designation checkbox for comment response. | 3585 | 3365
F | Comments | Comment_# |  | PartF_Comments | Mgmt_Prac_comment_nmbr | Text | Question number comment refers to. | 3586 | 3366
F | Comments | Comment |  | PartF_Comments | Mgmt_Prac_comment | Memo | Comment for Part F. | 3587 | 3367
G | 1 | G1-1 |  | Leach_General | cbi_generate_leachate | Yes/No | CBI designation checkbox for the generation of leachate at the facility (QG1-1) | 3588 | 3127
G | 1 | G1-1 |  | Leach_General | generate_leachate | Text | Indicates if the facility generates any leachate from ponds/landfills | 3589 | 3128
G | 2 | Plant_ID |  | Leach_Pond_Landfill | plant_id | Number (Double) | Plant identification number | 3590 | 3116
G | 2 | Pond/Landfill ID |  | Leach_Pond_Landfill | Pond_Landfill_ID | Text | Pond/Landfill identification number (Assigned in Tables A-4 or A-6) | 3591 | 3117
G | 2 | G2-1 |  | Leach_Pond_Landfill | cbi_leach_collected | Yes/No | CBI designation checkbox for leachate collection (QG2-1) | 3592 | 3118
G | 2 | G2-1 |  | Leach_Pond_Landfill | leach_collected | Text | Indication of leachate collection at the facility | 3593 | 3119
G | 2 | G2-2 |  | Leach_Pond_Landfill | cbi_leach_offsite | Yes/No | CBI designation checkbox for leachate transfer off site (QG2-2) | 3594 | 3120
G | 2 | G2-2 |  | Leach_Pond_Landfill | leach_offsite | Text | Indicates if the leachate collected is transferred off site | 3595 | 3121
G | 2 | G2-3 |  | Leach_Pond_Landfill | cbi_leach_treated | Yes/No | CBI designation checkbox for on site leachate treatment (QG2-3) | 3596 | 3122
G | 2 | G2-3 |  | Leach_Pond_Landfill | leach_treated | Text | Indicates if the leachate collected, that is not transferred off site, it treated at the facility | 3597 | 3123
G | 2 | G2-4 |  | Leach_Pond_Landfill | cbi_leach_combined | Yes/No | CBI designation checkbox for combining leachate with runoff/stormwater/process wastewater (QG2-4) | 3598 | 3124
G | 2 | G2-4 |  | Leach_Pond_Landfill | leach_combined | Text | Indicates if the leachate is combined with runoff/stormwater/process wastewater | 3599 | 3125
G | 3 | Plant_ID |  | Leach_General | plant_id | Number (Double) | Plant identification number | 3600 | 3126
G | 3 | G3-2 |  | Leach_General | cbi_leach_aerial_photo | Yes/No | CBI designation checkbox for the aerial photo of the entire waste management unit (G3-2) | 3601 | 3129
G | 3 | G3-2 |  | Leach_General | leach_aerial_photo | Text | Indicates if the facility attached an aerial photo of the entire waste management unit | 3602 | 3130
G | 3 | G3-2 |  | Leach_General | leach_no_aerial_desc | Text | Explanation for not attached an aerial photo of the entire waste management unit | 3603 | 3131
G | 3 | G3-3 |  | Leach_General | cbi_smple_pts_landfill_BD | Yes/No | CBI designation checkbox for the identification of sample points of the landfill block diagram submitted in Part F (QG3-3) | 3604 | 3132
G | 3 | G3-3 |  | Leach_General | smple_pts_landfill_BD | Yes/No | Checkbox for the identification of sample points of the landfill block diagram submitted in Part F (QG3-3) | 3605 | 3133
G | 4 | Plant_ID | Table G-1 | Leach_Smpl_Info | plant_id | Number (Double) | Plant identification number | 3606 | 3134
G | 4 | Plant_ID | Table G-2 | Leach_Rainfall | plant_id | Number (Double) | Plant identification number | 3607 | 3141
G | 4 | Pond/Landfill ID | Table G-1 | Leach_Smpl_Info | Pond_Landfill_ID | Text | Pond/Landfill identification number (Assigned in Tables A-4 or A-6) | 3608 | 3136
G | 4 | Smpl_Pt | Table G-1 | Leach_Smpl_Info | cbi_Leach_Smpl_Point_Info | Yes/No | CBI designation checkbox for sample collection information (place, date, description) (QG4-1) | 3609 | 3135
G | 4 | G4-1 | Table G-1 | Leach_Smpl_Info | Leach_Smpl_Location | Text | Indicates the location of the sample point | 3610 | 3137
G | 4 | G4-1 | Table G-1 | Leach_Smpl_Info | LTS_ID | Text | Indicates the leachate treatment system ID previously identified in Table F-4 | 3611 | 3138
G | 4 | G4-1 | Table G-1 | Leach_Smpl_Info | Leach_Smpl_Pt_Desc | Text | Description of the sample point | 3612 | 3139
G | 4 | G4-1 | Table G-1 | Leach_Smpl_Info | Leach_Smpl_Date | Date/Time | Date of sample collection | 3613 | 3140
G | 4 | G4-2 | Table G-2 | Leach_Rainfall | cbi_Leach_Rain | Yes/No | CBI designation checkbox for rainfall data (QG4-2) | 3614 | 3142
G | 4 | G4-2 | Table G-2 | Leach_Rainfall | Leach_Rain_Date | Date/Time | Date of rainfall collection | 3615 | 3143
G | 4 | G4-2 | Table G-2 | Leach_Rainfall | Leach_Rain_Inches | Number (Double) | Inches recorded for rainfall collection | 3616 | 3144
G | 5 | Plant_ID | Table G-3 | Leach_Waste_Info | plant_id | Number (Double) | Plant identification number | 3617 | 3145
G | 5 | Pond/Landfill ID | Table G-3 | Leach_Waste_Info | Pond_Landfill_ID | Text | Pond/Landfill identification number | 3618 | 3147
G | 5 | G5-1 | Table G-3 | Leach_Waste_Info | cbi_Leach_Waste_Info | Yes/No | CBI designation checkbox for process wastes stored in ponds/landfills at the facility | 3619 | 3146
G | 5 | G5-1 | Table G-3 | Leach_Waste_Info | Leach_FA | Text | Indicates that fly ash is stored in the pond/landfill | 3620 | 3148
G | 5 | G5-1 | Table G-3 | Leach_Waste_Info | Leach_FA_tons | Number (Double) | The amount of fly ash stored in the pond/landfill (tons) | 3621 | 3149
G | 5 | G5-1 | Table G-3 | Leach_Waste_Info | Leach_BA | Text | Indicates that bottom ash is stored in the pond/landfill | 3622 | 3150
G | 5 | G5-1 | Table G-3 | Leach_Waste_Info | Leach_BA_tons | Number (Double) | The amount of bottom ash stored in the pond/landfill (tons) | 3623 | 3151
G | 5 | G5-1 | Table G-3 | Leach_Waste_Info | Leach_Slag | Text | Indicates that boiler slag is stored in the pond/landfill | 3624 | 3152
G | 5 | G5-1 | Table G-3 | Leach_Waste_Info | Leach_Slag_tons | Number (Double) | The amount of boiler slag stored in the pond/landfill (tons) | 3625 | 3153
G | 5 | G5-1 | Table G-3 | Leach_Waste_Info | Leach_Gypsum | Text | Indicates that gypsum is stored in the pond/landfill | 3626 | 3154
G | 5 | G5-1 | Table G-3 | Leach_Waste_Info | Leach_Gypsum_tons | Number (Double) | The amount of gypsum stored in the pond/landfill (tons) | 3627 | 3155
G | 5 | G5-1 | Table G-3 | Leach_Waste_Info | Leach_Ca_Sulfite | Text | Indicates that calcium sulfite (non-pozzalonic) is stored in the pond/landfill | 3628 | 3156
G | 5 | G5-1 | Table G-3 | Leach_Waste_Info | Leach_Ca_Sulfite_tons | Number (Double) | The amount of calcium sulfite (non-pozzalonic) stored in the pond/landfill (tons) | 3629 | 3157
G | 5 | G5-1 | Table G-3 | Leach_Waste_Info | Leach_Pozz | Text | Indicates that pozzalonic material is stored in the pond/landfill | 3630 | 3158
G | 5 | G5-1 | Table G-3 | Leach_Waste_Info | Leach_Pozz_tons | Number (Double) | The amount of pozzalonic material stored in the pond/landfill (tons) | 3631 | 3159
G | 5 | G5-1 | Table G-3 | Leach_Waste_Info | Leach_Other1 | Text | Indicates that another type of waste is stored in the pond/landfill | 3632 | 3160
G | 5 | G5-1 | Table G-3 | Leach_Waste_Info | Leach_Other1_Desc | Text | Description of the "other" type of waste stored in the pond/landfill | 3633 | 3161
G | 5 | G5-1 | Table G-3 | Leach_Waste_Info | Leach_Other1_tons | Number (Double) | The amount of the "other" type of waste stored in the pond/landfill (tons) | 3634 | 3162
G | 5 | G5-1 | Table G-3 | Leach_Waste_Info | Leach_Other2 | Text | Indicates that another type of waste is stored in the pond/landfill | 3635 | 3163
G | 5 | G5-1 | Table G-3 | Leach_Waste_Info | Leach_Other2_Desc | Text | Description of the "other" type of waste stored in the pond/landfill | 3636 | 3164
G | 5 | G5-1 | Table G-3 | Leach_Waste_Info | Leach_Other2_tons | Number (Double) | The amount of the "other" type of waste stored in the pond/landfill (tons) | 3637 | 3165
G | 5 | G5-1 | Table G-3 | Leach_Waste_Info | Leach_Other3 | Text | Indicates that another type of waste is stored in the pond/landfill | 3638 | 3166
G | 5 | G5-1 | Table G-3 | Leach_Waste_Info | Leach_Other3_Desc | Text | Description of the "other" type of waste stored in the pond/landfill | 3639 | 3167
G | 5 | G5-1 | Table G-3 | Leach_Waste_Info | Leach_Other3_tons | Number (Double) | The amount of the "other" type of waste stored in the pond/landfill (tons) | 3640 | 3168
G | Sample Results | Plant_ID |  | Leach_Smpl_Lab | plant_id | Number (Double) | Plant identification number | 3641 | 3169
G | Sample Results | Plant_ID | Table G-4 | Leach_Smpl_Data | plant_id | Number (Double) | Plant identification number | 3642 | 3173
G | Sample Results | Pond/Landfill ID | Table G-4 | Leach_Smpl_Data | Pond_Landfill_ID | Text | Pond/Landfill identification number (Assigned in Tables A-4 or A-6) | 3643 | 3174
G | Sample Results | Smpl_Data | Table G-4 | Leach_Smpl_Data | cbi_Smpl_Data | Yes/No | CBI designation checkbox for leachate sampling data | 3644 | 3178
G | Sample Results | Smpl_Lab |  | Leach_Smpl_Lab | cbi_Smpl_Lab | Yes/No | CBI designation checkbox for lab data | 3645 | 3170
G | Sample Results | Smpl_lab |  | Leach_Smpl_Lab | Leach_Analytical_Lab | Text | Name of analytical lab | 3646 | 3171
G | Sample Results | Smpl_lab |  | Leach_Smpl_Lab | Leach_Summary_Attch | Text | Indicates if the summary report is attached | 3647 | 3172
G | Sample Results | Smpl_Loc_Desc | Table G-4 | Leach_Smpl_Data | cbi_Smpl_Loc_Desc | Yes/No | CBI designation checkbox for leachate sampling data | 3648 | 3176
G | Sample Results | Smpl_Location | Table G-4 | Leach_Smpl_Data | Leach_Data_Smpl_Location | Text | Indicates the location of the sample point for data collection | 3649 | 3175
G | Sample Results | Smpl_results | Table G-4 | Leach_Smpl_Data | Smpl_Loc_Desc | Text | Description of the sampling location | 3650 | 3177
G | Sample Results | Smpl_results | Table G-4 | Leach_Smpl_Data | Leach_Analyte | Text | Name of analyte | 3651 | 3179
G | Sample Results | Smpl_results | Table G-4 | Leach_Smpl_Data | Leach_CAS | Text | CAS number of analyte | 3652 | 3180
G | Sample Results | Smpl_results | Table G-4 | Leach_Smpl_Data | Leach_Non_Detect | Text | Non-detect result | 3653 | 3181
G | Sample Results | Smpl_results | Table G-4 | Leach_Smpl_Data | Leach_Conc | Number (Double) | Concentration of analyte (µg/L) | 3654 | 3182
G | Sample Results | Smpl_results | Table G-4 | Leach_Smpl_Data | Leach_Method | Text | Analytical method used | 3655 | 3183
G | Sample Results | Smpl_results | Table G-4 | Leach_Smpl_Data | Leach_Method_Other | Text | Description of analytical method used, if "other" selected | 3656 | 3184
G | Sample Results | Smpl_results | Table G-4 | Leach_Smpl_Data | Leach_Method_DL | Number (Double) | Method Detection Limit (MDL) (µg/L) | 3657 | 3185
G | Sample Results | Smpl_results | Table G-4 | Leach_Smpl_Data | Leach_Method_RL | Number (Double) | Reporting Limit (μg/L) | 3658 | 3186
G | Sample Results | Smpl_results | Table G-4 | Leach_Smpl_Data | Leach_Method_Qual | Text | Qualifiers for the Measurement | 3659 | 3187
G | Comments | Plant_ID |  | PartG_Comments | plant_id | Number (Double) | Plant identification number | 3660 | 3188
G | Comments | Comment_CBI |  | PartG_Comments | cbi_comment | Yes/No | CBI designation checkbox for comment response | 3661 | 3189
G | Comments | Comment_# |  | PartG_Comments | comment_quest_nmbr | Text | Question number comment refers to | 3662 | 3190
G | Comments | Comment |  | PartG_Comments | comment | Memo | Comment for Part G | 3663 | 3191
H | 1 | Plant_ID |  | Nuc_General | plant_id | Number (Double) | Plant identification number. | 3664 | 3192
H | 1 | Plant_ID | Table H-1 | Nuc_Wastewaters | plant_id | Number (Double) | Plant identification number | 3665 | 3197
H | 1 | H1-1 |  | Nuc_General | cbi_nuclear_fuel | Yes/No | CBI designation checkbox for QH1-1 | 3666 | 3193
H | 1 | H1-1 |  | Nuc_General | nuclear_fuel | Text | The yes/no answer to whether the plant operated one or more units using nuclear energy as the fuel source to generate electricity in 2009 (QH1-1) | 3667 | 3194
H | 1 | H1-2 |  | Nuc_General | cbi_gen_nuc_wastewater | Yes/No | CBI designation checkbox for QH1-2 | 3668 | 3195
H | 1 | H1-2 |  | Nuc_General | gen_nuc_wastewater | Text | The yes/no answer to whether the plant generated any process wastewater during 2009 that is associated with the production of electricity from nuclear generating units (QH1-2) | 3669 | 3196
H | 1 | H1-3 | Table H-1 | Nuc_Wastewaters | nuc_wastewater_ID | Text | Nuclear process wastewater ID | 3670 | 3198
H | 1 | H1-3 | Table H-1 | Nuc_Wastewaters | cbi_nuc_wastewater_tbl | Yes/No | CBI designation checkbox for Table H-1 | 3671 | 3199
H | 1 | H1-3 | Table H-1 | Nuc_Wastewaters | nuc_wastewater_desc | Text | Description of nuclear process wastewater | 3672 | 3200
H | 1 | H1-3 | Table H-1 | Nuc_Wastewaters | nuc_wastewater_desc_other | Text | Description of nuclear process wastewater if other was selected as the nuc_wastewater_desc | 3673 | 3201
H | 1 | H1-3 | Table H-1 | Nuc_Wastewaters | radioactive_WW | Text | Designates if process wastewater is radioactive or nonradioactive | 3674 | 3202
H | 1 | H1-3 | Table H-1 | Nuc_Wastewaters | WW_assoc_SE_unit_1 | Text | Designates if SE unit 1 is associated with the process wastewater | 3675 | 3203
H | 1 | H1-3 | Table H-1 | Nuc_Wastewaters | WW_assoc_SE_unit_2 | Text | Designates if SE unit 2 is associated with the process wastewater | 3676 | 3204
H | 1 | H1-3 | Table H-1 | Nuc_Wastewaters | WW_assoc_SE_unit_3 | Text | Designates if SE unit 3 is associated with the process wastewater | 3677 | 3205
H | 1 | H1-3 | Table H-1 | Nuc_Wastewaters | WW_assoc_SE_unit_4 | Text | Designates if SE unit 4 is associated with the process wastewater | 3678 | 3206
H | 1 | H1-3 | Table H-1 | Nuc_Wastewaters | WW_assoc_SE_unit_5 | Text | Designates if SE unit 5 is associated with the process wastewater | 3679 | 3207
H | 1 | H1-3 | Table H-1 | Nuc_Wastewaters | WW_assoc_SE_unit_6 | Text | Designates if SE unit 6 is associated with the process wastewater | 3680 | 3208
H | 1 | H1-3 | Table H-1 | Nuc_Wastewaters | WW_assoc_SE_unit_7 | Text | Designates if SE unit 7 is associated with the process wastewater | 3681 | 3209
H | 1 | H1-3 | Table H-1 | Nuc_Wastewaters | WW_assoc_SE_unit_8 | Text | Designates if SE unit 8 is associated with the process wastewater | 3682 | 3210
H | 1 | H1-3 | Table H-1 | Nuc_Wastewaters | WW_assoc_SE_unit_9 | Text | Designates if SE unit 9 is associated with the process wastewater | 3683 | 3211
H | 1 | H1-3 | Table H-1 | Nuc_Wastewaters | WW_assoc_SE_unit_ID_other | Text | Designates if other SE units are associated with the process wastewater | 3684 | 3212
H | 1 | H1-3 | Table H-1 | Nuc_Wastewaters | WW_assoc_SE_unit_ID_other_desc | Text | Defines the other SE units that are associated with the process wastewater | 3685 | 3213
H | 2 | Plant_ID | Table H-2 | Nuc_WW_Generation | plant_id | Number (Double) | Plant Identification number. | 3686 | 3214
H | 2 | Wastewater_ID | Table H-2 | Nuc_WW_Generation | nuc_wastewater_ID | Text | Nuclear process wastewater ID | 3687 | 3215
H | 2 | H2-1 | Table H-2 | Nuc_WW_Generation | cbi_untr_flow | Yes/No | CBI designation checkbox for QH2-1 | 3688 | 3216
H | 2 | H2-1 | Table H-2 | Nuc_WW_Generation | untr_flow_type | Text | Designates whether the flow of the process wastewater is continuous. (QH2-1) | 3689 | 3217
H | 2 | H2-1 | Table H-2 | Nuc_WW_Generation | untr_flow_rate | Number (Double) | Flow rate of the process wastewater (gpm) | 3690 | 3218
H | 2 | H2-1 | Table H-2 | Nuc_WW_Generation | untr_flow_volume | Number (Double) | Typical volume generated annually in gallons by the process wastewater | 3691 | 3219
H | 2 | H2-1 | Table H-2 | Nuc_WW_Generation | untr_flow_hpd | Number (Double) | Typical duration in hpd of the process wastewater | 3692 | 3220
H | 2 | H2-1 | Table H-2 | Nuc_WW_Generation | untr_flow_dpy | Number (Double) | Typical duration in dpy of the process wastewater | 3693 | 3221
H | 2 | H2-1 | Table H-2 | Nuc_WW_Generation | untr_flow_every | Text | Typical frequency - number of times in the statement # times every # years | 3694 | 3222
H | 2 | H2-1 | Table H-2 | Nuc_WW_Generation | untr_flow_years | Text | Typical frequency - number of years in the statement # times every # years | 3695 | 3223
H | 2 | H2-2 | Table H-2 | Nuc_WW_Generation | cbi_untr_handled | Yes/No | CBI designation checkbox for QH2-2 | 3696 | 3224
H | 2 | H2-2 | Table H-2 | Nuc_WW_Generation | untr_handled_recyc | Text | Immediately recycled back to a plant process. (QH2-2) | 3697 | 3225
H | 2 | H2-2 | Table H-2 | Nuc_WW_Generation | untr_handled_recyc_ct | Text | Process wastewater is reused in cooling towers | 3698 | 3226
H | 2 | H2-2 | Table H-2 | Nuc_WW_Generation | untr_handled_recyc_rc | Text | Process wastewater is reused as reactor coolant | 3699 | 3227
H | 2 | H2-2 | Table H-2 | Nuc_WW_Generation | untr_handled_recyc_pc | Text | Process wastewater is reused as primary coolant | 3700 | 3228
H | 2 | H2-2 | Table H-2 | Nuc_WW_Generation | untr_handled_recyc_sc | Text | Process wastewater is reused as secondary coolant | 3701 | 3229
H | 2 | H2-2 | Table H-2 | Nuc_WW_Generation | untr_handled_recyc_other | Text | Process wastewater is reused in another process not specified in the other fields | 3702 | 3230
H | 2 | H2-2 | Table H-2 | Nuc_WW_Generation | untr_handled_recyc_other_desc | Text | Description of how the process wastewater is used if the plant selected other process | 3703 | 3231
H | 2 | H2-2 | Table H-2 | Nuc_WW_Generation | untr_handled_discharge_treat | Text | Discharged to surface water following on-site treatment, including those located on non-adjoining property. | 3704 | 3232
H | 2 | H2-2 | Table H-2 | Nuc_WW_Generation | untr_handled_discharge_treat_outfall | Text | NPDES outfall number for the discharge of treated process wastewater | 3705 | 3233
H | 2 | H2-2 | Table H-2 | Nuc_WW_Generation | untr_handled_discharge_untreat | Text | Discharged to surface water untreated | 3706 | 3234
H | 2 | H2-2 | Table H-2 | Nuc_WW_Generation | untr_handled_discharge_untreat_outfall | Text | NPDES outfall number for the discharge of untreated process wastewater | 3707 | 3235
H | 2 | H2-2 | Table H-2 | Nuc_WW_Generation | untr_handled_treatmentworks | Text | Transferred to publically or privately owned treatment works | 3708 | 3236
H | 2 | H2-2 | Table H-2 | Nuc_WW_Generation | untr_handled_wasteprocessor | Text | Transported to an offsite vendor waste processor | 3709 | 3237
H | 2 | H2-2 | Table H-2 | Nuc_WW_Generation | untr_handled_burial | Text | Transported to an approved licensed burial ground | 3710 | 3238
H | 2 | H2-2 | Table H-2 | Nuc_WW_Generation | untr_handled_other | Text | Transported to another location not specified in the other fields | 3711 | 3239
H | 2 | H2-2 | Table H-2 | Nuc_WW_Generation | untr_handled_other_desc | Text | Description of how the plant handled the wastewater if they selected other | 3712 | 3240
H | 3 | Plant_ID |  | Nuc_WW_Treat | plant_id | Number (Double) | Plant Identification number | 3713 | 3241
H | 3 | Plant_ID | Table H-3 | Nuc_WWTS_Technology | plant_id | Number (Double) | Plant identification number | 3714 | 3307
H | 3 | Plant_ID | Table H-5 | Nuc_WWTS_Technology | plant_id | Number (Double) | Plant identification number | 3715 | 3338
H | 3 | Status | Table H-3 | Nuc_WWTS_Technology | technology_status | Text | Designates if the plant is operating the technology or if they plant to install the technology by 2020 | 3716 | 3312
H | 3 | Status | Table H-5 | Nuc_WWTS_Technology | technology_status | Text | Designates if the plant is operating the technology or if they plant to install the technology by 2020 | 3717 | 3343
H | 3 | WWTS_name |  | Nuc_WW_Treat | nuc_wwts_name | Text | Nuclear wastewater treatment system name | 3718 | 3242
H | 3 | WWTS_name | Table H-3 | Nuc_WWTS_Technology | nuc_wwts_name | Text | Nuclear wastewater treatment system name | 3719 | 3308
H | 3 | WWTS_name | Table H-5 | Nuc_WWTS_Technology | nuc_wwts_name | Text | Nuclear wastewater treatment system name | 3720 | 3339
H | 3 | H3-1 |  | Nuc_WW_Treat | cbi_treat_radioactive | Yes/No | CBI designation checkbox for QH3-1 | 3721 | 3243
H | 3 | H3-1 |  | Nuc_WW_Treat | treat_radioactive | Text | Designates whether the wastewater treatment system treats radioactive waste (QH3-1) | 3722 | 3244
H | 3 | H3-2 |  | Nuc_WW_Treat | cbi_nuc_wastewater_ID | Yes/No | CBI designation checkbox for QH3-2 | 3723 | 3245
H | 3 | H3-2 |  | Nuc_WW_Treat | NUC_1 | Text | Designates whether the wastewater treatment system treats this process wastewater (QH3-2) | 3724 | 3246
H | 3 | H3-2 |  | Nuc_WW_Treat | NUC_2 | Text | Designates whether the wastewater treatment system treats this process wastewater | 3725 | 3247
H | 3 | H3-2 |  | Nuc_WW_Treat | NUC_3 | Text | Designates whether the wastewater treatment system treats this process wastewater | 3726 | 3248
H | 3 | H3-2 |  | Nuc_WW_Treat | NUC_4 | Text | Designates whether the wastewater treatment system treats this process wastewater | 3727 | 3249
H | 3 | H3-2 |  | Nuc_WW_Treat | NUC_5 | Text | Designates whether the wastewater treatment system treats this process wastewater | 3728 | 3250
H | 3 | H3-2 |  | Nuc_WW_Treat | NUC_6 | Text | Designates whether the wastewater treatment system treats this process wastewater | 3729 | 3251
H | 3 | H3-2 |  | Nuc_WW_Treat | NUC_7 | Text | Designates whether the wastewater treatment system treats this process wastewater | 3730 | 3252
H | 3 | H3-2 |  | Nuc_WW_Treat | NUC_8 | Text | Designates whether the wastewater treatment system treats this process wastewater | 3731 | 3253
H | 3 | H3-2 |  | Nuc_WW_Treat | NUC_9 | Text | Designates whether the wastewater treatment system treats this process wastewater | 3732 | 3254
H | 3 | H3-2 |  | Nuc_WW_Treat | NUC_10 | Text | Designates whether the wastewater treatment system treats this process wastewater | 3733 | 3255
H | 3 | H3-2 |  | Nuc_WW_Treat | NUC_11 | Text | Designates whether the wastewater treatment system treats this process wastewater | 3734 | 3256
H | 3 | H3-2 |  | Nuc_WW_Treat | NUC_12 | Text | Designates whether the wastewater treatment system treats this process wastewater | 3735 | 3257
H | 3 | H3-2 |  | Nuc_WW_Treat | NUC_13 | Text | Designates whether the wastewater treatment system treats this process wastewater | 3736 | 3258
H | 3 | H3-2 |  | Nuc_WW_Treat | NUC_14 | Text | Designates whether the wastewater treatment system treats this process wastewater | 3737 | 3259
H | 3 | H3-2 |  | Nuc_WW_Treat | NUC_15 | Text | Designates whether the wastewater treatment system treats this process wastewater | 3738 | 3260
H | 3 | H3-2 |  | Nuc_WW_Treat | NUC_16 | Text | Designates whether the wastewater treatment system treats this process wastewater | 3739 | 3261
H | 3 | H3-2 |  | Nuc_WW_Treat | NUC_17 | Text | Designates whether the wastewater treatment system treats this process wastewater | 3740 | 3262
H | 3 | H3-2 |  | Nuc_WW_Treat | NUC_18 | Text | Designates whether the wastewater treatment system treats this process wastewater | 3741 | 3263
H | 3 | H3-2 |  | Nuc_WW_Treat | NUC_19 | Text | Designates whether the wastewater treatment system treats this process wastewater | 3742 | 3264
H | 3 | H3-2 |  | Nuc_WW_Treat | NUC_20 | Text | Designates whether the wastewater treatment system treats this process wastewater | 3743 | 3265
H | 3 | H3-2 |  | Nuc_WW_Treat | NUC_21 | Text | Designates whether the wastewater treatment system treats this process wastewater | 3744 | 3266
H | 3 | H3-2 |  | Nuc_WW_Treat | NUC_22 | Text | Designates whether the wastewater treatment system treats this process wastewater | 3745 | 3267
H | 3 | H3-2 |  | Nuc_WW_Treat | NUC_23 | Text | Designates whether the wastewater treatment system treats this process wastewater | 3746 | 3268
H | 3 | H3-2 |  | Nuc_WW_Treat | NUC_24 | Text | Designates whether the wastewater treatment system treats this process wastewater | 3747 | 3269
H | 3 | H3-2 |  | Nuc_WW_Treat | NUC_25 | Text | Designates whether the wastewater treatment system treats this process wastewater | 3748 | 3270
H | 3 | H3-2 |  | Nuc_WW_Treat | NUC_26 | Text | Designates whether the wastewater treatment system treats this process wastewater | 3749 | 3271
H | 3 | H3-2 |  | Nuc_WW_Treat | NUC_27 | Text | Designates whether the wastewater treatment system treats this process wastewater | 3750 | 3272
H | 3 | H3-2 |  | Nuc_WW_Treat | NUC_28 | Text | Designates whether the wastewater treatment system treats this process wastewater | 3751 | 3273
H | 3 | H3-2 |  | Nuc_WW_Treat | NUC_29 | Text | Designates whether the wastewater treatment system treats this process wastewater | 3752 | 3274
H | 3 | H3-2 |  | Nuc_WW_Treat | NUC_30 | Text | Designates whether the wastewater treatment system treats this process wastewater | 3753 | 3275
H | 3 | H3-2 |  | Nuc_WW_Treat | NUC_31 | Text | Designates whether the wastewater treatment system treats this process wastewater | 3754 | 3276
H | 3 | H3-2 |  | Nuc_WW_Treat | NUC_32 | Text | Designates whether the wastewater treatment system treats this process wastewater | 3755 | 3277
H | 3 | H3-2 |  | Nuc_WW_Treat | NUC_33 | Text | Designates whether the wastewater treatment system treats this process wastewater | 3756 | 3278
H | 3 | H3-2 |  | Nuc_WW_Treat | NUC_34 | Text | Designates whether the wastewater treatment system treats this process wastewater | 3757 | 3279
H | 3 | H3-2 |  | Nuc_WW_Treat | NUC_35 | Text | Designates whether the wastewater treatment system treats this process wastewater | 3758 | 3280
H | 3 | H3-2 |  | Nuc_WW_Treat | NUC_36 | Text | Designates whether the wastewater treatment system treats this process wastewater | 3759 | 3281
H | 3 | H3-3 |  | Nuc_WW_Treat | cbi_treat_nuc_flow | Yes/No | CBI designation checkbox for QH3-3 | 3760 | 3282
H | 3 | H3-3 |  | Nuc_WW_Treat | treat_nuc_flow_typ | Number (Double) | Typical flow rate through wastewater treatment system in 2009, gpm (QH3-3) | 3761 | 3283
H | 3 | H3-3 |  | Nuc_WW_Treat | treat_nuc_flow_max | Number (Double) | Maximum flow rate through wastewater treatment system in 2009, gpm | 3762 | 3284
H | 3 | H3-3 |  | Nuc_WW_Treat | treat_nuc_flow_hpd | Number (Double) | Duration of effluent transfers from wastewater treatment system in 2009, hpd | 3763 | 3285
H | 3 | H3-3 |  | Nuc_WW_Treat | treat_nuc_flow_dpy | Number (Double) | Frequency of effluent transfers from wastewater treatment system in 2009, dpy | 3764 | 3286
H | 3 | H3-4 | Table H-3 | Nuc_WWTS_Technology | technology | Text | Technology used/planned in the wastewater treatment system | 3765 | 3309
H | 3 | H3-4 | Table H-3 | Nuc_WWTS_Technology | technology_other | Text | Description of technology if the plant selected other as the technology used/planned in the wastewater treatment system | 3766 | 3310
H | 3 | H3-4 | Table H-3 | Nuc_WWTS_Technology | CBI_tech_table | Yes/No | CBI designation checkbox for Table H-3 (operating) and Table H-4 (planned) | 3767 | 3311
H | 3 | H3-4 | Table H-3 | Nuc_WWTS_Technology | pollutants_chlorine | Text | Designates if chlorine is targeted for removal by the technology | 3768 | 3313
H | 3 | H3-4 | Table H-3 | Nuc_WWTS_Technology | pollutants_nitrogen | Text | Designates if nitrogen compounds (ammonia, nitrate, and nitrite) are targeted for removal by the technology | 3769 | 3314
H | 3 | H3-4 | Table H-3 | Nuc_WWTS_Technology | pollutants_carbohydrazine | Text | Designates if carbohydrazine is targeted for removal by the technology | 3770 | 3315
H | 3 | H3-4 | Table H-3 | Nuc_WWTS_Technology | pollutants_hydrazine | Text | Designates if hydrazine is targeted for removal by the technology | 3771 | 3316
H | 3 | H3-4 | Table H-3 | Nuc_WWTS_Technology | pollutants_organicacids | Text | Designates if organic acids are targeted for removal by the technology | 3772 | 3317
H | 3 | H3-4 | Table H-3 | Nuc_WWTS_Technology | pollutants_TSS | Text | Designates if TSS is targeted for removal by the technology | 3773 | 3318
H | 3 | H3-4 | Table H-3 | Nuc_WWTS_Technology | pollutants_oilgrease | Text | Designates if oil and grease is targeted for removal by the technology | 3774 | 3319
H | 3 | H3-4 | Table H-3 | Nuc_WWTS_Technology | pollutants_boron | Text | Designates if boron is targeted for removal by the technology | 3775 | 3320
H | 3 | H3-4 | Table H-3 | Nuc_WWTS_Technology | pollutants_tritium | Text | Designates if tritium is targeted for removal by the technology | 3776 | 3321
H | 3 | H3-4 | Table H-3 | Nuc_WWTS_Technology | pollutants_strontium90 | Text | Designates if strontium 90 is targeted for removal by the technology | 3777 | 3322
H | 3 | H3-4 | Table H-3 | Nuc_WWTS_Technology | pollutants_cesium137 | Text | Designates if cesium 137 is targeted for removal by the technology | 3778 | 3323
H | 3 | H3-4 | Table H-3 | Nuc_WWTS_Technology | pollutants_other_radionuclides | Text | Designates if other radionuclides not in other fields are targeted for removal by the technology | 3779 | 3324
H | 3 | H3-4 | Table H-3 | Nuc_WWTS_Technology | pollutants_other_metals | Text | Designates if other metals not in other fields are targeted for removal by the technology | 3780 | 3325
H | 3 | H3-4 | Table H-3 | Nuc_WWTS_Technology | pollutants_other_metals_desc | Text | Describes the other metals that are targeted for removal by the technology | 3781 | 3326
H | 3 | H3-4 | Table H-3 | Nuc_WWTS_Technology | pollutants_other | Text | Designates if other pollutants not in other fields are targeted for removal by the technology | 3782 | 3327
H | 3 | H3-4 | Table H-3 | Nuc_WWTS_Technology | pollutants_other_desc | Text | Describes the other pollutants that are targeted for removal by the technology | 3783 | 3328
H | 3 | H3-4 | Table H-3 | Nuc_WWTS_Technology | drive_pollutant_1 | Text | 1 Effluent Limitation Drives/Will Drive the Operation of the Technology - Pollutant | 3784 | 3329
H | 3 | H3-4 | Table H-3 | Nuc_WWTS_Technology | drive_limitation_1 | Text | 1 Effluent Limitation Drives/Will Drive the Operation of the Technology - Limitation | 3785 | 3330
H | 3 | H3-4 | Table H-3 | Nuc_WWTS_Technology | drive_unit_1 | Text | 1 Effluent Limitation Drives/Will Drive the Operation of the Technology - Unit | 3786 | 3331
H | 3 | H3-4 | Table H-3 | Nuc_WWTS_Technology | drive_pollutant_2 | Text | 2 Effluent Limitation Drives/Will Drive the Operation of the Technology - Pollutant | 3787 | 3332
H | 3 | H3-4 | Table H-3 | Nuc_WWTS_Technology | drive_limitation_2 | Text | 2 Effluent Limitation Drives/Will Drive the Operation of the Technology - Limitation | 3788 | 3333
H | 3 | H3-4 | Table H-3 | Nuc_WWTS_Technology | drive_unit_2 | Text | 2 Effluent Limitation Drives/Will Drive the Operation of the Technology - Unit | 3789 | 3334
H | 3 | H3-4 | Table H-3 | Nuc_WWTS_Technology | drive_pollutant_3 | Text | 3 Effluent Limitation Drives/Will Drive the Operation of the Technology - Pollutant | 3790 | 3335
H | 3 | H3-4 | Table H-3 | Nuc_WWTS_Technology | drive_limitation_3 | Text | 3 Effluent Limitation Drives/Will Drive the Operation of the Technology - Limitation | 3791 | 3336
H | 3 | H3-4 | Table H-3 | Nuc_WWTS_Technology | drive_unit_3 | Text | 3 Effluent Limitation Drives/Will Drive the Operation of the Technology - Unit | 3792 | 3337
H | 3 | H3-5 | Table H-5 | Nuc_WWTS_Technology | technology | Text | Technology used/planned in the wastewater treatment system | 3793 | 3340
H | 3 | H3-5 | Table H-5 | Nuc_WWTS_Technology | technology_other | Text | Description of technology if the plant selected other as the technology used/planned in the wastewater treatment system | 3794 | 3341
H | 3 | H3-5 | Table H-5 | Nuc_WWTS_Technology | CBI_tech_table | Yes/No | CBI designation checkbox for Table H-3 (operating) and Table H-4 (planned) | 3795 | 3342
H | 3 | H3-5 | Table H-5 | Nuc_WWTS_Technology | pollutants_chlorine | Text | Designates if chlorine is targeted for removal by the technology | 3796 | 3344
H | 3 | H3-5 | Table H-5 | Nuc_WWTS_Technology | pollutants_nitrogen | Text | Designates if nitrogen compounds (ammonia, nitrate, and nitrite) are targeted for removal by the technology | 3797 | 3345
H | 3 | H3-5 | Table H-5 | Nuc_WWTS_Technology | pollutants_carbohydrazine | Text | Designates if carbohydrazine is targeted for removal by the technology | 3798 | 3346
H | 3 | H3-5 | Table H-5 | Nuc_WWTS_Technology | pollutants_hydrazine | Text | Designates if hydrazine is targeted for removal by the technology | 3799 | 3347
H | 3 | H3-5 | Table H-5 | Nuc_WWTS_Technology | pollutants_organicacids | Text | Designates if organic acids are targeted for removal by the technology | 3800 | 3348
H | 3 | H3-5 | Table H-5 | Nuc_WWTS_Technology | pollutants_TSS | Text | Designates if TSS is targeted for removal by the technology | 3801 | 3349
H | 3 | H3-5 | Table H-5 | Nuc_WWTS_Technology | pollutants_oilgrease | Text | Designates if oil and grease is targeted for removal by the technology | 3802 | 3350
H | 3 | H3-5 | Table H-5 | Nuc_WWTS_Technology | pollutants_boron | Text | Designates if boron is targeted for removal by the technology | 3803 | 3351
H | 3 | H3-5 | Table H-5 | Nuc_WWTS_Technology | pollutants_tritium | Text | Designates if tritium is targeted for removal by the technology | 3804 | 3352
H | 3 | H3-5 | Table H-5 | Nuc_WWTS_Technology | pollutants_strontium90 | Text | Designates if strontium 90 is targeted for removal by the technology | 3805 | 3353
H | 3 | H3-5 | Table H-5 | Nuc_WWTS_Technology | pollutants_cesium137 | Text | Designates if cesium 137 is targeted for removal by the technology | 3806 | 3354
H | 3 | H3-5 | Table H-5 | Nuc_WWTS_Technology | pollutants_other_radionuclides | Text | Designates if other radionuclides not in other fields are targeted for removal by the technology | 3807 | 3355
H | 3 | H3-5 | Table H-5 | Nuc_WWTS_Technology | pollutants_other_metals | Text | Designates if other metals not in other fields are targeted for removal by the technology | 3808 | 3356
H | 3 | H3-5 | Table H-5 | Nuc_WWTS_Technology | pollutants_other_metals_desc | Text | Describes the other metals that are targeted for removal by the technology | 3809 | 3357
H | 3 | H3-5 | Table H-5 | Nuc_WWTS_Technology | pollutants_other | Text | Designates if other pollutants not in other fields are targeted for removal by the technology | 3810 | 3358
H | 3 | H3-5 | Table H-5 | Nuc_WWTS_Technology | pollutants_other_desc | Text | Describes the other pollutants that are targeted for removal by the technology | 3811 | 3359
H | 3 | H3-6 |  | Nuc_WW_Treat | cbi_treat_handled | Yes/No | CBI designation checkbox for QH3-6 | 3812 | 3287
H | 3 | H3-6 |  | Nuc_WW_Treat | treat_handled_recyc | Text | Immediately recycled back to plant process (QH3-6) | 3813 | 3288
H | 3 | H3-6 |  | Nuc_WW_Treat | treat_handled_recyc_ct | Text | Treated wastewater is reused in cooling towers | 3814 | 3289
H | 3 | H3-6 |  | Nuc_WW_Treat | treat_handled_recyc_rc | Text | Treated wastewater is reused as reactor coolant | 3815 | 3290
H | 3 | H3-6 |  | Nuc_WW_Treat | treat_handled_recyc_pc | Text | Treated wastewater is reused as primary coolant | 3816 | 3291
H | 3 | H3-6 |  | Nuc_WW_Treat | treat_handled_recyc_sc | Text | Treated wastewater is reused as secondary coolant | 3817 | 3292
H | 3 | H3-6 |  | Nuc_WW_Treat | treat_handled_recyc_other | Text | Treated wastewater is reused in another process not specified in the other fields | 3818 | 3293
H | 3 | H3-6 |  | Nuc_WW_Treat | treat_handled_recyc_other_desc | Text | Description of how the process wastewater is used if the plant selected other process | 3819 | 3294
H | 3 | H3-6 |  | Nuc_WW_Treat | treat_handled_discharge_treat | Text | Discharged to surface water following on-site treatment, including those located on non-adjoining property. | 3820 | 3295
H | 3 | H3-6 |  | Nuc_WW_Treat | Outfall_number | Text | NPDES outfall number for the discharge of treated process wastewater | 3821 | 3296
H | 3 | H3-6 |  | Nuc_WW_Treat | treat_handled_treatmentworks | Text | Transferred to publically or privately owned treatment works | 3822 | 3297
H | 3 | H3-6 |  | Nuc_WW_Treat | treat_handled_wasteprocessor | Text | Transported to an offsite vendor waste processor | 3823 | 3298
H | 3 | H3-6 |  | Nuc_WW_Treat | treat_handled_burial | Text | Transported to an approved licensed burial ground | 3824 | 3299
H | 3 | H3-6 |  | Nuc_WW_Treat | treat_handled_other | Text | Transported to another location not specified in the other fields | 3825 | 3300
H | 3 | H3-6 |  | Nuc_WW_Treat | treat_handled_other_desc | Text | Description of how the plant handled the wastewater if they selected other | 3826 | 3301
H | 3 | H3-7 |  | Nuc_WW_Treat | cbi_treat_flow_recyc | Yes/No | CBI designation checkbox for QH3-7 | 3827 | 3302
H | 3 | H3-7 |  | Nuc_WW_Treat | treat_flow_recyc_typ | Number (Double) | Typical flow rate in 2009 through wastewater treatment system that is recycled back to plant processes, gpm (QH3-7) | 3828 | 3303
H | 3 | H3-7 |  | Nuc_WW_Treat | treat_flow_recyc_max | Number (Double) | Maximum flow rate in 2009 through wastewater treatment system that is recycled back to plant processes, gpm | 3829 | 3304
H | 3 | H3-7 |  | Nuc_WW_Treat | treat_flow_recyc_hpd | Number (Double) | Duration of effluent transfers from treatment system in 2009, hpd (recycled portion) | 3830 | 3305
H | 3 | H3-7 |  | Nuc_WW_Treat | treat_flow_recyc_dpy | Number (Double) | Frequency of effluent transfers from treatment system in 2009, dpy (recycled portion) | 3831 | 3306
H | Comments | Plant_ID |  | PartH_Comments | plant_id | Number (Double) | Plant identification number | 3832 | 3360
H | Comments | Comment_CBI |  | PartH_Comments | cbi_comment | Yes/No | CBI designation checkbox for comment response | 3833 | 3361
H | Comments | Comment_# |  | PartH_Comments | comment_quest_nmbr | Text | Question number comment refers to | 3834 | 3362
H | Comments | Comment |  | PartH_Comments | comment | Memo | Comment for Part H | 3835 | 3363
Note on B863: DBartram: Why are these four rows (863 - 866) called Section 1? They are either Section 4 or Section 8, right?