Kimball | 2248_G_3 | 2248 | G | 3 |  | Combustion Turbine | WECC_WY | Nebraska | Kimball | 1 | 1959 | 9999 | 2017 | 0.02718 | 6.8421 | 7.9449 | NEI 2019
Kimball | 2248_G_4 | 2248 | G | 4 |  | Combustion Turbine | WECC_WY | Nebraska | Kimball | 1 | 1960 | 9999 | 2019 | 0.0194 | 6.4474 | 6.018 | NEI 2019
Kimball | 2248_G_5 | 2248 | G | 5 |  | Combustion Turbine | WECC_WY | Nebraska | Kimball | 0.6 | 1944 | 9999 | 2019 | 0.01822 | 3.8684 | 9.4199 | NEI 2019
Kimball | 2248_G_6 | 2248 | G | 6 |  | Combustion Turbine | WECC_WY | Nebraska | Kimball | 3.6 | 1974 | 9999 | 2019 | 0.08519 | 23.2105 | 7.3406 | NEI 2019
Laurel | 2249_G_1 | 2249 | G | 1 |  | Combustion Turbine | SPP_NEBR | Nebraska | Cedar | 1.1 | 1974 | 9999 | 2019 | 0.015 | 2.2759 | 13.1818 | NEI 2019
Laurel | 2249_G_2 | 2249 | G | 2 |  | Combustion Turbine | SPP_NEBR | Nebraska | Cedar | 0.7 | 1970 | 9999 |  |  |  | 3.2013 | Default Emission Factor
Laurel | 2249_G_7 | 2249 | G | 7 |  | Combustion Turbine | SPP_NEBR | Nebraska | Cedar | 1.1 | 1992 | 9999 |  |  |  | 3.2013 | Default Emission Factor
J Street | 2250_G_1 | 2250 | G | 1 | 90730 | Combustion Turbine | SPP_NEBR | Nebraska | Lancaster | 29 | 1972 | 9999 |  |  |  | 0.72922 | Default Emission Factor
Lyons | 2253_G_2 | 2253 | G | 2 |  | Combustion Turbine | SPP_NEBR | Nebraska | Burt | 0.2 | 1953 | 9999 |  |  |  | 7.2573 | Default Emission Factor
Lyons | 2253_G_3 | 2253 | G | 3 |  | Combustion Turbine | SPP_NEBR | Nebraska | Burt | 0.3 | 1960 | 9999 |  |  |  | 7.2573 | Default Emission Factor
Lyons | 2253_G_4A | 2253 | G | 4A |  | Combustion Turbine | SPP_NEBR | Nebraska | Burt | 0.6 | 1967 | 9999 | 2017 | 0.06 | 2.6727 | 44.898 | NEI 2019
Nebraska City # 1 | 2255_G_10 | 2255 | G | 10 |  | Combustion Turbine | SPP_NEBR | Nebraska | Otoe | 5.8 | 1979 | 9999 |  |  |  | 3.2013 | Default Emission Factor
Nebraska City # 1 | 2255_G_2 | 2255 | G | 2 |  | Combustion Turbine | SPP_NEBR | Nebraska | Otoe | 1 | 1953 | 9999 |  |  |  | 7.2573 | Default Emission Factor
Nebraska City # 1 | 2255_G_3 | 2255 | G | 3 |  | Combustion Turbine | SPP_NEBR | Nebraska | Otoe | 2 | 1955 | 9999 |  |  |  | 3.2013 | Default Emission Factor
Nebraska City # 1 | 2255_G_4 | 2255 | G | 4 |  | Combustion Turbine | SPP_NEBR | Nebraska | Otoe | 2.7 | 1957 | 9999 |  |  |  | 3.2013 | Default Emission Factor
Nebraska City # 1 | 2255_G_5 | 2255 | G | 5 |  | Combustion Turbine | SPP_NEBR | Nebraska | Otoe | 1.7 | 1964 | 9999 |  |  |  | 3.2013 | Default Emission Factor
Nebraska City # 1 | 2255_G_8 | 2255 | G | 8 |  | Combustion Turbine | SPP_NEBR | Nebraska | Otoe | 3.6 | 1971 | 9999 |  |  |  | 3.2013 | Default Emission Factor
Nebraska City # 1 | 2255_G_9 | 2255 | G | 9 |  | Combustion Turbine | SPP_NEBR | Nebraska | Otoe | 5.8 | 1974 | 9999 |  |  |  | 3.2013 | Default Emission Factor
Syracuse # 2 | 2256_G_6 | 2256 | G | 6 |  | Combustion Turbine | SPP_NEBR | Nebraska | Otoe | 1.6 | 1969 | 9999 |  |  |  | 3.2013 | Default Emission Factor
Syracuse # 2 | 2256_G_7 | 2256 | G | 7 |  | Combustion Turbine | SPP_NEBR | Nebraska | Otoe | 1.6 | 1970 | 9999 |  |  |  | 3.2013 | Default Emission Factor
Sarpy County | 2292_G_1 | 2292 | G | 1 | 90742 | Combustion Turbine | SPP_NEBR | Nebraska | Sarpy | 55.3 | 1972 | 9999 | 2019 | 1.7229 | 16209.6269 | 0.21258 | NEI 2019
Sarpy County | 2292_G_2 | 2292 | G | 2 | 90743 | Combustion Turbine | SPP_NEBR | Nebraska | Sarpy | 56.4 | 1972 | 9999 | 2019 | 12.0464 | 16532.0607 | 1.4573 | NEI 2019
Sarpy County | 2292_G_3 | 2292 | G | 3 | 1387 | Combustion Turbine | SPP_NEBR | Nebraska | Sarpy | 107.7 | 1996 | 9999 | 2019 | 12.5428 | 31569.2009 | 0.79462 | NEI 2019
Sarpy County | 2292_G_4 | 2292 | G | 4 | 1388 | Combustion Turbine | SPP_NEBR | Nebraska | Sarpy | 49 | 2000 | 9999 |  |  |  | 0.72922 | Default Emission Factor
Sarpy County | 2292_G_5 | 2292 | G | 5 | 1390 | Combustion Turbine | SPP_NEBR | Nebraska | Sarpy | 48.1 | 2000 | 9999 |  |  |  | 0.72922 | Default Emission Factor
Sarpy County | 2292_G_BSD | 2292 | G | BSD |  | Combustion Turbine | SPP_NEBR | Nebraska | Sarpy | 3.4 | 1996 | 9999 |  |  |  | 7.2573 | Default Emission Factor
Ord | 2294_G_1 | 2294 | G | 1 |  | Combustion Turbine | SPP_NEBR | Nebraska | Valley | 5 | 1973 | 9999 |  |  |  | 3.2013 | Default Emission Factor
Ord | 2294_G_2 | 2294 | G | 2 |  | Combustion Turbine | SPP_NEBR | Nebraska | Valley | 1 | 1966 | 9999 |  |  |  | 3.2013 | Default Emission Factor
Ord | 2294_G_3 | 2294 | G | 3 |  | Combustion Turbine | SPP_NEBR | Nebraska | Valley | 2 | 1963 | 9999 |  |  |  | 3.2013 | Default Emission Factor
Ord | 2294_G_4A | 2294 | G | 4A |  | Combustion Turbine | SPP_NEBR | Nebraska | Valley | 1.4 | 1997 | 9999 |  |  |  | 7.2573 | Default Emission Factor
Ord | 2294_G_5A | 2294 | G | 5A |  | Combustion Turbine | SPP_NEBR | Nebraska | Valley | 1.4 | 1997 | 9999 |  |  |  | 7.2573 | Default Emission Factor
Oxford (NE) | 2295_G_2 | 2295 | G | 2 |  | Combustion Turbine | SPP_NEBR | Nebraska | Furnas | 0.5 | 1953 | 9999 | 2019 | 0.0266 | 8.8333 | 6.0226 | NEI 2019
Oxford (NE) | 2295_G_3 | 2295 | G | 3 |  | Combustion Turbine | SPP_NEBR | Nebraska | Furnas | 0.8 | 1956 | 9999 | 2019 | 0.03671 | 14.1333 | 5.1948 | NEI 2019
Oxford (NE) | 2295_G_4 | 2295 | G | 4 |  | Combustion Turbine | SPP_NEBR | Nebraska | Furnas | 0.5 | 1956 | 9999 | 2019 | 0.02751 | 8.8333 | 6.2287 | NEI 2019
Oxford (NE) | 2295_G_5 | 2295 | G | 5 |  | Combustion Turbine | SPP_NEBR | Nebraska | Furnas | 1.2 | 1972 | 9999 | 2019 | 0.18717 | 21.2 | 17.6576 | NEI 2019
Pender | 2296_G_1 | 2296 | G | 1 |  | Combustion Turbine | SPP_NEBR | Nebraska | Thurston | 1.2 | 1968 | 9999 |  |  |  | 3.2013 | Default Emission Factor
Pender | 2296_G_2 | 2296 | G | 2 |  | Combustion Turbine | SPP_NEBR | Nebraska | Thurston | 2 | 1973 | 9999 |  |  |  | 3.2013 | Default Emission Factor
Pender | 2296_G_3 | 2296 | G | 3 |  | Combustion Turbine | SPP_NEBR | Nebraska | Thurston | 0.5 | 1953 | 9999 |  |  |  | 3.2013 | Default Emission Factor
Pender | 2296_G_4 | 2296 | G | 4 |  | Combustion Turbine | SPP_NEBR | Nebraska | Thurston | 0.8 | 1961 | 9999 |  |  |  | 3.2013 | Default Emission Factor
Plainview Muncipal Power | 2297_G_1 | 2297 | G | 1 |  | Combustion Turbine | SPP_NEBR | Nebraska | Pierce | 1.1 | 1949 | 9999 |  |  |  | 7.2573 | Default Emission Factor
Plainview Muncipal Power | 2297_G_3 | 2297 | G | 3 |  | Combustion Turbine | SPP_NEBR | Nebraska | Pierce | 0.9 | 1958 | 9999 |  |  |  | 7.2573 | Default Emission Factor
Plainview Muncipal Power | 2297_G_4 | 2297 | G | 4 |  | Combustion Turbine | SPP_NEBR | Nebraska | Pierce | 1.2 | 1963 | 9999 |  |  |  | 7.2573 | Default Emission Factor
Plainview Muncipal Power | 2297_G_5 | 2297 | G | 5 |  | Combustion Turbine | SPP_NEBR | Nebraska | Pierce | 1.8 | 1999 | 9999 |  |  |  | 7.2573 | Default Emission Factor
Red Cloud | 2299_G_2 | 2299 | G | 2 |  | Combustion Turbine | SPP_NEBR | Nebraska | Webster | 0.6 | 1953 | 9999 | 2019 | 0.027075 | 10.1538 | 5.3329 | NEI 2019
Red Cloud | 2299_G_3 | 2299 | G | 3 |  | Combustion Turbine | SPP_NEBR | Nebraska | Webster | 1.2 | 1960 | 9999 | 2019 | 0.031843 | 20.3077 | 3.1361 | NEI 2019
Red Cloud | 2299_G_4 | 2299 | G | 4 |  | Combustion Turbine | SPP_NEBR | Nebraska | Webster | 1.2 | 1968 | 9999 | 2019 | 0.041346 | 20.3077 | 4.0719 | NEI 2019
Sargent | 2300_G_1 | 2300 | G | 1 |  | Combustion Turbine | SPP_NEBR | Nebraska | Custer | 1.1 | 1968 | 9999 | 2019 | 0.0016247 | 0.45833 | 7.0895 | NEI 2019
Sargent | 2300_G_3 | 2300 | G | 3 |  | Combustion Turbine | SPP_NEBR | Nebraska | Custer | 0.9 | 1964 | 9999 |  |  |  | 7.2573 | Default Emission Factor
Sargent | 2300_G_4 | 2300 | G | 4 |  | Combustion Turbine | SPP_NEBR | Nebraska | Custer | 0.4 | 1954 | 9999 |  |  |  | 7.2573 | Default Emission Factor
Sidney (NE) | 2302_G_1 | 2302 | G | 1 |  | Combustion Turbine | SPP_NEBR | Nebraska | Cheyenne | 1 | 1949 | 9999 |  |  |  | 3.2013 | Default Emission Factor
Sidney (NE) | 2302_G_3 | 2302 | G | 3 |  | Combustion Turbine | SPP_NEBR | Nebraska | Cheyenne | 0.6 | 1931 | 9999 |  |  |  | 7.2573 | Default Emission Factor
Sidney (NE) | 2302_G_5 | 2302 | G | 5 |  | Combustion Turbine | SPP_NEBR | Nebraska | Cheyenne | 2.5 | 1955 | 9999 |  |  |  | 3.2013 | Default Emission Factor
Spalding | 2303_G_4 | 2303 | G | 4 |  | Combustion Turbine | SPP_NEBR | Nebraska | Greeley | 0.2 | 1947 | 9999 |  |  |  | 7.2573 | Default Emission Factor
Spalding | 2303_G_5 | 2303 | G | 5 |  | Combustion Turbine | SPP_NEBR | Nebraska | Greeley | 0.4 | 1959 | 9999 |  |  |  | 7.2573 | Default Emission Factor
Spalding | 2303_G_6 | 2303 | G | 6 |  | Combustion Turbine | SPP_NEBR | Nebraska | Greeley | 1.3 | 1975 | 9999 |  |  |  | 7.2573 | Default Emission Factor
Stuart (NE) | 2305_G_1 | 2305 | G | 1 |  | Combustion Turbine | SPP_NEBR | Nebraska | Holt | 0.7 | 1952 | 9999 | 2019 | 0.02332 | 3.3158 | 14.066 | NEI 2019
Stuart (NE) | 2305_G_2 | 2305 | G | 2 |  | Combustion Turbine | SPP_NEBR | Nebraska | Holt | 0.2 | 1960 | 9999 | 2019 | 0.0013974 | 0.94737 | 2.9501 | NEI 2019
Stuart (NE) | 2305_G_3 | 2305 | G | 3 |  | Combustion Turbine | SPP_NEBR | Nebraska | Holt | 0.2 | 1952 | 9999 | 2019 | 0.0016885 | 0.94737 | 3.5646 | NEI 2019
Stuart (NE) | 2305_G_5 | 2305 | G | 5 |  | Combustion Turbine | SPP_NEBR | Nebraska | Holt | 0.8 | 1997 | 9999 | 2019 | 0.0081573 | 3.7895 | 4.3053 | NEI 2019
Tecumseh | 2308_G_1 | 2308 | G | 1 |  | Combustion Turbine | SPP_NEBR | Nebraska | Johnson | 0.6 | 1948 | 9999 | 2019 | 0.0071617 | 5.1818 | 2.7642 | NEI 2019
Tecumseh | 2308_G_2 | 2308 | G | 2 |  | Combustion Turbine | SPP_NEBR | Nebraska | Johnson | 1.4 | 1968 | 9999 | 2019 | 0.10048 | 12.0909 | 16.6208 | NEI 2019
Tecumseh | 2308_G_3 | 2308 | G | 3 |  | Combustion Turbine | SPP_NEBR | Nebraska | Johnson | 1 | 1953 | 9999 | 2019 | 0.045769 | 8.6364 | 10.5991 | NEI 2019
Tecumseh | 2308_G_4 | 2308 | G | 4 |  | Combustion Turbine | SPP_NEBR | Nebraska | Johnson | 1.2 | 1960 | 9999 | 2019 | 0.069608 | 10.3636 | 13.433 | NEI 2019
Tecumseh | 2308_G_5A | 2308 | G | 5A |  | Combustion Turbine | SPP_NEBR | Nebraska | Johnson | 2.4 | 1993 | 9999 | 2019 | 0.14353 | 20.7273 | 13.8497 | NEI 2019
Wahoo | 2310_G_1 | 2310 | G | 1 |  | Combustion Turbine | SPP_NEBR | Nebraska | Saunders | 2.1 | 1960 | 9999 | 2019 | 0.014621 | 2.625 | 11.14 | NEI 2019
Wahoo | 2310_G_2 | 2310 | G | 2 |  | Combustion Turbine | SPP_NEBR | Nebraska | Saunders | 0.4 | 1936 | 9999 |  |  |  | 7.2573 | Default Emission Factor
Wahoo | 2310_G_3 | 2310 | G | 3 |  | Combustion Turbine | SPP_NEBR | Nebraska | Saunders | 4.4 | 1973 | 9999 | 2019 | 0.0038843 | 5.5 | 1.4125 | NEI 2019
Wahoo | 2310_G_4 | 2310 | G | 4 |  | Combustion Turbine | SPP_NEBR | Nebraska | Saunders | 1.1 | 1947 | 9999 |  |  |  | 3.2013 | Default Emission Factor
Wahoo | 2310_G_5 | 2310 | G | 5 |  | Combustion Turbine | SPP_NEBR | Nebraska | Saunders | 2.2 | 1952 | 9999 | 2019 | 0.0037443 | 2.75 | 2.7231 | NEI 2019
Wahoo | 2310_G_6 | 2310 | G | 6 |  | Combustion Turbine | SPP_NEBR | Nebraska | Saunders | 3.4 | 1969 | 9999 | 2019 | 0.002169 | 4.25 | 1.0207 | NEI 2019
Wakefield | 2311_G_2 | 2311 | G | 2 |  | Combustion Turbine | SPP_NEBR | Nebraska | Dixon | 0.5 | 1915 | 9999 |  |  |  | 3.2013 | Default Emission Factor
Wakefield | 2311_G_5 | 2311 | G | 5 |  | Combustion Turbine | SPP_NEBR | Nebraska | Dixon | 1 | 1966 | 9999 |  |  |  | 3.2013 | Default Emission Factor
Wakefield | 2311_G_6 | 2311 | G | 6 |  | Combustion Turbine | SPP_NEBR | Nebraska | Dixon | 1.1 | 1971 | 9999 |  |  |  | 3.2013 | Default Emission Factor
Wakefield | 2311_G_IC4 | 2311 | G | IC4 |  | Combustion Turbine | SPP_NEBR | Nebraska | Dixon | 0.6 | 1961 | 9999 |  |  |  | 3.2013 | Default Emission Factor
Wayne IC | 2312_G_1 | 2312 | G | 1 |  | Combustion Turbine | SPP_NEBR | Nebraska | Wayne | 0.8 | 1951 | 9999 |  |  |  | 7.2573 | Default Emission Factor
Wayne IC | 2312_G_2 | 2312 | G | 2 |  | Combustion Turbine | SPP_NEBR | Nebraska | Wayne | 0.9 | 1947 | 9999 |  |  |  | 7.2573 | Default Emission Factor
Wayne IC | 2312_G_3 | 2312 | G | 3 |  | Combustion Turbine | SPP_NEBR | Nebraska | Wayne | 1.8 | 1956 | 9999 |  |  |  | 7.2573 | Default Emission Factor
Wayne IC | 2312_G_4 | 2312 | G | 4 |  | Combustion Turbine | SPP_NEBR | Nebraska | Wayne | 1.9 | 1960 | 9999 | 2019 | 0.0028768 | 5.1733 | 1.1122 | NEI 2019
Wayne IC | 2312_G_5 | 2312 | G | 5 |  | Combustion Turbine | SPP_NEBR | Nebraska | Wayne | 3.3 | 1966 | 9999 |  |  |  | 7.2573 | Default Emission Factor
Wayne IC | 2312_G_6 | 2312 | G | 6 |  | Combustion Turbine | SPP_NEBR | Nebraska | Wayne | 4.9 | 1968 | 9999 |  |  |  | 7.2573 | Default Emission Factor
Wayne IC | 2312_G_7 | 2312 | G | 7 |  | Combustion Turbine | SPP_NEBR | Nebraska | Wayne | 3.3 | 1998 | 9999 |  |  |  | 7.2573 | Default Emission Factor
Wayne IC | 2312_G_8 | 2312 | G | 8 |  | Combustion Turbine | SPP_NEBR | Nebraska | Wayne | 3.3 | 1998 | 9999 |  |  |  | 7.2573 | Default Emission Factor
West Point Municipal | 2313_G_2 | 2313 | G | 2 |  | Combustion Turbine | SPP_NEBR | Nebraska | Cuming | 0.9 | 1947 | 9999 |  |  |  | 3.2013 | Default Emission Factor
West Point Municipal | 2313_G_3 | 2313 | G | 3 |  | Combustion Turbine | SPP_NEBR | Nebraska | Cuming | 1.2 | 1959 | 9999 | 2019 | 0.017 | 16.3636 | 2.0778 | NEI 2019
West Point Municipal | 2313_G_4 | 2313 | G | 4 |  | Combustion Turbine | SPP_NEBR | Nebraska | Cuming | 2.3 | 1965 | 9999 | 2019 | 0.0835 | 31.3636 | 5.3246 | NEI 2019
Wilber | 2315_G_4 | 2315 | G | 4 |  | Combustion Turbine | SPP_NEBR | Nebraska | Saline | 0.9 | 1960 | 9999 |  |  |  | 7.2573 | Default Emission Factor
Wilber | 2315_G_5 | 2315 | G | 5 |  | Combustion Turbine | SPP_NEBR | Nebraska | Saline | 0.6 | 1960 | 9999 |  |  |  | 7.2573 | Default Emission Factor
Wilber | 2315_G_6 | 2315 | G | 6 |  | Combustion Turbine | SPP_NEBR | Nebraska | Saline | 1.6 | 1997 | 9999 |  |  |  | 7.2573 | Default Emission Factor
Wisner | 2316_G_3 | 2316 | G | 3 |  | Combustion Turbine | SPP_NEBR | Nebraska | Cuming | 0.8 | 1969 | 9999 | 2019 | 0.040117 | 4.8421 | 16.5701 | NEI 2019
Wisner | 2316_G_4 | 2316 | G | 4 |  | Combustion Turbine | SPP_NEBR | Nebraska | Cuming | 1.5 | 2010 | 9999 |  |  |  | 7.2573 | Default Emission Factor
Wisner | 2316_G_5 | 2316 | G | 5 |  | Combustion Turbine | SPP_NEBR | Nebraska | Cuming | 1.5 | 2010 | 9999 |  |  |  | 7.2573 | Default Emission Factor
Clark (NVE) | 2322_G_10 | 2322 | G | 10 |  | Combined Cycle | WECC_SNV | Nevada | Clark | 85 | 1994 | 9999 |  |  |  | 0.24213 | NEI 2019
Clark (NVE) | 2322_G_11 | 2322 | G | 11 | 89799 | Combustion Turbine | WECC_SNV | Nevada | Clark | 52 | 2008 | 9999 | 2019 | 0.25 | 17113.4374 | 0.02922 | NEI 2019
Clark (NVE) | 2322_G_12 | 2322 | G | 12 | 89801 | Combustion Turbine | WECC_SNV | Nevada | Clark | 52 | 2008 | 9999 | 2019 | 0.28 | 17113.4374 | 0.03272 | NEI 2019
Clark (NVE) | 2322_G_13 | 2322 | G | 13 | 89803 | Combustion Turbine | WECC_SNV | Nevada | Clark | 52 | 2008 | 9999 | 2019 | 0.27 | 17113.4374 | 0.03155 | NEI 2019
Clark (NVE) | 2322_G_14 | 2322 | G | 14 | 89805 | Combustion Turbine | WECC_SNV | Nevada | Clark | 52 | 2008 | 9999 | 2019 | 0.2 | 17113.4374 | 0.02337 | NEI 2019
Clark (NVE) | 2322_G_15 | 2322 | G | 15 | 89807 | Combustion Turbine | WECC_SNV | Nevada | Clark | 52 | 2008 | 9999 | 2019 | 0.23 | 17113.4374 | 0.02688 | NEI 2019
Clark (NVE) | 2322_G_16 | 2322 | G | 16 | 89809 | Combustion Turbine | WECC_SNV | Nevada | Clark | 52 | 2008 | 9999 | 2019 | 0.33 | 17113.4374 | 0.03857 | NEI 2019
Clark (NVE) | 2322_G_17 | 2322 | G | 17 | 89811 | Combustion Turbine | WECC_SNV | Nevada | Clark | 52 | 2008 | 9999 | 2019 | 0.32 | 17113.4374 | 0.0374 | NEI 2019
Clark (NVE) | 2322_G_18 | 2322 | G | 18 | 89813 | Combustion Turbine | WECC_SNV | Nevada | Clark | 52 | 2008 | 9999 | 2019 | 0.26 | 17113.4374 | 0.03039 | NEI 2019
Clark (NVE) | 2322_G_19 | 2322 | G | 19 | 89815 | Combustion Turbine | WECC_SNV | Nevada | Clark | 52 | 2008 | 9999 | 2019 | 0.23 | 17113.4374 | 0.02688 | NEI 2019
Clark (NVE) | 2322_G_20 | 2322 | G | 20 | 89817 | Combustion Turbine | WECC_SNV | Nevada | Clark | 52 | 2008 | 9999 | 2019 | 0.24 | 17113.4374 | 0.02805 | NEI 2019
Clark (NVE) | 2322_G_21 | 2322 | G | 21 | 89820 | Combustion Turbine | WECC_SNV | Nevada | Clark | 52 | 2008 | 9999 | 2019 | 0.31 | 17113.4374 | 0.03623 | NEI 2019
Clark (NVE) | 2322_G_22 | 2322 | G | 22 | 89821 | Combustion Turbine | WECC_SNV | Nevada | Clark | 52 | 2008 | 9999 | 2019 | 0.16 | 17113.4374 | 0.0187 | NEI 2019
Clark (NVE) | 2322_G_9 | 2322 | G | 9 |  | Combined Cycle | WECC_SNV | Nevada | Clark | 85 | 1993 | 9999 |  |  |  | 0.17877 | NEI 2019
Clark (NVE) | 2322_G_GT4 | 2322 | G | GT4 |  | Combustion Turbine | WECC_SNV | Nevada | Clark | 55 | 1973 | 9999 | 2019 | 1.35 | 18100.7511 | 0.14917 | NEI 2019
Clark (NVE) | 2322_G_GT5 | 2322 | G | GT5 |  | Combined Cycle | WECC_SNV | Nevada | Clark | 73 | 1979 | 9999 | 2019 | 7.1 | 143084 | 0.17877 | NEI 2019
Clark (NVE) | 2322_G_GT6 | 2322 | G | GT6 |  | Combined Cycle | WECC_SNV | Nevada | Clark | 73 | 1979 | 9999 | 2019 | 13.1 | 82904 | 0.17877 | NEI 2019
Clark (NVE) | 2322_G_GT7 | 2322 | G | GT7 |  | Combined Cycle | WECC_SNV | Nevada | Clark | 73 | 1980 | 9999 | 2019 | 11.9 | 145294 | 0.24213 | NEI 2019
Clark (NVE) | 2322_G_GT8 | 2322 | G | GT8 |  | Combined Cycle | WECC_SNV | Nevada | Clark | 73 | 1982 | 9999 | 2019 | 14.8 | 75245 | 0.24213 | NEI 2019
Tracy | 2336_G_10 | 2336 | G | 10 | 90238 | Combined Cycle | WECC_NNV | Nevada | Storey | 263 | 2008 | 9999 |  |  |  | 0.01045 | NEI 2019
Tracy | 2336_G_4 | 2336 | G | 4 | 1413 | Combined Cycle | WECC_NNV | Nevada | Storey | 64 | 1994 | 9999 |  |  |  | 0.33722 | NEI 2019
Tracy | 2336_G_5 | 2336 | G | 5 | 1413 | Combined Cycle | WECC_NNV | Nevada | Storey | 40 | 1996 | 9999 | 2019 | 83.6344 | 496026 | 0.33722 | NEI 2019
Tracy | 2336_G_8 | 2336 | G | 8 | 90238 | Combined Cycle | WECC_NNV | Nevada | Storey | 145 | 2008 | 9999 | 2019 | 8.14 | 2249423 | 0.01045 | NEI 2019
Tracy | 2336_G_9 | 2336 | G | 9 | 90239 | Combined Cycle | WECC_NNV | Nevada | Storey | 145 | 2008 | 9999 | 2019 | 8.92 | 1015470 | 0.01045 | NEI 2019
Tracy | 2336_G_GT3 | 2336 | G | GT3 | 1411 | Combustion Turbine | WECC_NNV | Nevada | Storey | 66.3 | 1994 | 9999 | 2019 | 17.01 | 101299.5 | 0.33584 | NEI 2019
Tracy | 2336_G_GT4 | 2336 | G | GT4 | 1412 | Combustion Turbine | WECC_NNV | Nevada | Storey | 66.3 | 1994 | 9999 | 2019 | 13.66 | 101299.5 | 0.2697 | NEI 2019
Lost Nation | 2362_G_GT1 | 2362 | G | GT1 |  | Combustion Turbine | NENGREST | New Hampshire | Coos | 14 | 1969 | 9999 | 2017 | 0.018124 | 459 | 0.07897 | NEI 2019
Merrimack | 2364_G_GT1 | 2364 | G | GT1 |  | Combustion Turbine | NENGREST | New Hampshire | Merrimack | 16.8 | 1968 | 9999 | 2019 | 0.06049 | 185 | 0.65395 | NEI 2019
Merrimack | 2364_G_GT2 | 2364 | G | GT2 |  | Combustion Turbine | NENGREST | New Hampshire | Merrimack | 16.8 | 1969 | 9999 | 2019 | 0.03362 | 185 | 0.36346 | NEI 2019
Schiller | 2367_G_GT1 | 2367 | G | GT1 |  | Combustion Turbine | NENGREST | New Hampshire | Rockingham | 17 | 1970 | 9999 | 2019 | 0.1181 | 226 | 1.0451 | NEI 2019
White Lake | 2369_G_GT1 | 2369 | G | GT1 |  | Combustion Turbine | NENGREST | New Hampshire | Carroll | 17.5 | 1968 | 9999 | 2017 | 0.013915 | 500 | 0.05566 | NEI 2019
Carlls Corner | 2379_G_CA1 | 2379 | G | CA1 | 1429 | Combustion Turbine | PJM_EMAC | New Jersey | Cumberland | 37.4 | 1973 | 9999 |  |  |  | 0.72922 | Default Emission Factor
Carlls Corner | 2379_G_CA2 | 2379 | G | CA2 | 1430 | Combustion Turbine | PJM_EMAC | New Jersey | Cumberland | 41.2 | 1973 | 9999 |  |  |  | 0.72922 | Default Emission Factor
Sayreville | 2390_G_GT1 | 2390 | G | GT1 | 1460 | Combustion Turbine | PJM_EMAC | New Jersey | Middlesex | 50 | 1972 | 9999 |  |  |  | 0.72922 | Default Emission Factor
Sayreville | 2390_G_GT2 | 2390 | G | GT2 | 1461 | Combustion Turbine | PJM_EMAC | New Jersey | Middlesex | 50 | 1972 | 9999 |  |  |  | 0.72922 | Default Emission Factor
Sayreville | 2390_G_GT3 | 2390 | G | GT3 | 1462 | Combustion Turbine | PJM_EMAC | New Jersey | Middlesex | 50 | 1972 | 9999 |  |  |  | 0.72922 | Default Emission Factor
Sayreville | 2390_G_GT4 | 2390 | G | GT4 | 1463 | Combustion Turbine | PJM_EMAC | New Jersey | Middlesex | 50 | 1973 | 9999 |  |  |  | 0.72922 | Default Emission Factor
Gilbert | 2393_G_4 | 2393 | G | 4 | 1477 | Combined Cycle | PJM_EMAC | New Jersey | Hunterdon | 47 | 1974 | 9999 |  |  |  | 0.14766 | Default Emission Factor
Gilbert | 2393_G_5 | 2393 | G | 5 | 1478 | Combined Cycle | PJM_EMAC | New Jersey | Hunterdon | 47 | 1974 | 9999 |  |  |  | 0.14766 | Default Emission Factor
Gilbert | 2393_G_6 | 2393 | G | 6 | 1479 | Combined Cycle | PJM_EMAC | New Jersey | Hunterdon | 49 | 1974 | 9999 |  |  |  | 0.14766 | Default Emission Factor
Gilbert | 2393_G_7 | 2393 | G | 7 | 1480 | Combined Cycle | PJM_EMAC | New Jersey | Hunterdon | 47 | 1974 | 9999 |  |  |  | 0.14766 | Default Emission Factor
Gilbert | 2393_G_8 | 2393 | G | 8 | 1477 | Combined Cycle | PJM_EMAC | New Jersey | Hunterdon | 104 | 1977 | 9999 |  |  |  | 0.14766 | Default Emission Factor
Gilbert | 2393_G_9 | 2393 | G | 9 | 1481 | Combustion Turbine | PJM_EMAC | New Jersey | Hunterdon | 150 | 1996 | 9999 | 2019 | 23.29 | 7427 | 6.2717 | NEI 2019
Bergen Generating Station | 2398_G_1101 | 2398 | G | 1101 | 1485 | Combined Cycle | PJM_EMAC | New Jersey | Bergen | 110 | 1995 | 9999 |  |  |  | 0.14766 | Default Emission Factor
Bergen Generating Station | 2398_G_1201 | 2398 | G | 1201 | 1486 | Combined Cycle | PJM_EMAC | New Jersey | Bergen | 110 | 1995 | 9999 |  |  |  | 0.14766 | Default Emission Factor
Bergen Generating Station | 2398_G_1301 | 2398 | G | 1301 | 1487 | Combined Cycle | PJM_EMAC | New Jersey | Bergen | 110 | 1995 | 9999 |  |  |  | 0.14766 | Default Emission Factor
Bergen Generating Station | 2398_G_1401 | 2398 | G | 1401 | 1488 | Combined Cycle | PJM_EMAC | New Jersey | Bergen | 110 | 1995 | 9999 |  |  |  | 0.14766 | Default Emission Factor
Bergen Generating Station | 2398_G_1501 | 2398 | G | 1501 | 1485 | Combined Cycle | PJM_EMAC | New Jersey | Bergen | 198 | 1959 | 9999 |  |  |  | 0.14766 | Default Emission Factor
Bergen Generating Station | 2398_G_2101 | 2398 | G | 2101 | 1490 | Combined Cycle | PJM_EMAC | New Jersey | Bergen | 177.3 | 2002 | 9999 |  |  |  | 0.07 | NEI 2019
Bergen Generating Station | 2398_G_2201 | 2398 | G | 2201 | 1491 | Combined Cycle | PJM_EMAC | New Jersey | Bergen | 177.3 | 2002 | 9999 | 2019 | 64.5623 | 2915380 | 0.07 | NEI 2019
Bergen Generating Station | 2398_G_2301 | 2398 | G | 2301 | 1490 | Combined Cycle | PJM_EMAC | New Jersey | Bergen | 236.4 | 2002 | 9999 |  |  |  | 0.07 | NEI 2019
PSEG Burlington Generating Station | 2399_G_121 | 2399 | G | 121 | 1498 | Combustion Turbine | PJM_EMAC | New Jersey | Burlington | 42 | 2000 | 9999 |  |  |  | 0.89795 | NEI 2019
PSEG Burlington Generating Station | 2399_G_122 | 2399 | G | 122 | 1499 | Combustion Turbine | PJM_EMAC | New Jersey | Burlington | 42 | 2000 | 9999 |  |  |  | 0.89795 | NEI 2019
PSEG Burlington Generating Station | 2399_G_123 | 2399 | G | 123 | 1500 | Combustion Turbine | PJM_EMAC | New Jersey | Burlington | 42 | 2000 | 9999 |  |  |  | 0.89795 | NEI 2019
PSEG Burlington Generating Station | 2399_G_124 | 2399 | G | 124 | 1501 | Combustion Turbine | PJM_EMAC | New Jersey | Burlington | 42 | 2000 | 9999 | 2019 | 5.8672 | 13068 | 0.89795 | NEI 2019
PSEG Essex Generating Station | 2401_G_9 | 2401 | G | 9 | 1534 | Combustion Turbine | PJM_EMAC | New Jersey | Essex | 81 | 1990 | 9999 | 2019 | 4.2949 | 1158 | 7.4178 | NEI 2019
PSEG Kearny Generating Station | 2404_G_131 | 2404 | G | 131 | 90777 | Combustion Turbine | PJM_EMAC | New Jersey | Hudson | 46.9 | 2012 | 9999 |  |  |  | 0.17253 | NEI 2019
PSEG Kearny Generating Station | 2404_G_132 | 2404 | G | 132 | 90778 | Combustion Turbine | PJM_EMAC | New Jersey | Hudson | 46.9 | 2012 | 9999 |  |  |  | 0.17253 | NEI 2019
PSEG Kearny Generating Station | 2404_G_133 | 2404 | G | 133 | 90779 | Combustion Turbine | PJM_EMAC | New Jersey | Hudson | 46.9 | 2012 | 9999 |  |  |  | 0.17253 | NEI 2019
PSEG Kearny Generating Station | 2404_G_134 | 2404 | G | 134 | 90780 | Combustion Turbine | PJM_EMAC | New Jersey | Hudson | 46.9 | 2012 | 9999 |  |  |  | 0.17253 | NEI 2019
PSEG Kearny Generating Station | 2404_G_141 | 2404 | G | 141 | 90781 | Combustion Turbine | PJM_EMAC | New Jersey | Hudson | 46.9 | 2012 | 9999 |  |  |  | 0.17253 | NEI 2019
PSEG Kearny Generating Station | 2404_G_142 | 2404 | G | 142 | 90782 | Combustion Turbine | PJM_EMAC | New Jersey | Hudson | 46.9 | 2012 | 9999 | 2019 | 4.7112 | 54613.2838 | 0.17253 | NEI 2019
PSEG Kearny Generating Station | 2404_G_N121 | 2404 | G | N121 | 1540 | Combustion Turbine | PJM_EMAC | New Jersey | Hudson | 44.5 | 2001 | 9999 |  |  |  | 1.4642 | NEI 2019
PSEG Kearny Generating Station | 2404_G_N122 | 2404 | G | N122 | 1541 | Combustion Turbine | PJM_EMAC | New Jersey | Hudson | 44.5 | 2001 | 9999 |  |  |  | 1.4642 | NEI 2019
PSEG Kearny Generating Station | 2404_G_N123 | 2404 | G | N123 | 1542 | Combustion Turbine | PJM_EMAC | New Jersey | Hudson | 44.5 | 2001 | 9999 |  |  |  | 1.4642 | NEI 2019
PSEG Kearny Generating Station | 2404_G_N124 | 2404 | G | N124 | 1543 | Combustion Turbine | PJM_EMAC | New Jersey | Hudson | 44.5 | 2001 | 9999 | 2019 | 25.2904 | 34545.7162 | 1.4642 | NEI 2019
PSEG Linden Generating Station | 2406_G_1001 | 2406 | G | 1001 | 1552 | Combined Cycle | PJM_EMAC | New Jersey | Union | 238.4 | 2006 | 9999 |  |  |  | 0.14766 | Default Emission Factor
PSEG Linden Generating Station | 2406_G_1101 | 2406 | G | 1101 | 1552 | Combined Cycle | PJM_EMAC | New Jersey | Union | 188.3 | 2006 | 9999 |  |  |  | 0.14766 | Default Emission Factor
PSEG Linden Generating Station | 2406_G_1201 | 2406 | G | 1201 | 1553 | Combined Cycle | PJM_EMAC | New Jersey | Union | 188.3 | 2006 | 9999 |  |  |  | 0.14766 | Default Emission Factor
PSEG Linden Generating Station | 2406_G_2001 | 2406 | G | 2001 | 1558 | Combined Cycle | PJM_EMAC | New Jersey | Union | 238.4 | 2006 | 9999 |  |  |  | 0.06236 | NEI 2019
PSEG Linden Generating Station | 2406_G_2101 | 2406 | G | 2101 | 1558 | Combined Cycle | PJM_EMAC | New Jersey | Union | 188.3 | 2006 | 9999 |  |  |  | 0.06236 | NEI 2019
PSEG Linden Generating Station | 2406_G_2201 | 2406 | G | 2201 | 1559 | Combined Cycle | PJM_EMAC | New Jersey | Union | 188.3 | 2006 | 9999 | 2019 | 81.6289 | 5299243 | 0.06236 | NEI 2019
PSEG Linden Generating Station | 2406_G_5 | 2406 | G | 5 | 1561 | Combustion Turbine | PJM_EMAC | New Jersey | Union | 86 | 2000 | 9999 |  |  |  | 1.3327 | NEI 2019
PSEG Linden Generating Station | 2406_G_6 | 2406 | G | 6 | 1562 | Combustion Turbine | PJM_EMAC | New Jersey | Union | 86 | 2000 | 9999 |  |  |  | 1.3327 | NEI 2019
PSEG Linden Generating Station | 2406_G_7 | 2406 | G | 7 | 1563 | Combustion Turbine | PJM_EMAC | New Jersey | Union | 84 | 1995 | 9999 |  |  |  | 1.3327 | NEI 2019
PSEG Linden Generating Station | 2406_G_8 | 2406 | G | 8 | 1565 | Combustion Turbine | PJM_EMAC | New Jersey | Union | 80.2 | 1995 | 9999 | 2019 | 7.3021 | 10958 | 1.3327 | NEI 2019
PSEG Salem Generating Station | 2410_G_3 | 2410 | G | 3 | 1572 | Combustion Turbine | PJM_EMAC | New Jersey | Salem | 38.4 | 1971 | 9999 |  |  |  | 0.75865 | Default Emission Factor
PSEG Sewaren Generating Station | 2411_G_701 | 2411 | G | 701 | 91149 | Combined Cycle | PJM_EMAC | New Jersey | Middlesex | 328 | 2018 | 9999 | 2019 | 12.2852 | 3308721 | 0.00743 | NEI 2019
PSEG Sewaren Generating Station | 2411_G_702 | 2411 | G | 702 | 91149 | Combined Cycle | PJM_EMAC | New Jersey | Middlesex | 196.5 | 2018 | 9999 |  |  |  | 0.00743 | NEI 2019
Howard Down | 2434_G_11 | 2434 | G | 11 | 90625 | Combustion Turbine | PJM_EMAC | New Jersey | Cumberland | 55 | 2012 | 9999 | 2019 | 4.05 | 80373 | 0.10078 | NEI 2019
Rio Grande | 2444_G_9 | 2444 | G | 9 | 90701 | Combustion Turbine | WECC_NM | New Mexico | Dona Ana | 87.9 | 2013 | 9999 | 2019 | 11.371 | 263806 | 0.08621 | NEI 2019
Maddox | 2446_G_2 | 2446 | G | 2 |  | Combustion Turbine | SPP_SPS | New Mexico | Lea | 61 | 1976 | 2024 | 2019 | 2.76 | 264457.338 | 0.02087 | NEI 2019
Maddox | 2446_G_3 | 2446 | G | 3 |  | Combustion Turbine | SPP_SPS | New Mexico | Lea | 10 | 1963 | 2025 | 2019 | 0.04 | 43353.662 | 0.00185 | NEI 2019
Cunningham | 2454_G_3 | 2454 | G | 3 | 1602 | Combustion Turbine | SPP_SPS | New Mexico | Lea | 106 | 1998 | 9999 | 2019 | 6.6 | 420337.1675 | 0.0314 | NEI 2019
Cunningham | 2454_G_4 | 2454 | G | 4 | 1603 | Combustion Turbine | SPP_SPS | New Mexico | Lea | 103 | 1998 | 9999 | 2019 | 12.6 | 408440.8325 | 0.0617 | NEI 2019
Humboldt Bay | 246_G_IC1 | 246 | G | IC1 |  | Combustion Turbine | WEC_CALN | California | Humboldt | 16.3 | 2010 | 9999 | 2017 | 3.687 | 43052.5495 | 0.17128 | NEI 2019
Humboldt Bay | 246_G_IC10 | 246 | G | IC10 |  | Combustion Turbine | WEC_CALN | California | Humboldt | 16.3 | 2010 | 9999 | 2017 | 3.5578 | 43052.5495 | 0.16528 | NEI 2019
Humboldt Bay | 246_G_IC2 | 246 | G | IC2 |  | Combustion Turbine | WEC_CALN | California | Humboldt | 16.3 | 2010 | 9999 | 2017 | 0.58466 | 43052.5495 | 0.02716 | NEI 2019
Humboldt Bay | 246_G_IC3 | 246 | G | IC3 |  | Combustion Turbine | WEC_CALN | California | Humboldt | 16.3 | 2011 | 9999 | 2017 | 3.2273 | 43052.5495 | 0.14993 | NEI 2019
Humboldt Bay | 246_G_IC4 | 246 | G | IC4 |  | Combustion Turbine | WEC_CALN | California | Humboldt | 16.3 | 2010 | 9999 | 2017 | 1.9282 | 43052.5495 | 0.08957 | NEI 2019
Humboldt Bay | 246_G_IC5 | 246 | G | IC5 |  | Combustion Turbine | WEC_CALN | California | Humboldt | 16.3 | 2010 | 9999 | 2017 | 3.2495 | 43052.5495 | 0.15096 | NEI 2019
Humboldt Bay | 246_G_IC6 | 246 | G | IC6 |  | Combustion Turbine | WEC_CALN | California | Humboldt | 16.3 | 2010 | 9999 |  |  |  | 3.2013 | Default Emission Factor
Humboldt Bay | 246_G_IC7 | 246 | G | IC7 |  | Combustion Turbine | WEC_CALN | California | Humboldt | 16.3 | 2010 | 9999 | 2017 | 3.8543 | 43052.5495 | 0.17905 | NEI 2019
Humboldt Bay | 246_G_IC8 | 246 | G | IC8 |  | Combustion Turbine | WEC_CALN | California | Humboldt | 16.3 | 2010 | 9999 | 2017 | 2.6464 | 43052.5495 | 0.12294 | NEI 2019
Humboldt Bay | 246_G_IC9 | 246 | G | IC9 |  | Combustion Turbine | WEC_CALN | California | Humboldt | 16.7 | 2010 | 9999 | 2017 | 3.538 | 44109.0538 | 0.16042 | NEI 2019
Danskammer Generating Station | 2480_G_5 | 2480 | G | 5 |  | Combustion Turbine | NY_Z_G-I | New York | Orange | 2.5 | 1967 | 9999 |  |  |  | 7.2573 | Default Emission Factor
Danskammer Generating Station | 2480_G_6 | 2480 | G | 6 |  | Combustion Turbine | NY_Z_G-I | New York | Orange | 2.5 | 1967 | 9999 |  |  |  | 7.2573 | Default Emission Factor
South Cairo | 2485_G_GT1 | 2485 | G | GT1 |  | Combustion Turbine | NY_Z_G-I | New York | Greene | 20.1 | 1970 | 9999 |  |  |  | 0.75865 | Default Emission Factor
West Coxsackie | 2487_G_GT1 | 2487 | G | GT1 |  | Combustion Turbine | NY_Z_G-I | New York | Greene | 19.6 | 1969 | 9999 |  |  |  | 0.72922 | Default Emission Factor
Arthur Kill Generating Station | 2490_G_GT1 | 2490 | G | GT1 | 1612 | Combustion Turbine | NY_Z_J | New York | Richmond | 12 | 1970 | 9999 | 2019 | 0.34784 | 405 | 1.7178 | NEI 2019
East River | 2493_G_1 | 2493 | G | 1 | 1614 | Combustion Turbine | NY_Z_J | New York | New York | 154.7 | 2005 | 9999 | 2019 | 57.2245 | 1106663.8826 | 0.10342 | NEI 2019
East River | 2493_G_2 | 2493 | G | 2 | 1615 | Combustion Turbine | NY_Z_J | New York | New York | 153.1 | 2005 | 9999 | 2019 | 7.897 | 1095218.1024 | 0.01442 | NEI 2019
Gowanus Gas Turbines Generating | 2494_G_GT11 | 2494 | G | GT11 | 1619 | Combustion Turbine | NY_Z_J | New York | Kings | 18.7 | 1971 | 9999 |  |  |  | 1.219 | NEI 2019
Gowanus Gas Turbines Generating | 2494_G_GT12 | 2494 | G | GT12 | 1620 | Combustion Turbine | NY_Z_J | New York | Kings | 19.1 | 1971 | 9999 |  |  |  | 1.219 | NEI 2019
Gowanus Gas Turbines Generating | 2494_G_GT13 | 2494 | G | GT13 | 1621 | Combustion Turbine | NY_Z_J | New York | Kings | 17.8 | 1971 | 9999 |  |  |  | 1.219 | NEI 2019
Gowanus Gas Turbines Generating | 2494_G_GT14 | 2494 | G | GT14 | 1622 | Combustion Turbine | NY_Z_J | New York | Kings | 16.2 | 1971 | 9999 |  |  |  | 1.219 | NEI 2019
Gowanus Gas Turbines Generating | 2494_G_GT15 | 2494 | G | GT15 | 1623 | Combustion Turbine | NY_Z_J | New York | Kings | 17.2 | 1971 | 9999 |  |  |  | 1.219 | NEI 2019
Gowanus Gas Turbines Generating | 2494_G_GT16 | 2494 | G | GT16 | 1624 | Combustion Turbine | NY_Z_J | New York | Kings | 16.3 | 1971 | 9999 |  |  |  | 1.219 | NEI 2019
Gowanus Gas Turbines Generating | 2494_G_GT17 | 2494 | G | GT17 | 1625 | Combustion Turbine | NY_Z_J | New York | Kings | 16.7 | 1971 | 9999 |  |  |  | 1.219 | NEI 2019
Gowanus Gas Turbines Generating | 2494_G_GT18 | 2494 | G | GT18 | 1626 | Combustion Turbine | NY_Z_J | New York | Kings | 15.1 | 1971 | 9999 |  |  |  | 1.219 | NEI 2019
Gowanus Gas Turbines Generating | 2494_G_GT21 | 2494 | G | GT21 | 1627 | Combustion Turbine | NY_Z_J | New York | Kings | 17.1 | 1971 | 9999 |  |  |  | 1.219 | NEI 2019
Gowanus Gas Turbines Generating | 2494_G_GT22 | 2494 | G | GT22 | 1628 | Combustion Turbine | NY_Z_J | New York | Kings | 18.5 | 1971 | 9999 |  |  |  | 1.219 | NEI 2019
Gowanus Gas Turbines Generating | 2494_G_GT23 | 2494 | G | GT23 | 1629 | Combustion Turbine | NY_Z_J | New York | Kings | 20 | 1971 | 9999 |  |  |  | 1.219 | NEI 2019
Gowanus Gas Turbines Generating | 2494_G_GT24 | 2494 | G | GT24 | 1630 | Combustion Turbine | NY_Z_J | New York | Kings | 17.4 | 1971 | 9999 |  |  |  | 1.219 | NEI 2019
Gowanus Gas Turbines Generating | 2494_G_GT25 | 2494 | G | GT25 | 1631 | Combustion Turbine | NY_Z_J | New York | Kings | 18.8 | 1971 | 9999 |  |  |  | 1.219 | NEI 2019
Gowanus Gas Turbines Generating | 2494_G_GT26 | 2494 | G | GT26 | 1632 | Combustion Turbine | NY_Z_J | New York | Kings | 20.2 | 1971 | 9999 |  |  |  | 1.219 | NEI 2019
Gowanus Gas Turbines Generating | 2494_G_GT27 | 2494 | G | GT27 | 1633 | Combustion Turbine | NY_Z_J | New York | Kings | 19.1 | 1971 | 9999 |  |  |  | 1.219 | NEI 2019
Gowanus Gas Turbines Generating | 2494_G_GT28 | 2494 | G | GT28 | 1634 | Combustion Turbine | NY_Z_J | New York | Kings | 16.1 | 1971 | 9999 |  |  |  | 1.219 | NEI 2019
Gowanus Gas Turbines Generating | 2494_G_GT31 | 2494 | G | GT31 | 1635 | Combustion Turbine | NY_Z_J | New York | Kings | 16.7 | 1971 | 9999 |  |  |  | 1.219 | NEI 2019
Gowanus Gas Turbines Generating | 2494_G_GT32 | 2494 | G | GT32 | 1636 | Combustion Turbine | NY_Z_J | New York | Kings | 16.8 | 1971 | 9999 |  |  |  | 1.219 | NEI 2019
Gowanus Gas Turbines Generating | 2494_G_GT33 | 2494 | G | GT33 | 1637 | Combustion Turbine | NY_Z_J | New York | Kings | 18.1 | 1971 | 9999 |  |  |  | 1.219 | NEI 2019
Gowanus Gas Turbines Generating | 2494_G_GT34 | 2494 | G | GT34 | 1638 | Combustion Turbine | NY_Z_J | New York | Kings | 16.2 | 1971 | 9999 |  |  |  | 1.219 | NEI 2019
Gowanus Gas Turbines Generating | 2494_G_GT35 | 2494 | G | GT35 | 1639 | Combustion Turbine | NY_Z_J | New York | Kings | 17.3 | 1971 | 9999 |  |  |  | 1.219 | NEI 2019
Gowanus Gas Turbines Generating | 2494_G_GT36 | 2494 | G | GT36 | 1640 | Combustion Turbine | NY_Z_J | New York | Kings | 15.5 | 1971 | 9999 |  |  |  | 1.219 | NEI 2019
Gowanus Gas Turbines Generating | 2494_G_GT37 | 2494 | G | GT37 | 1641 | Combustion Turbine | NY_Z_J | New York | Kings | 17.9 | 1971 | 9999 |  |  |  | 1.219 | NEI 2019
Gowanus Gas Turbines Generating | 2494_G_GT38 | 2494 | G | GT38 | 1642 | Combustion Turbine | NY_Z_J | New York | Kings | 17.6 | 1971 | 9999 |  |  |  | 1.219 | NEI 2019
Gowanus Gas Turbines Generating | 2494_G_GT41 | 2494 | G | GT41 | 1643 | Combustion Turbine | NY_Z_J | New York | Kings | 18.2 | 1971 | 9999 |  |  |  | 1.219 | NEI 2019
Gowanus Gas Turbines Generating | 2494_G_GT42 | 2494 | G | GT42 | 1644 | Combustion Turbine | NY_Z_J | New York | Kings | 17.9 | 1971 | 9999 |  |  |  | 1.219 | NEI 2019
Gowanus Gas Turbines Generating | 2494_G_GT43 | 2494 | G | GT43 | 1645 | Combustion Turbine | NY_Z_J | New York | Kings | 16.4 | 1971 | 9999 |  |  |  | 1.219 | NEI 2019
Gowanus Gas Turbines Generating | 2494_G_GT44 | 2494 | G | GT44 | 1646 | Combustion Turbine | NY_Z_J | New York | Kings | 16.5 | 1971 | 9999 |  |  |  | 1.219 | NEI 2019
Gowanus Gas Turbines Generating | 2494_G_GT45 | 2494 | G | GT45 | 1647 | Combustion Turbine | NY_Z_J | New York | Kings | 16.2 | 1971 | 9999 |  |  |  | 1.219 | NEI 2019
Gowanus Gas Turbines Generating | 2494_G_GT46 | 2494 | G | GT46 | 1648 | Combustion Turbine | NY_Z_J | New York | Kings | 18 | 1971 | 9999 |  |  |  | 1.219 | NEI 2019
Gowanus Gas Turbines Generating | 2494_G_GT47 | 2494 | G | GT47 | 1649 | Combustion Turbine | NY_Z_J | New York | Kings | 16.6 | 1971 | 9999 |  |  |  | 1.219 | NEI 2019
Gowanus Gas Turbines Generating | 2494_G_GT48 | 2494 | G | GT48 | 1650 | Combustion Turbine | NY_Z_J | New York | Kings | 16.6 | 1971 | 9999 | 2019 | 4.5518 | 7468 | 1.219 | NEI 2019
Hudson Avenue | 2496_G_GT3 | 2496 | G | GT3 | 1655 | Combustion Turbine | NY_Z_J | New York | Kings | 16.7 | 1970 | 9999 |  |  |  | 1.0062 | NEI 2019
Hudson Avenue | 2496_G_GT5 | 2496 | G | GT5 | 1657 | Combustion Turbine | NY_Z_J | New York | Kings | 14.7 | 1970 | 9999 | 2019 | 0.326 | 648 | 1.0062 | NEI 2019
Narrows Gas Turbines Generating | 2499_G_NT11 | 2499 | G | NT11 | 1659 | Combustion Turbine | NY_Z_J | New York | Kings | 19.6 | 1972 | 9999 |  |  |  | 1.3736 | NEI 2019
Narrows Gas Turbines Generating | 2499_G_NT12 | 2499 | G | NT12 | 1660 | Combustion Turbine | NY_Z_J | New York | Kings | 17.6 | 1972 | 9999 |  |  |  | 1.3736 | NEI 2019
Narrows Gas Turbines Generating | 2499_G_NT13 | 2499 | G | NT13 | 1661 | Combustion Turbine | NY_Z_J | New York | Kings | 18.6 | 1972 | 9999 |  |  |  | 1.3736 | NEI 2019
Narrows Gas Turbines Generating | 2499_G_NT14 | 2499 | G | NT14 | 1662 | Combustion Turbine | NY_Z_J | New York | Kings | 18.7 | 1972 | 9999 |  |  |  | 1.3736 | NEI 2019
Narrows Gas Turbines Generating | 2499_G_NT15 | 2499 | G | NT15 | 1663 | Combustion Turbine | NY_Z_J | New York | Kings | 20.6 | 1972 | 9999 |  |  |  | 1.3736 | NEI 2019
Narrows Gas Turbines Generating | 2499_G_NT16 | 2499 | G | NT16 | 1664 | Combustion Turbine | NY_Z_J | New York | Kings | 15.7 | 1972 | 9999 |  |  |  | 1.3736 | NEI 2019
Narrows Gas Turbines Generating | 2499_G_NT17 | 2499 | G | NT17 | 1665 | Combustion Turbine | NY_Z_J | New York | Kings | 19.8 | 1972 | 9999 |  |  |  | 1.3736 | NEI 2019
Narrows Gas Turbines Generating | 2499_G_NT18 | 2499 | G | NT18 | 1666 | Combustion Turbine | NY_Z_J | New York | Kings | 17.4 | 1972 | 9999 | 2019 | 13.0272 | 18967.9337 | 1.3736 | NEI 2019
Narrows Gas Turbines Generating | 2499_G_NT21 | 2499 | G | NT21 | 1667 | Combustion Turbine | NY_Z_J | New York | Kings | 19 | 1972 | 9999 |  |  |  | 1.4899 | NEI 2019
Narrows Gas Turbines Generating | 2499_G_NT22 | 2499 | G | NT22 | 1668 | Combustion Turbine | NY_Z_J | New York | Kings | 16.3 | 1972 | 9999 |  |  |  | 1.4899 | NEI 2019
Narrows Gas Turbines Generating | 2499_G_NT23 | 2499 | G | NT23 | 1669 | Combustion Turbine | NY_Z_J | New York | Kings | 17.7 | 1972 | 9999 |  |  |  | 1.4899 | NEI 2019
Narrows Gas Turbines Generating | 2499_G_NT24 | 2499 | G | NT24 | 1670 | Combustion Turbine | NY_Z_J | New York | Kings | 18 | 1972 | 9999 |  |  |  | 1.4899 | NEI 2019
Narrows Gas Turbines Generating | 2499_G_NT25 | 2499 | G | NT25 | 1671 | Combustion Turbine | NY_Z_J | New York | Kings | 18.4 | 1972 | 9999 |  |  |  | 1.4899 | NEI 2019
Narrows Gas Turbines Generating | 2499_G_NT26 | 2499 | G | NT26 | 1672 | Combustion Turbine | NY_Z_J | New York | Kings | 16.6 | 1972 | 9999 |  |  |  | 1.4899 | NEI 2019
Narrows Gas Turbines Generating | 2499_G_NT27 | 2499 | G | NT27 | 1673 | Combustion Turbine | NY_Z_J | New York | Kings | 18.9 | 1972 | 9999 |  |  |  | 1.4899 | NEI 2019
Narrows Gas Turbines Generating | 2499_G_NT28 | 2499 | G | NT28 | 1674 | Combustion Turbine | NY_Z_J | New York | Kings | 16.5 | 1972 | 9999 | 2019 | 13.5001 | 18122.0663 | 1.4899 | NEI 2019
Ravenswood | 2500_G_4 | 2500 | G | 4 | 89141 | Combined Cycle | NY_Z_J | New York | Queens | 169.7 | 2003 | 9999 | 2019 | 6.0831 | 1525287 | 0.00798 | NEI 2019
Ravenswood | 2500_G_4S | 2500 | G | 4S | 89141 | Combined Cycle | NY_Z_J | New York | Queens | 79.1 | 2003 | 9999 |  |  |  | 0.00798 | NEI 2019
Ravenswood | 2500_G_GT1 | 2500 | G | GT1 | 1682 | Combustion Turbine | NY_Z_J | New York | Queens | 8.7 | 1967 | 9999 | 2019 | 0.18548 | 94.6626 | 3.9188 | NEI 2019
Ravenswood | 2500_G_GT10 | 2500 | G | GT10 | 1689 | Combustion Turbine | NY_Z_J | New York | Queens | 19.2 | 1969 | 9999 | 2019 | 0.70356 | 208.9105 | 6.7355 | NEI 2019
Ravenswood | 2500_G_GT11 | 2500 | G | GT11 | 1690 | Combustion Turbine | NY_Z_J | New York | Queens | 17.3 | 1969 | 9999 |  |  |  | 0.72922 | Default Emission Factor
59th Street | 2503_G_GT1 | 2503 | G | GT1 | 1713 | Combustion Turbine | NY_Z_J | New York | New York | 15.5 | 1969 | 9999 | 2019 | 0.1505 | 119 | 2.5294 | NEI 2019
74th Street | 2504_G_GT1 | 2504 | G | GT1 | 1717 | Combustion Turbine | NY_Z_J | New York | New York | 19 | 1968 | 9999 |  |  |  | 2.9114 | NEI 2019
74th Street | 2504_G_GT2 | 2504 | G | GT2 | 1718 | Combustion Turbine | NY_Z_J | New York | New York | 18.9 | 1968 | 9999 | 2019 | 0.46 | 316 | 2.9114 | NEI 2019
E F Barrett | 2511_G_10 | 2511 | G | 10 | 1729 | Combustion Turbine | NY_Z_K | New York | Nassau | 39.6 | 1971 | 9999 |  |  |  | 1.6742 | NEI 2019
E F Barrett | 2511_G_11 | 2511 | G | 11 | 1731 | Combustion Turbine | NY_Z_K | New York | Nassau | 40.1 | 1971 | 9999 |  |  |  | 1.6742 | NEI 2019
E F Barrett | 2511_G_12 | 2511 | G | 12 | 1733 | Combustion Turbine | NY_Z_K | New York | Nassau | 40.9 | 1971 | 9999 |  |  |  | 1.6742 | NEI 2019
E F Barrett | 2511_G_3 | 2511 | G | 3 | 1721 | Combustion Turbine | NY_Z_K | New York | Nassau | 17.2 | 1970 | 9999 |  |  |  | 0.76872 | NEI 2019
E F Barrett | 2511_G_4 | 2511 | G | 4 | 1722 | Combustion Turbine | NY_Z_K | New York | Nassau | 17.1 | 1970 | 9999 |  |  |  | 0.76872 | NEI 2019
E F Barrett | 2511_G_5 | 2511 | G | 5 | 1723 | Combustion Turbine | NY_Z_K | New York | Nassau | 17.3 | 1970 | 9999 |  |  |  | 0.76872 | NEI 2019
E F Barrett | 2511_G_6 | 2511 | G | 6 | 1724 | Combustion Turbine | NY_Z_K | New York | Nassau | 17.8 | 1970 | 9999 |  |  |  | 0.76872 | NEI 2019
E F Barrett | 2511_G_8 | 2511 | G | 8 | 1726 | Combustion Turbine | NY_Z_K | New York | Nassau | 16.9 | 1970 | 9999 |  |  |  | 0.76872 | NEI 2019
E F Barrett | 2511_G_9 | 2511 | G | 9 | 1735 | Combustion Turbine | NY_Z_K | New York | Nassau | 40.7 | 1971 | 9999 | 2019 | 41.3745 | 49425.6202 | 1.6742 | NEI 2019
E F Barrett | 2511_G_GT1 | 2511 | G | GT1 | 1728 | Combustion Turbine | NY_Z_K | New York | Nassau | 17.4 | 1970 | 9999 | 2019 | 14.2744 | 37138.1598 | 0.76872 | NEI 2019
E F Barrett | 2511_G_GT2 | 2511 | G | GT2 | 1728 | Combustion Turbine | NY_Z_K | New York | Nassau | 17.5 | 1970 | 9999 |  |  |  | 0.76872 | NEI 2019
East Hampton | 2512_G_1 | 2512 | G | 1 | 1737 | Combustion Turbine | NY_Z_K | New York | Suffolk | 19.2 | 1970 | 9999 | 2019 | 0.28488 | 12044 | 0.04731 | NEI 2019
East Hampton | 2512_G_2 | 2512 | G | 2 |  | Combustion Turbine | NY_Z_K | New York | Suffolk | 2 | 1962 | 9999 |  |  |  | 7.2573 | Default Emission Factor
East Hampton | 2512_G_3 | 2512 | G | 3 |  | Combustion Turbine | NY_Z_K | New York | Suffolk | 2 | 1962 | 9999 |  |  |  | 7.2573 | Default Emission Factor
East Hampton | 2512_G_4 | 2512 | G | 4 |  | Combustion Turbine | NY_Z_K | New York | Suffolk | 2 | 1962 | 9999 |  |  |  | 7.2573 | Default Emission Factor
Glenwood | 2514_G_GT2 | 2514 | G | GT2 | 1741 | Combustion Turbine | NY_Z_K | New York | Nassau | 49 | 1972 | 9999 | 2019 | 0.013987 | 281.4793 | 0.09938 | NEI 2019
Glenwood | 2514_G_GT3 | 2514 | G | GT3 | 1742 | Combustion Turbine | NY_Z_K | New York | Nassau | 55.1 | 1972 | 9999 | 2019 | 0.0095 | 316.5207 | 0.06003 | NEI 2019
Northport | 2516_G_GT1 | 2516 | G | GT1 | 1747 | Combustion Turbine | NY_Z_K | New York | Suffolk | 11.8 | 1967 | 9999 |  |  |  | 0.75865 | Default Emission Factor
Port Jefferson | 2517_G_GT1 | 2517 | G | GT1 | 1752 | Combustion Turbine | NY_Z_K | New York | Suffolk | 12.1 | 1966 | 9999 | 2019 | 0.0095613 | 5550.1163 | 0.00345 | NEI 2019
Port Jefferson | 2517_G_GT2 | 2517 | G | GT2 | 10016 | Combustion Turbine | NY_Z_K | New York | Suffolk | 40.5 | 2002 | 9999 |  |  |  | 1.8099 | NEI 2019
Port Jefferson | 2517_G_GT3 | 2517 | G | GT3 | 10017 | Combustion Turbine | NY_Z_K | New York | Suffolk | 41.1 | 2002 | 9999 | 2019 | 33.872 | 37428.8837 | 1.8099 | NEI 2019
Shoreham | 2518_G_GT1 | 2518 | G | GT1 | 2958 | Combustion Turbine | NY_Z_K | New York | Suffolk | 49.8 | 1971 | 9999 | 2019 | 0.021 | 715.5434 | 0.0587 | NEI 2019
Shoreham | 2518_G_GT2 | 2518 | G | GT2 | 2959 | Combustion Turbine | NY_Z_K | New York | Suffolk | 15.9 | 1966 | 9999 | 2019 | 0.009 | 228.4566 | 0.07879 | NEI 2019
South Hampton | 2519_G_1 | 2519 | G | 1 |  | Combustion Turbine | NY_Z_K | New York | Suffolk | 8.5 | 1963 | 9999 | 2019 | 0.085 | 2104 | 0.0808 | NEI 2019
Southold | 2520_G_1 | 2520 | G | 1 |  | Combustion Turbine | NY_Z_K | New York | Suffolk | 10 | 1964 | 9999 | 2019 | 0.0625 | 1725 | 0.07246 | NEI 2019
Harris Lake | 2528_G_1 | 2528 | G | 1 |  | Combustion Turbine | NY_Z_D | New York | Essex | 1.7 | 1967 | 9999 |  |  |  | 7.2573 | Default Emission Factor
Harris Lake | 2528_G_2 | 2528 | G | 2 |  | Combustion Turbine | NY_Z_D | New York | Essex | 2.3 | 2017 | 9999 |  |  |  | 7.2573 | Default Emission Factor
Bethlehem Energy Center | 2539_G_5 | 2539 | G | 5 | 1771 | Combined Cycle | NY_Z_F | New York | Albany | 182.6 | 2005 | 9999 | 2019 | 29.3194 | 4544459 | 0.0129 | NEI 2019
Bethlehem Energy Center | 2539_G_6 | 2539 | G | 6 | 1772 | Combined Cycle | NY_Z_F | New York | Albany | 182.6 | 2005 | 9999 |  |  |  | 0.0129 | NEI 2019
Bethlehem Energy Center | 2539_G_7 | 2539 | G | 7 | 1773 | Combined Cycle | NY_Z_F | New York | Albany | 182.6 | 2005 | 9999 |  |  |  | 0.0129 | NEI 2019
Bethlehem Energy Center | 2539_G_8 | 2539 | G | 8 | 1771 | Combined Cycle | NY_Z_F | New York | Albany | 257 | 2005 | 9999 |  |  |  | 0.0129 | NEI 2019
E C Gaston | 26_G_GT4 | 26 | G | GT4 |  | Combustion Turbine | S_SOU | Alabama | Shelby | 16 | 1970 | 9999 | 2019 | 0.01 | 147 | 0.13605 | NEI 2019
Dynegy Moss Landing Power Plant | 260_G_CT1A | 260 | G | CT1A | 149 | Combined Cycle | WEC_CALN | California | Monterey | 165 | 2002 | 9999 | 2019 | 407.3301 | 884759 | 0.60603 | NEI 2019
Dynegy Moss Landing Power Plant | 260_G_CT1B | 260 | G | CT1B | 150 | Combined Cycle | WEC_CALN | California | Monterey | 165 | 2002 | 9999 | 2019 | 406.8084 | 875690 | 0.60603 | NEI 2019
Dynegy Moss Landing Power Plant | 260_G_CT2A | 260 | G | CT2A | 152 | Combined Cycle | WEC_CALN | California | Monterey | 165 | 2002 | 9999 | 2019 | 388.2906 | 856873 | 0.58956 | NEI 2019
Dynegy Moss Landing Power Plant | 260_G_CT2B | 260 | G | CT2B | 153 | Combined Cycle | WEC_CALN | California | Monterey | 165 | 2002 | 9999 | 2019 | 358.6996 | 795385 | 0.58956 | NEI 2019
Dynegy Moss Landing Power Plant | 260_G_ST1 | 260 | G | ST1 | 149 | Combined Cycle | WEC_CALN | California | Monterey | 180 | 2002 | 9999 |  |  |  | 0.60603 | NEI 2019
Dynegy Moss Landing Power Plant | 260_G_ST2 | 260 | G | ST2 | 152 | Combined Cycle | WEC_CALN | California | Monterey | 180 | 2002 | 9999 |  |  |  | 0.58956 | NEI 2019
Hillburn | 2628_G_GEN1 | 2628 | G | GEN1 | 1795 | Combustion Turbine | NY_Z_G-I | New York | Rockland | 33.1 | 1972 | 9999 | 2019 | 0.2229 | 305 | 1.4616 | NEI 2019
Shoemaker | 2632_G_SHOE | 2632 | G | SHOE | 1799 | Combustion Turbine | NY_Z_G-I | New York | Orange | 33 | 1972 | 9999 | 2019 | 0.79416 | 1117 | 1.422 | NEI 2019
Plant No 1 Freeport | 2678_G_2 | 2678 | G | 2 |  | Combustion Turbine | NY_Z_K | New York | Nassau | 2.2 | 1949 | 9999 | 2019 | 0.04164 | 16.4368 | 5.0667 | NEI 2019
Plant No 1 Freeport | 2678_G_3 | 2678 | G | 3 |  | Combustion Turbine | NY_Z_K | New York | Nassau | 2 | 1954 | 9999 | 2019 | 0.10699 | 14.9425 | 14.3202 | NEI 2019
Plant No 2 Freeport | 2679_G_3 | 2679 | G | 3 |  | Combustion Turbine | NY_Z_K | New York | Nassau | 16.8 | 1973 | 9999 | 2019 | 0.0061173 | 3529.2766 | 0.00347 | NEI 2019
Plant No 2 Freeport | 2679_G_CT5 | 2679 | G | CT5 | 88098 | Combustion Turbine | NY_Z_K | New York | Nassau | 49 | 2004 | 9999 | 2019 | 2.4842 | 10293.7234 | 0.48266 | NEI 2019
Greenport | 2681_G_4 | 2681 | G | 4 |  | Combustion Turbine | NY_Z_K | New York | Suffolk | 1 | 1957 | 9999 |  |  |  | 7.2573 | Default Emission Factor
Greenport | 2681_G_5 | 2681 | G | 5 |  | Combustion Turbine | NY_Z_K | New York | Suffolk | 1.5 | 1965 | 9999 |  |  |  | 7.2573 | Default Emission Factor
Greenport | 2681_G_6 | 2681 | G | 6 |  | Combustion Turbine | NY_Z_K | New York | Suffolk | 3 | 1971 | 9999 |  |  |  | 7.2573 | Default Emission Factor
S A Carlson | 2682_G_7 | 2682 | G | 7 | 1814 | Combustion Turbine | NY_Z_A | New York | Chautauqua | 42 | 2001 | 9999 | 2019 | 18.3176 | 140677.8904 | 0.26042 | NEI 2019
Charles P Keller | 2695_G_10 | 2695 | G | 10 |  | Combustion Turbine | NY_Z_K | New York | Nassau | 3.2 | 1954 | 9999 |  |  |  | 3.2013 | Default Emission Factor
Charles P Keller | 2695_G_11 | 2695 | G | 11 |  | Combustion Turbine | NY_Z_K | New York | Nassau | 5.2 | 1962 | 9999 |  |  |  | 3.2013 | Default Emission Factor
Charles P Keller | 2695_G_12 | 2695 | G | 12 |  | Combustion Turbine | NY_Z_K | New York | Nassau | 5.5 | 1967 | 9999 |  |  |  | 3.2013 | Default Emission Factor
Charles P Keller | 2695_G_13 | 2695 | G | 13 |  | Combustion Turbine | NY_Z_K | New York | Nassau | 5.5 | 1974 | 9999 |  |  |  | 3.2013 | Default Emission Factor
Charles P Keller | 2695_G_14 | 2695 | G | 14 |  | Combustion Turbine | NY_Z_K | New York | Nassau | 6.2 | 1994 | 9999 |  |  |  | 3.2013 | Default Emission Factor
Charles P Keller | 2695_G_9 | 2695 | G | 9 |  | Combustion Turbine | NY_Z_K | New York | Nassau | 3.2 | 1954 | 9999 |  |  |  | 3.2013 | Default Emission Factor
Asheville | 2706_G_CT5 | 2706 | G | CT5 |  | Combined Cycle | S_VACA | North Carolina | Buncombe | 191.2 | 2019 | 9999 |  |  |  | 0.03343 | Default Emission Factor
Asheville | 2706_G_CT7 | 2706 | G | CT7 |  | Combined Cycle | S_VACA | North Carolina | Buncombe | 191.2 | 2019 | 9999 |  |  |  | 0.03343 | Default Emission Factor
Asheville | 2706_G_GT1 | 2706 | G | GT1 | 1818 | Combustion Turbine | S_VACA | North Carolina | Buncombe | 160 | 1999 | 9999 |  |  |  | 0.72922 | Default Emission Factor
Asheville | 2706_G_GT2 | 2706 | G | GT2 | 1819 | Combustion Turbine | S_VACA | North Carolina | Buncombe | 160 | 2000 | 9999 | 2019 | 3.0965 | 374182 | 0.01655 | NEI 2019
Asheville | 2706_G_ST6 | 2706 | G | ST6 | 1816 | Combined Cycle | S_VACA | North Carolina | Buncombe | 102 | 2019 | 9999 |  |  |  | 0.03343 | Default Emission Factor
Asheville | 2706_G_ST8 | 2706 | G | ST8 | 1817 | Combined Cycle | S_VACA | North Carolina | Buncombe | 102 | 2019 | 9999 |  |  |  | 0.03343 | Default Emission Factor
Blewett | 2707_G_GT1 | 2707 | G | GT1 | 90042 | Combustion Turbine | S_VACA | North Carolina | Anson | 13 | 1971 | 9999 |  |  |  | 0.75865 | Default Emission Factor
Blewett | 2707_G_GT2 | 2707 | G | GT2 | 90043 | Combustion Turbine | S_VACA | North Carolina | Anson | 13 | 1971 | 9999 |  |  |  | 0.75865 | Default Emission Factor
Blewett | 2707_G_GT3 | 2707 | G | GT3 | 90044 | Combustion Turbine | S_VACA | North Carolina | Anson | 13 | 1971 | 9999 |  |  |  | 0.75865 | Default Emission Factor
Blewett | 2707_G_GT4 | 2707 | G | GT4 | 90045 | Combustion Turbine | S_VACA | North Carolina | Anson | 13 | 1971 | 9999 |  |  |  | 0.75865 | Default Emission Factor
W H Weatherspoon | 2716_G_GT1 | 2716 | G | GT1 | 88324 | Combustion Turbine | S_VACA | North Carolina | Robeson | 31 | 1970 | 9999 |  |  |  | 0.75865 | Default Emission Factor
W H Weatherspoon | 2716_G_GT2 | 2716 | G | GT2 | 88325 | Combustion Turbine | S_VACA | North Carolina | Robeson | 31 | 1970 | 9999 |  |  |  | 0.75865 | Default Emission Factor
W H Weatherspoon | 2716_G_GT3 | 2716 | G | GT3 | 88326 | Combustion Turbine | S_VACA | North Carolina | Robeson | 32 | 1971 | 9999 |  |  |  | 0.75865 | Default Emission Factor
W H Weatherspoon | 2716_G_GT4 | 2716 | G | GT4 | 88327 | Combustion Turbine | S_VACA | North Carolina | Robeson | 30 | 1971 | 9999 |  |  |  | 0.75865 | Default Emission Factor
Buck | 2720_G_CT11 | 2720 | G | CT11 | 90410 | Combined Cycle | S_VACA | North Carolina | Rowan | 178 | 2011 | 9999 | 2019 | 13.81 | 4392284 | 0.00629 | NEI 2019
Buck | 2720_G_CT12 | 2720 | G | CT12 | 90411 | Combined Cycle | S_VACA | North Carolina | Rowan | 178 | 2011 | 9999 |  |  |  | 0.00629 | NEI 2019
Buck | 2720_G_ST10 | 2720 | G | ST10 | 90410 | Combined Cycle | S_VACA | North Carolina | Rowan | 312 | 2011 | 9999 |  |  |  | 0.00629 | NEI 2019
Dan River | 2723_G_CT8 | 2723 | G | CT8 | 90412 | Combined Cycle | S_VACA | North Carolina | Rockingham | 171 | 2012 | 9999 | 2019 | 98.29 | 4394833 | 0.04473 | NEI 2019
Dan River | 2723_G_CT9 | 2723 | G | CT9 | 90413 | Combined Cycle | S_VACA | North Carolina | Rockingham | 171 | 2012 | 9999 |  |  |  | 0.04473 | NEI 2019
Dan River | 2723_G_ST7 | 2723 | G | ST7 | 90412 | Combined Cycle | S_VACA | North Carolina | Rockingham | 320 | 2012 | 9999 |  |  |  | 0.04473 | NEI 2019
Buxton | 2783_G_1A | 2783 | G | 1A |  | Combustion Turbine | PJM_Dom | North Carolina | Dare | 3 | 1991 | 9999 |  |  |  | 0.21858 | NEI 2019
Buxton | 2783_G_2A | 2783 | G | 2A |  | Combustion Turbine | PJM_Dom | North Carolina | Dare | 3 | 1991 | 9999 |  |  |  | 0.21858 | NEI 2019
Buxton | 2783_G_3A | 2783 | G | 3A |  | Combustion Turbine | PJM_Dom | North Carolina | Dare | 3 | 1991 | 9999 |  |  |  | 0.21858 | NEI 2019
Buxton | 2783_G_4A | 2783 | G | 4A |  | Combustion Turbine | PJM_Dom | North Carolina | Dare | 3 | 1991 | 9999 |  |  |  | 0.21858 | NEI 2019
Buxton | 2783_G_5A | 2783 | G | 5A |  | Combustion Turbine | PJM_Dom | North Carolina | Dare | 3 | 1991 | 9999 | 2019 | 0.06 | 549 | 0.21858 | NEI 2019
R M Heskett | 2790_G_3 | 2790 | G | 3 | 90931 | Combustion Turbine | MIS_MAPP | North Dakota | Morton | 88 | 2014 | 9999 |  |  |  | 0.72922 | Default Emission Factor
Jamestown | 2801_G_1 | 2801 | G | 1 |  | Combustion Turbine | MIS_MAPP | North Dakota | Stutsman | 20.5 | 1976 | 9999 |  |  |  | 0.75865 | Default Emission Factor
Jamestown | 2801_G_2 | 2801 | G | 2 |  | Combustion Turbine | MIS_MAPP | North Dakota | Stutsman | 21.2 | 1978 | 9999 |  |  |  | 0.75865 | Default Emission Factor
Grafton | 2811_G_1 | 2811 | G | 1 |  | Combustion Turbine | MIS_MAPP | North Dakota | Walsh | 0.6 | 1937 | 9999 |  |  |  | 7.2573 | Default Emission Factor
Grafton | 2811_G_2 | 2811 | G | 2 |  | Combustion Turbine | MIS_MAPP | North Dakota | Walsh | 0.8 | 1949 | 9999 |  |  |  | 7.2573 | Default Emission Factor
Grafton | 2811_G_3 | 2811 | G | 3 |  | Combustion Turbine | MIS_MAPP | North Dakota | Walsh | 1.3 | 1956 | 9999 |  |  |  | 7.2573 | Default Emission Factor
Grafton | 2811_G_4 | 2811 | G | 4 |  | Combustion Turbine | MIS_MAPP | North Dakota | Walsh | 1.3 | 1956 | 9999 |  |  |  | 7.2573 | Default Emission Factor
Dicks Creek | 2831_G_1 | 2831 | G | 1 | 9185 | Combustion Turbine | PJM_West | Ohio | Butler | 92 | 1965 | 9999 | 2019 | 2.3 | 3542.8781 | 1.2984 | NEI 2019
Dicks Creek | 2831_G_3 | 2831 | G | 3 |  | Combustion Turbine | PJM_West | Ohio | Butler | 14.2 | 1969 | 9999 | 2019 | 0.35 | 546.8355 | 1.2801 | NEI 2019
Dicks Creek | 2831_G_4 | 2831 | G | 4 |  | Combustion Turbine | PJM_West | Ohio | Butler | 15 | 1969 | 9999 | 2019 | 0.18 | 577.6432 | 0.62322 | NEI 2019
Dicks Creek | 2831_G_5 | 2831 | G | 5 |  | Combustion Turbine | PJM_West | Ohio | Butler | 15 | 1969 | 9999 | 2019 | 0.24 | 577.6432 | 0.83096 | NEI 2019
Miami Fort | 2832_G_GT3 | 2832 | G | GT3 |  | Combustion Turbine | PJM_West | Ohio | Hamilton | 14 | 1971 | 9999 | 2019 | 0.002147 | 78.5 | 0.0547 | NEI 2019
Miami Fort | 2832_G_GT4 | 2832 | G | GT4 |  | Combustion Turbine | PJM_West | Ohio | Hamilton | 14 | 1971 | 9999 | 2019 | 0.003913 | 78.5 | 0.09969 | NEI 2019
Miami Fort | 2832_G_GT5 | 2832 | G | GT5 |  | Combustion Turbine | PJM_West | Ohio | Hamilton | 14 | 1971 | 9999 | 2019 | 0.002945 | 78.5 | 0.07503 | NEI 2019
Miami Fort | 2832_G_GT6 | 2832 | G | GT6 |  | Combustion Turbine | PJM_West | Ohio | Hamilton | 14 | 1971 | 9999 | 2019 | 0.002785 | 78.5 | 0.07096 | NEI 2019
Frank M Tait | 2847_G_GT1 | 2847 | G | GT1 | 1928 | Combustion Turbine | PJM_West | Ohio | Montgomery | 88 | 1995 | 9999 | 2019 | 9.89 | 294333.5299 | 0.0672 | NEI 2019
Frank M Tait | 2847_G_GT2 | 2847 | G | GT2 | 1929 | Combustion Turbine | PJM_West | Ohio | Montgomery | 89 | 1996 | 9999 | 2019 | 17.21 | 297678.2291 | 0.11563 | NEI 2019
Frank M Tait | 2847_G_GT3 | 2847 | G | GT3 | 1930 | Combustion Turbine | PJM_West | Ohio | Montgomery | 79 | 1998 | 9999 | 2019 | 6.519 | 264231.237 | 0.04934 | NEI 2019
Frank M Tait | 2847_G_IC1 | 2847 | G | IC1 |  | Combustion Turbine | PJM_West | Ohio | Montgomery | 2.5 | 1967 | 9999 |  |  |  | 7.2573 | Default Emission Factor
Frank M Tait | 2847_G_IC2 | 2847 | G | IC2 |  | Combustion Turbine | PJM_West | Ohio | Montgomery | 2.5 | 1967 | 9999 |  |  |  | 7.2573 | Default Emission Factor
Frank M Tait | 2847_G_IC3 | 2847 | G | IC3 |  | Combustion Turbine | PJM_West | Ohio | Montgomery | 2.5 | 1967 | 9999 |  |  |  | 7.2573 | Default Emission Factor
Frank M Tait | 2847_G_IC4 | 2847 | G | IC4 |  | Combustion Turbine | PJM_West | Ohio | Montgomery | 2.5 | 1967 | 9999 |  |  |  | 7.2573 | Default Emission Factor
O H Hutchings | 2848_G_7 | 2848 | G | 7 | 88237 | Combustion Turbine | PJM_West | Ohio | Montgomery | 25 | 1968 | 9999 |  |  |  | 0.72922 | Default Emission Factor
Monument | 2851_G_1 | 2851 | G | 1 |  | Combustion Turbine | PJM_West | Ohio | Montgomery | 2.4 | 1968 | 9999 |  |  |  | 7.2573 | Default Emission Factor
Monument | 2851_G_2 | 2851 | G | 2 |  | Combustion Turbine | PJM_West | Ohio | Montgomery | 2.4 | 1968 | 9999 |  |  |  | 7.2573 | Default Emission Factor
Monument | 2851_G_3 | 2851 | G | 3 |  | Combustion Turbine | PJM_West | Ohio | Montgomery | 2.4 | 1968 | 9999 |  |  |  | 7.2573 | Default Emission Factor
Monument | 2851_G_4 | 2851 | G | 4 |  | Combustion Turbine | PJM_West | Ohio | Montgomery | 2.4 | 1968 | 9999 |  |  |  | 7.2573 | Default Emission Factor
Monument | 2851_G_5 | 2851 | G | 5 |  | Combustion Turbine | PJM_West | Ohio | Montgomery | 2.4 | 1968 | 9999 |  |  |  | 7.2573 | Default Emission Factor
Sidney (OH) | 2852_G_1 | 2852 | G | 1 |  | Combustion Turbine | PJM_West | Ohio | Shelby | 2.4 | 1968 | 9999 |  |  |  | 7.2573 | Default Emission Factor
Sidney (OH) | 2852_G_2 | 2852 | G | 2 |  | Combustion Turbine | PJM_West | Ohio | Shelby | 2.4 | 1968 | 9999 |  |  |  | 7.2573 | Default Emission Factor
Sidney (OH) | 2852_G_3 | 2852 | G | 3 |  | Combustion Turbine | PJM_West | Ohio | Shelby | 2.4 | 1968 | 9999 |  |  |  | 7.2573 | Default Emission Factor
Sidney (OH) | 2852_G_4 | 2852 | G | 4 |  | Combustion Turbine | PJM_West | Ohio | Shelby | 2.4 | 1968 | 9999 |  |  |  | 7.2573 | Default Emission Factor
Sidney (OH) | 2852_G_5 | 2852 | G | 5 |  | Combustion Turbine | PJM_West | Ohio | Shelby | 2.4 | 1968 | 9999 |  |  |  | 7.2573 | Default Emission Factor
Yankee Street | 2854_G_1 | 2854 | G | 1 |  | Combustion Turbine | PJM_West | Ohio | Montgomery | 19.5 | 1969 | 9999 | 2019 | 0.785 | 1036.4067 | 1.5149 | NEI 2019
Yankee Street | 2854_G_2 | 2854 | G | 2 |  | Combustion Turbine | PJM_West | Ohio | Montgomery | 19.5 | 1969 | 9999 | 2019 | 0.8444 | 1036.4067 | 1.6295 | NEI 2019
Yankee Street | 2854_G_3 | 2854 | G | 3 |  | Combustion Turbine | PJM_West | Ohio | Montgomery | 19.3 | 1969 | 9999 | 2019 | 0.8129 | 1025.7769 | 1.585 | NEI 2019
Yankee Street | 2854_G_4 | 2854 | G | 4 |  | Combustion Turbine | PJM_West | Ohio | Montgomery | 11 | 1970 | 9999 | 2019 | 0.2338 | 584.6397 | 0.79981 | NEI 2019
Yankee Street | 2854_G_5 | 2854 | G | 5 |  | Combustion Turbine | PJM_West | Ohio | Montgomery | 9 | 1970 | 9999 | 2019 | 0.3529 | 478.3416 | 1.4755 | NEI 2019
Yankee Street | 2854_G_6 | 2854 | G | 6 |  | Combustion Turbine | PJM_West | Ohio | Montgomery | 12 | 1970 | 9999 | 2019 | 0.3889 | 637.7887 | 1.2195 | NEI 2019
Yankee Street | 2854_G_7 | 2854 | G | 7 |  | Combustion Turbine | PJM_West | Ohio | Montgomery | 11 | 1970 | 9999 | 2019 | 0.4123 | 584.6397 | 1.4104 | NEI 2019
Niles Power Plant | 2861_G_GT1 | 2861 | G | GT1 | 9278 | Combustion Turbine | PJM_ATSI | Ohio | Trumbull | 25 | 1972 | 9999 |  |  |  | 0.75865 | Default Emission Factor
FirstEnergy West Lorain | 2869_G_1A | 2869 | G | 1A | 9279 | Combustion Turbine | PJM_ATSI | Ohio | Lorain | 57 | 1973 | 9999 | 2019 | 0.0093 | 1067.0315 | 0.01743 | NEI 2019
FirstEnergy West Lorain | 2869_G_1B | 2869 | G | 1B | 9280 | Combustion Turbine | PJM_ATSI | Ohio | Lorain | 57 | 1973 | 9999 | 2019 | 0.0032 | 1067.0315 | 0.006 | NEI 2019
FirstEnergy West Lorain | 2869_G_2 | 2869 | G | 2 | 8316 | Combustion Turbine | PJM_ATSI | Ohio | Lorain | 85 | 2001 | 9999 | 2019 | 0.572 | 1591.1874 | 0.71896 | NEI 2019
FirstEnergy West Lorain | 2869_G_3 | 2869 | G | 3 | 8318 | Combustion Turbine | PJM_ATSI | Ohio | Lorain | 85 | 2001 | 9999 | 2019 | 0.1075 | 1591.1874 | 0.13512 | NEI 2019
FirstEnergy West Lorain | 2869_G_4 | 2869 | G | 4 | 8320 | Combustion Turbine | PJM_ATSI | Ohio | Lorain | 85 | 2001 | 9999 | 2019 | 0.0567 | 1591.1874 | 0.07127 | NEI 2019
FirstEnergy West Lorain | 2869_G_5 | 2869 | G | 5 | 8322 | Combustion Turbine | PJM_ATSI | Ohio | Lorain | 85 | 2001 | 9999 | 2019 | 0.166 | 1591.1874 | 0.20865 | NEI 2019
FirstEnergy West Lorain | 2869_G_6 | 2869 | G | 6 | 8324 | Combustion Turbine | PJM_ATSI | Ohio | Lorain | 85 | 2001 | 9999 | 2019 | 0.268 | 1591.1874 | 0.33686 | NEI 2019
FirstEnergy Bay Shore | 2878_G_CT | 2878 | G | CT |  | Combustion Turbine | PJM_ATSI | Ohio | Lucas | 16 | 1967 | 9999 |  |  |  | 0.75865 | Default Emission Factor
Richland | 2880_G_1 | 2880 | G | 1 |  | Combustion Turbine | PJM_ATSI | Ohio | Defiance | 11 | 1965 | 9999 |  |  |  | 0.75865 | Default Emission Factor
Richland | 2880_G_2 | 2880 | G | 2 |  | Combustion Turbine | PJM_ATSI | Ohio | Defiance | 11 | 1966 | 9999 |  |  |  | 0.72922 | Default Emission Factor
Richland | 2880_G_3 | 2880 | G | 3 |  | Combustion Turbine | PJM_ATSI | Ohio | Defiance | 11 | 1966 | 9999 |  |  |  | 0.72922 | Default Emission Factor
Richland | 2880_G_4 | 2880 | G | 4 | 1988 | Combustion Turbine | PJM_ATSI | Ohio | Defiance | 112 | 2001 | 9999 | 2019 | 0.62 | 70858.6655 | 0.0175 | NEI 2019
Richland | 2880_G_5 | 2880 | G | 5 | 1989 | Combustion Turbine | PJM_ATSI | Ohio | Defiance | 112 | 2001 | 9999 | 2019 | 2.54 | 70858.6655 | 0.07169 | NEI 2019
Richland | 2880_G_6 | 2880 | G | 6 | 1990 | Combustion Turbine | PJM_ATSI | Ohio | Defiance | 112 | 2001 | 9999 |  |  |  | 0.72922 | Default Emission Factor
Stryker | 2881_G_1 | 2881 | G | 1 |  | Combustion Turbine | PJM_ATSI | Ohio | Williams | 17 | 1968 | 9999 |  |  |  | 0.75865 | Default Emission Factor
Arcanum | 2902_G_1 | 2902 | G | 1 |  | Combustion Turbine | PJM_West | Ohio | Darke | 0.8 | 1951 | 9999 |  |  |  | 7.2573 | Default Emission Factor
Arcanum | 2902_G_2 | 2902 | G | 2 |  | Combustion Turbine | PJM_West | Ohio | Darke | 0.6 | 1946 | 9999 |  |  |  | 7.2573 | Default Emission Factor
Bryan (OH) | 2903_G_1 | 2903 | G | 1 |  | Combustion Turbine | PJM_ATSI | Ohio | Williams | 12.5 | 1970 | 9999 | 2018 | 0.28048 | 1045.6897 | 0.53644 | Ohio State Emissions Inventory
Bryan (OH) | 2903_G_2 | 2903 | G | 2 |  | Combustion Turbine | PJM_ATSI | Ohio | Williams | 12.5 | 1988 | 9999 | 2018 | 0.30837 | 1045.6897 | 0.5898 | Ohio State Emissions Inventory
Bryan (OH) | 2903_G_5 | 2903 | G | 5 |  | Combustion Turbine | PJM_ATSI | Ohio | Williams | 2.5 | 1948 | 9999 |  |  |  | 7.2573 | Default Emission Factor
Bryan (OH) | 2903_G_6 | 2903 | G | 6 |  | Combustion Turbine | PJM_ATSI | Ohio | Williams | 4 | 1963 | 9999 |  |  |  | 0.72922 | Default Emission Factor
Collinwood | 2906_G_3 | 2906 | G | 3 |  | Combustion Turbine | PJM_ATSI | Ohio | Cuyahoga | 16 | 1971 | 9999 |  |  |  | 0.72922 | Default Emission Factor
West 41st Street | 2909_G_1 | 2909 | G | 1 |  | Combustion Turbine | PJM_ATSI | Ohio | Cuyahoga | 16 | 1970 | 9999 | 2019 | 0.27012 | 173 | 3.1228 | NEI 2019
West 41st Street | 2909_G_2 | 2909 | G | 2 |  | Combustion Turbine | PJM_ATSI | Ohio | Cuyahoga | 16 | 1970 | 9999 |  |  |  | 0.72922 | Default Emission Factor
Dover | 2914_G_5 | 2914 | G | 5 |  | Combustion Turbine | PJM_West | Ohio | Tuscarawas | 2.4 | 1966 | 9999 |  |  |  | 7.2573 | Default Emission Factor
Dover | 2914_G_6 | 2914 | G | 6 |  | Combustion Turbine | PJM_West | Ohio | Tuscarawas | 15.3 | 1992 | 9999 |  |  |  | 0.72922 | Default Emission Factor
Hamilton (OH) | 2917_G_GT2 | 2917 | G | GT2 |  | Combustion Turbine | PJM_West | Ohio | Butler | 12 | 1971 | 9999 |  |  |  | 0.72922 | Default Emission Factor
Oberlin (OH) | 2933_G_1 | 2933 | G | 1 |  | Combustion Turbine | PJM_ATSI | Ohio | Lorain | 1 | 1948 | 9999 | 2018 | 0.019793 | 22.4022 | 1.7671 | Ohio State Emissions Inventory
Oberlin (OH) | 2933_G_10 | 2933 | G | 10 |  | Combustion Turbine | PJM_ATSI | Ohio | Lorain | 0.5 | 1990 | 9999 |  |  |  | 3.2013 | Default Emission Factor
Oberlin (OH) | 2933_G_2A | 2933 | G | 2A |  | Combustion Turbine | PJM_ATSI | Ohio | Lorain | 3.1 | 2001 | 9999 | 2018 | 0.07563 | 69.4469 | 2.1781 | Ohio State Emissions Inventory
Oberlin (OH) | 2933_G_3A | 2933 | G | 3A |  | Combustion Turbine | PJM_ATSI | Ohio | Lorain | 3.1 | 2001 | 9999 | 2018 | 0.071179 | 69.4469 | 2.0499 | Ohio State Emissions Inventory
Oberlin (OH) | 2933_G_6 | 2933 | G | 6 |  | Combustion Turbine | PJM_ATSI | Ohio | Lorain | 2 | 1958 | 9999 | 2018 | 0.067531 | 44.8045 | 3.0145 | Ohio State Emissions Inventory
Oberlin (OH) | 2933_G_7 | 2933 | G | 7 |  | Combustion Turbine | PJM_ATSI | Ohio | Lorain | 2.7 | 1961 | 9999 | 2018 | 0.066716 | 60.486 | 2.206 | Ohio State Emissions Inventory
Oberlin (OH) | 2933_G_8 | 2933 | G | 8 |  | Combustion Turbine | PJM_ATSI | Ohio | Lorain | 3 | 1966 | 9999 | 2018 | 0.09486 | 67.2067 | 2.8229 | Ohio State Emissions Inventory
Oberlin (OH) | 2933_G_9 | 2933 | G | 9 |  | Combustion Turbine | PJM_ATSI | Ohio | Lorain | 0.4 | 1990 | 9999 |  |  |  | 3.2013 | Default Emission Factor
Oberlin (OH) | 2933_G_IC4 | 2933 | G | IC4 |  | Combustion Turbine | PJM_ATSI | Ohio | Lorain | 2.1 | 1996 | 9999 | 2018 | 0.038105 | 47.0447 | 1.62 | Ohio State Emissions Inventory
Painesville | 2936_G_WPCP1 | 2936 | G | WPCP1 |  | Combustion Turbine | PJM_ATSI | Ohio | Lake | 1.8 | 2010 | 9999 |  |  |  | 7.2573 | Default Emission Factor
Piqua Power Plant | 2937_G_11 | 2937 | G | 11 |  | Combustion Turbine | PJM_West | Ohio | Miami | 16.5 | 1989 | 9999 |  |  |  | 0.75865 | Default Emission Factor
Piqua Power Plant | 2937_G_8 | 2937 | G | 8 |  | Combustion Turbine | PJM_West | Ohio | Miami | 20 | 1972 | 9999 |  |  |  | 0.75865 | Default Emission Factor
St Marys | 2942_G_7 | 2942 | G | 7 |  | Combustion Turbine | PJM_West | Ohio | Auglaize | 12 | 1992 | 9999 |  |  |  | 0.75865 | Default Emission Factor
St Marys | 2942_G_GT1 | 2942 | G | GT1 |  | Combustion Turbine | PJM_West | Ohio | Auglaize | 10.4 | 1999 | 9999 |  |  |  | 0.72922 | Default Emission Factor
Anadarko | 2945_G_10 | 2945 | G | 10 |  | Combustion Turbine | PJM_West | Ohio | Monroe | 1.2 | 1983 | 9999 |  |  |  | 7.2573 | Default Emission Factor
Anadarko | 2945_G_11 | 2945 | G | 11 |  | Combustion Turbine | PJM_West | Ohio | Monroe | 1.2 | 1983 | 9999 |  |  |  | 7.2573 | Default Emission Factor
Anadarko | 2945_G_6 | 2945 | G | 6 |  | Combustion Turbine | PJM_West | Ohio | Monroe | 0.6 | 1949 | 9999 |  |  |  | 7.2573 | Default Emission Factor
Anadarko | 2945_G_7 | 2945 | G | 7 |  | Combustion Turbine | PJM_West | Ohio | Monroe | 1.2 | 1957 | 9999 |  |  |  | 7.2573 | Default Emission Factor
Anadarko | 2945_G_8 | 2945 | G | 8 |  | Combustion Turbine | PJM_West | Ohio | Monroe | 1.5 | 1965 | 9999 |  |  |  | 7.2573 | Default Emission Factor
Anadarko | 2945_G_9 | 2945 | G | 9 |  | Combustion Turbine | PJM_West | Ohio | Monroe | 2.1 | 1971 | 9999 |  |  |  | 7.2573 | Default Emission Factor
Horseshoe Lake | 2951_G_10 | 2951 | G | 10 | 1999 | Combustion Turbine | SPP_WEST | Oklahoma | Oklahoma | 41.8 | 2001 | 9999 | 2019 | 88.929 | 121234.7529 | 1.4671 | NEI 2019
Horseshoe Lake | 2951_G_9 | 2951 | G | 9 | 2003 | Combustion Turbine | SPP_WEST | Oklahoma | Oklahoma | 43.2 | 2001 | 9999 | 2019 | 88.175 | 125295.2471 | 1.4075 | NEI 2019
Mustang | 2953_G_GT1 | 2953 | G | GT1 | 91175 | Combustion Turbine | SPP_WEST | Oklahoma | Canadian | 57 | 2017 | 9999 |  |  |  | 0.72922 | Default Emission Factor
Mustang | 2953_G_GT2 | 2953 | G | GT2 | 91176 | Combustion Turbine | SPP_WEST | Oklahoma | Canadian | 57 | 2017 | 9999 |  |  |  | 0.72922 | Default Emission Factor
Mustang | 2953_G_GT3 | 2953 | G | GT3 | 91177 | Combustion Turbine | SPP_WEST | Oklahoma | Canadian | 58 | 2017 | 9999 |  |  |  | 0.72922 | Default Emission Factor
Mustang | 2953_G_GT4 | 2953 | G | GT4 | 91171 | Combustion Turbine | SPP_WEST | Oklahoma | Canadian | 58 | 2017 | 9999 |  |  |  | 0.72922 | Default Emission Factor
Mustang | 2953_G_GT5 | 2953 | G | GT5 | 91172 | Combustion Turbine | SPP_WEST | Oklahoma | Canadian | 57 | 2017 | 9999 |  |  |  | 0.72922 | Default Emission Factor
Mustang | 2953_G_GT6 | 2953 | G | GT6 | 91173 | Combustion Turbine | SPP_WEST | Oklahoma | Canadian | 57 | 2017 | 9999 |  |  |  | 0.72922 | Default Emission Factor
Mustang | 2953_G_GT7 | 2953 | G | GT7 | 91174 | Combustion Turbine | SPP_WEST | Oklahoma | Canadian | 57 | 2017 | 9999 |  |  |  | 0.72922 | Default Emission Factor
Northeastern | 2963_G_1 | 2963 | G | 1 | 2016 | Combined Cycle | SPP_WEST | Oklahoma | Rogers | 146 | 1961 | 9999 |  |  |  | 0.00863 | NEI 2019
Northeastern | 2963_G_1A | 2963 | G | 1A | 2016 | Combined Cycle | SPP_WEST | Oklahoma | Rogers | 149 | 2001 | 9999 | 2019 | 2.8845 | 1157900 | 0.00863 | NEI 2019
Northeastern | 2963_G_1B | 2963 | G | 1B | 2017 | Combined Cycle | SPP_WEST | Oklahoma | Rogers | 149 | 2001 | 9999 | 2019 | 4.7083 | 602770 | 0.00863 | NEI 2019
Northeastern | 2963_G_IC1 | 2963 | G | IC1 |  | Combustion Turbine | SPP_WEST | Oklahoma | Rogers | 4 | 1980 | 9999 |  |  |  | 7.2573 | Default Emission Factor
Southwestern | 2964_G_4 | 2964 | G | 4 | 91253 | Combustion Turbine | SPP_WEST | Oklahoma | Caddo | 76 | 2008 | 9999 | 2019 | 8.532 | 54035 | 0.3158 | NEI 2019
Southwestern | 2964_G_5 | 2964 | G | 5 | 91254 | Combustion Turbine | SPP_WEST | Oklahoma | Caddo | 76 | 2008 | 9999 | 2019 | 7.593 | 54035 | 0.28104 | NEI 2019
Tulsa | 2965_G_IC1 | 2965 | G | IC1 |  | Combustion Turbine | SPP_WEST | Oklahoma | Tulsa | 8.3 | 1967 | 9999 |  |  |  | 7.2573 | Default Emission Factor
Weleetka | 2966_G_IC1 | 2966 | G | IC1 |  | Combustion Turbine | SPP_WEST | Oklahoma | Okfuskee | 4 | 1963 | 9999 |  |  |  | 7.2573 | Default Emission Factor
Cushing | 2975_G_1 | 2975 | G | 1 |  | Combustion Turbine | SPP_WEST | Oklahoma | Payne | 1.8 | 1956 | 9999 |  |  |  | 3.2013 | Default Emission Factor
Cushing | 2975_G_10 | 2975 | G | 10 |  | Combustion Turbine | SPP_WEST | Oklahoma | Payne | 4 | 1972 | 9999 |  |  |  | 3.2013 | Default Emission Factor
Cushing | 2975_G_11 | 2975 | G | 11 |  | Combustion Turbine | SPP_WEST | Oklahoma | Payne | 6.3 | 1988 | 9999 |  |  |  | 3.2013 | Default Emission Factor
Cushing | 2975_G_2 | 2975 | G | 2 |  | Combustion Turbine | SPP_WEST | Oklahoma | Payne | 0.8 | 1949 | 9999 |  |  |  | 3.2013 | Default Emission Factor
Cushing | 2975_G_3 | 2975 | G | 3 |  | Combustion Turbine | SPP_WEST | Oklahoma | Payne | 0.4 | 1936 | 9999 |  |  |  | 3.2013 | Default Emission Factor
Cushing | 2975_G_4 | 2975 | G | 4 |  | Combustion Turbine | SPP_WEST | Oklahoma | Payne | 0.4 | 1936 | 9999 |  |  |  | 3.2013 | Default Emission Factor
Cushing | 2975_G_5 | 2975 | G | 5 |  | Combustion Turbine | SPP_WEST | Oklahoma | Payne | 0.4 | 1936 | 9999 |  |  |  | 3.2013 | Default Emission Factor
Cushing | 2975_G_6 | 2975 | G | 6 |  | Combustion Turbine | SPP_WEST | Oklahoma | Payne | 0.6 | 1939 | 9999 |  |  |  | 3.2013 | Default Emission Factor
Cushing | 2975_G_7 | 2975 | G | 7 |  | Combustion Turbine | SPP_WEST | Oklahoma | Payne | 1.9 | 1956 | 9999 |  |  |  | 3.2013 | Default Emission Factor
Cushing | 2975_G_8 | 2975 | G | 8 |  | Combustion Turbine | SPP_WEST | Oklahoma | Payne | 1.9 | 1956 | 9999 |  |  |  | 3.2013 | Default Emission Factor
Cushing | 2975_G_9 | 2975 | G | 9 |  | Combustion Turbine | SPP_WEST | Oklahoma | Payne | 2.7 | 1965 | 9999 |  |  |  | 3.2013 | Default Emission Factor
Kingfisher | 2986_G_3 | 2986 | G | 3 |  | Combustion Turbine | SPP_WEST | Oklahoma | Kingfisher | 2.9 | 1965 | 9999 |  |  |  | 3.2013 | Default Emission Factor
Kingfisher | 2986_G_4 | 2986 | G | 4 |  | Combustion Turbine | SPP_WEST | Oklahoma | Kingfisher | 1.2 | 1959 | 9999 |  |  |  | 3.2013 | Default Emission Factor
Kingfisher | 2986_G_5 | 2986 | G | 5 |  | Combustion Turbine | SPP_WEST | Oklahoma | Kingfisher | 3 | 1970 | 9999 |  |  |  | 3.2013 | Default Emission Factor
Kingfisher | 2986_G_IC1 | 2986 | G | IC1 |  | Combustion Turbine | SPP_WEST | Oklahoma | Kingfisher | 1 | 1954 | 9999 |  |  |  | 3.2013 | Default Emission Factor
Kingfisher | 2986_G_IC2 | 2986 | G | IC2 |  | Combustion Turbine | SPP_WEST | Oklahoma | Kingfisher | 0.6 | 1954 | 9999 |  |  |  | 3.2013 | Default Emission Factor
Mangum | 2991_G_1 | 2991 | G | 1 |  | Combustion Turbine | SPP_WEST | Oklahoma | Greer | 0.9 | 1946 | 9999 |  |  |  | 3.2013 | Default Emission Factor
Mangum | 2991_G_4 | 2991 | G | 4 |  | Combustion Turbine | SPP_WEST | Oklahoma | Greer | 1.2 | 1956 | 9999 |  |  |  | 3.2013 | Default Emission Factor
Mangum | 2991_G_5 | 2991 | G | 5 |  | Combustion Turbine | SPP_WEST | Oklahoma | Greer | 1.7 | 1963 | 9999 |  |  |  | 3.2013 | Default Emission Factor
Mangum | 2991_G_6 | 2991 | G | 6 |  | Combustion Turbine | SPP_WEST | Oklahoma | Greer | 1.6 | 1969 | 9999 |  |  |  | 3.2013 | Default Emission Factor
Pawhuska | 2995_G_1 | 2995 | G | 1 |  | Combustion Turbine | SPP_WEST | Oklahoma | Osage | 1.1 | 1949 | 9999 |  |  |  | 7.2573 | Default Emission Factor
Pawhuska | 2995_G_2 | 2995 | G | 2 |  | Combustion Turbine | SPP_WEST | Oklahoma | Osage | 1.2 | 1954 | 9999 |  |  |  | 7.2573 | Default Emission Factor
Pawhuska | 2995_G_3 | 2995 | G | 3 |  | Combustion Turbine | SPP_WEST | Oklahoma | Osage | 2.5 | 1966 | 9999 |  |  |  | 7.2573 | Default Emission Factor
Pawhuska | 2995_G_5 | 2995 | G | 5 |  | Combustion Turbine | SPP_WEST | Oklahoma | Osage | 2 | 1960 | 9999 |  |  |  | 7.2573 | Default Emission Factor
Barry | 3_G_A1CT | 3 | G | A1CT | 6 | Combined Cycle | S_SOU | Alabama | Mobile | 175.6 | 2000 | 9999 | 2019 | 36.73 | 2752044 | 0.03617 | NEI 2019
Barry | 3_G_A1CT2 | 3 | G | A1CT2 | 7 | Combined Cycle | S_SOU | Alabama | Mobile | 175.6 | 2000 | 9999 | 2019 | 37.22 | 1337371 | 0.03617 | NEI 2019
Barry | 3_G_A1ST | 3 | G | A1ST | 6 | Combined Cycle | S_SOU | Alabama | Mobile | 200 | 2000 | 9999 |  |  |  | 0.03617 | NEI 2019
Barry | 3_G_A2C1 | 3 | G | A2C1 | 8 | Combined Cycle | S_SOU | Alabama | Mobile | 178.6 | 2000 | 9999 | 2019 | 36.58 | 2722936 | 0.03677 | NEI 2019
Barry | 3_G_A2C2 | 3 | G | A2C2 | 9 | Combined Cycle | S_SOU | Alabama | Mobile | 178.6 | 2000 | 9999 | 2019 | 37.73 | 1318927 | 0.03677 | NEI 2019
Barry | 3_G_A2ST | 3 | G | A2ST | 8 | Combined Cycle | S_SOU | Alabama | Mobile | 200 | 2000 | 9999 |  |  |  | 0.03677 | NEI 2019
Madelia | 30_G_1 | 30 | G | 1 |  | Combustion Turbine | MIS_MNWI | Minnesota | Watonwan | 3.1 | 2001 | 9999 |  |  |  | 3.2013 | Default Emission Factor
Madelia | 30_G_2 | 30 | G | 2 |  | Combustion Turbine | MIS_MNWI | Minnesota | Watonwan | 1.5 | 1965 | 9999 |  |  |  | 3.2013 | Default Emission Factor
Madelia | 30_G_3 | 30 | G | 3 |  | Combustion Turbine | MIS_MNWI | Minnesota | Watonwan | 0.9 | 1959 | 9999 |  |  |  | 3.2013 | Default Emission Factor
Madelia | 30_G_4 | 30 | G | 4 |  | Combustion Turbine | MIS_MNWI | Minnesota | Watonwan | 3.7 | 1973 | 9999 |  |  |  | 3.2013 | Default Emission Factor
Madelia | 30_G_5 | 30 | G | 5 |  | Combustion Turbine | MIS_MNWI | Minnesota | Watonwan | 1.1 | 1954 | 9999 |  |  |  | 3.2013 | Default Emission Factor
Boomer Lake Station | 3000_G_3 | 3000 | G | 3 |  | Combustion Turbine | SPP_WEST | Oklahoma | Payne | 2 | 2004 | 9999 |  |  |  | 7.2573 | Default Emission Factor
Boomer Lake Station | 3000_G_4 | 3000 | G | 4 |  | Combustion Turbine | SPP_WEST | Oklahoma | Payne | 2 | 2004 | 9999 |  |  |  | 7.2573 | Default Emission Factor
Boomer Lake Station | 3000_G_5 | 3000 | G | 5 |  | Combustion Turbine | SPP_WEST | Oklahoma | Payne | 2 | 2004 | 9999 |  |  |  | 7.2573 | Default Emission Factor
Anadarko Plant | 3006_G_10 | 3006 | G | 10 | 90430 | Combustion Turbine | SPP_WEST | Oklahoma | Caddo | 45 | 2009 | 9999 | 2019 | 21.073 | 52404.8 | 0.80424 | NEI 2019
Anadarko Plant | 3006_G_11 | 3006 | G | 11 | 90431 | Combustion Turbine | SPP_WEST | Oklahoma | Caddo | 45 | 2009 | 9999 | 2019 | 20.191 | 52404.8 | 0.77058 | NEI 2019
Anadarko Plant | 3006_G_4 | 3006 | G | 4 | 90966 | Combined Cycle | SPP_WEST | Oklahoma | Caddo | 94 | 1977 | 9999 | 2019 | 4.5826 | 177654 | 0.05159 | NEI 2019
Anadarko Plant | 3006_G_5 | 3006 | G | 5 | 90967 | Combined Cycle | SPP_WEST | Oklahoma | Caddo | 94 | 1977 | 9999 | 2019 | 24.1209 | 255400 | 0.18889 | NEI 2019
Anadarko Plant | 3006_G_6 | 3006 | G | 6 | 90968 | Combined Cycle | SPP_WEST | Oklahoma | Caddo | 94 | 1977 | 9999 | 2019 | 1.6039 | 168500 | 0.01904 | NEI 2019
Anadarko Plant | 3006_G_9 | 3006 | G | 9 | 90429 | Combustion Turbine | SPP_WEST | Oklahoma | Caddo | 45 | 2009 | 9999 | 2019 | 20.668 | 52404.8 | 0.78878 | NEI 2019
Brunot Island | 3096_G_1A | 3096 | G | 1A |  | Combustion Turbine | PJM_West | Pennsylvania | Allegheny | 15 | 1972 | 9999 |  |  |  | 0.75865 | Default Emission Factor
Brunot Island | 3096_G_2A | 3096 | G | 2A | 2032 | Combined Cycle | PJM_West | Pennsylvania | Allegheny | 46 | 1973 | 9999 | 2019 | 13.1 | 15191 | 0.9485 | NEI 2019
Brunot Island | 3096_G_2B | 3096 | G | 2B | 2033 | Combined Cycle | PJM_West | Pennsylvania | Allegheny | 48 | 1973 | 9999 | 2019 | 11.19 | 14045 | 0.9485 | NEI 2019
Brunot Island | 3096_G_3 | 3096 | G | 3 | 2034 | Combined Cycle | PJM_West | Pennsylvania | Allegheny | 49 | 1973 | 9999 | 2019 | 9.77 | 13300 | 0.9485 | NEI 2019
Brunot Island | 3096_G_ST4 | 3096 | G | ST4 | 2032 | Combined Cycle | PJM_West | Pennsylvania | Allegheny | 101 | 1974 | 9999 |  |  |  | 0.9485 | NEI 2019
Hamilton (PA) | 3109_G_1 | 3109 | G | 1 |  | Combustion Turbine | PJM_WMAC | Pennsylvania | Adams | 18 | 1971 | 9999 |  |  |  | 0.75865 | Default Emission Factor
Hunterstown | 3110_G_1 | 3110 | G | 1 |  | Combustion Turbine | PJM_WMAC | Pennsylvania | Adams | 18 | 1971 | 9999 | 2019 | 0.6217 | 574.3019 | 2.1651 | NEI 2019
Hunterstown | 3110_G_2 | 3110 | G | 2 |  | Combustion Turbine | PJM_WMAC | Pennsylvania | Adams | 17 | 1971 | 9999 | 2019 | 0.3546 | 542.3962 | 1.3075 | NEI 2019
Hunterstown | 3110_G_3 | 3110 | G | 3 |  | Combustion Turbine | PJM_WMAC | Pennsylvania | Adams | 18 | 1971 | 9999 | 2019 | 0.5891 | 574.3019 | 2.0515 | NEI 2019
Mountain | 3111_G_1 | 3111 | G | 1 | 2049 | Combustion Turbine | PJM_WMAC | Pennsylvania | Cumberland | 18 | 1972 | 9999 | 2019 | 0.0124 | 863.5 | 0.02872 | NEI 2019
Mountain | 3111_G_2 | 3111 | G | 2 | 2050 | Combustion Turbine | PJM_WMAC | Pennsylvania | Cumberland | 18 | 1972 | 9999 | 2019 | 0.0376 | 863.5 | 0.08709 | NEI 2019
Orrtanna | 3112_G_1 | 3112 | G | 1 |  | Combustion Turbine | PJM_WMAC | Pennsylvania | Adams | 18 | 1971 | 9999 |  |  |  | 0.75865 | Default Emission Factor
Portland (PA) | 3113_G_3 | 3113 | G | 3 |  | Combustion Turbine | PJM_WMAC | Pennsylvania | Northampton | 13 | 1967 | 9999 |  |  |  | 0.72922 | Default Emission Factor
Portland (PA) | 3113_G_4 | 3113 | G | 4 |  | Combustion Turbine | PJM_WMAC | Pennsylvania | Northampton | 17 | 1971 | 9999 |  |  |  | 0.72922 | Default Emission Factor
Portland (PA) | 3113_G_5 | 3113 | G | 5 | 2056 | Combustion Turbine | PJM_WMAC | Pennsylvania | Northampton | 134 | 1997 | 9999 | 2019 | 0.01 | 1016.439 | 0.01968 | NEI 2019
Shawnee (PA) | 3114_G_1 | 3114 | G | 1 |  | Combustion Turbine | PJM_WMAC | Pennsylvania | Monroe | 17 | 1972 | 9999 |  |  |  | 0.75865 | Default Emission Factor
Titus | 3115_G_4 | 3115 | G | 4 |  | Combustion Turbine | PJM_WMAC | Pennsylvania | Berks | 13 | 1967 | 9999 |  |  |  | 0.75865 | Default Emission Factor
Titus | 3115_G_5 | 3115 | G | 5 |  | Combustion Turbine | PJM_WMAC | Pennsylvania | Berks | 14 | 1970 | 9999 |  |  |  | 0.75865 | Default Emission Factor
Tolna | 3116_G_1 | 3116 | G | 1 | 2063 | Combustion Turbine | PJM_WMAC | Pennsylvania | York | 18 | 1972 | 9999 | 2019 | 0.0252 | 850 | 0.05929 | NEI 2019
Tolna | 3116_G_2 | 3116 | G | 2 | 2064 | Combustion Turbine | PJM_WMAC | Pennsylvania | York | 18 | 1972 | 9999 | 2019 | 0.0228 | 850 | 0.05365 | NEI 2019
Conemaugh | 3118_G_A | 3118 | G | A |  | Combustion Turbine | PJM_PENE | Pennsylvania | Indiana | 2.8 | 1970 | 9999 | 2019 | 0.1696 | 12.25 | 27.6898 | NEI 2019
Conemaugh | 3118_G_B | 3118 | G | B |  | Combustion Turbine | PJM_PENE | Pennsylvania | Indiana | 2.8 | 1970 | 9999 | 2019 | 0.1653 | 12.25 | 26.9878 | NEI 2019
Conemaugh | 3118_G_C | 3118 | G | C |  | Combustion Turbine | PJM_PENE | Pennsylvania | Indiana | 2.8 | 1970 | 9999 | 2019 | 0.1774 | 12.25 | 28.9633 | NEI 2019
Conemaugh | 3118_G_D | 3118 | G | D |  | Combustion Turbine | PJM_PENE | Pennsylvania | Indiana | 2.8 | 1970 | 9999 | 2019 | 0.1452 | 12.25 | 23.7061 | NEI 2019
Blossburg | 3120_G_1 | 3120 | G | 1 |  | Combustion Turbine | PJM_PENE | Pennsylvania | Tioga | 16 | 1971 | 9999 | 2019 | 2.0602 | 783 | 5.2623 | NEI 2019
Shawville | 3131_G_5 | 3131 | G | 5 |  | Combustion Turbine | PJM_PENE | Pennsylvania | Clearfield | 2 | 1960 | 9999 | 2019 | 0.0438 | 0.66667 | 131.4 | NEI 2019
Shawville | 3131_G_6 | 3131 | G | 6 |  | Combustion Turbine | PJM_PENE | Pennsylvania | Clearfield | 2 | 1966 | 9999 | 2019 | 0.0468 | 0.66667 | 140.4 | NEI 2019
Shawville | 3131_G_7 | 3131 | G | 7 |  | Combustion Turbine | PJM_PENE | Pennsylvania | Clearfield | 2 | 1960 | 9999 |  |  |  | 7.2573 | Default Emission Factor
Warren | 3132_G_3 | 3132 | G | 3 | 2082 | Combustion Turbine | PJM_PENE | Pennsylvania | Warren | 46 | 1972 | 9999 | 2019 | 0.1172 | 1930 | 0.12145 | NEI 2019
Keystone | 3136_G_3 | 3136 | G | 3 |  | Combustion Turbine | PJM_PENE | Pennsylvania | Armstrong | 2.8 | 1968 | 9999 | 2019 | 0.21 | 14.5 | 28.9655 | NEI 2019
Keystone | 3136_G_4 | 3136 | G | 4 |  | Combustion Turbine | PJM_PENE | Pennsylvania | Armstrong | 2.8 | 1968 | 9999 | 2019 | 0.16 | 14.5 | 22.069 | NEI 2019
Keystone | 3136_G_5 | 3136 | G | 5 |  | Combustion Turbine | PJM_PENE | Pennsylvania | Armstrong | 2.8 | 1968 | 9999 | 2019 | 0.13 | 14.5 | 17.931 | NEI 2019
Keystone | 3136_G_6 | 3136 | G | 6 |  | Combustion Turbine | PJM_PENE | Pennsylvania | Armstrong | 2.8 | 1968 | 9999 | 2019 | 0.11 | 14.5 | 15.1724 | NEI 2019
New Castle Plant | 3138_G_EMDA | 3138 | G | EMDA |  | Combustion Turbine | PJM_ATSI | Pennsylvania | Lawrence | 2.5 | 1968 | 9999 | 2019 | 0.0431 | 9 | 9.5778 | NEI 2019
Sunbury Generation LP | 3152_G_CTG1 | 3152 | G | CTG1 |  | Combustion Turbine | PJM_WMAC | Pennsylvania | Snyder | 18 | 1971 | 9999 | 2019 | 0.008 | 28.5 | 0.5614 | NEI 2019
Sunbury Generation LP | 3152_G_CTG2 | 3152 | G | CTG2 |  | Combustion Turbine | PJM_WMAC | Pennsylvania | Snyder | 18 | 1971 | 9999 | 2019 | 0.008 | 28.5 | 0.5614 | NEI 2019
Sunbury Generation LP | 3152_G_DI2 | 3152 | G | DI2 |  | Combustion Turbine | PJM_WMAC | Pennsylvania | Snyder | 5 | 1967 | 9999 | 2019 | 0.0156 | 5 | 6.24 | NEI 2019
Chester Generating Station | 3157_G_7 | 3157 | G | 7 |  | Combustion Turbine | PJM_EMAC | Pennsylvania | Chester | 13 | 1969 | 9999 |  |  |  | 0.75865 | Default Emission Factor
Chester Generating Station | 3157_G_8 | 3157 | G | 8 |  | Combustion Turbine | PJM_EMAC | Pennsylvania | Chester | 13 | 1969 | 9999 |  |  |  | 0.75865 | Default Emission Factor
Chester Generating Station | 3157_G_9 | 3157 | G | 9 |  | Combustion Turbine | PJM_EMAC | Pennsylvania | Chester | 13 | 1969 | 9999 |  |  |  | 0.75865 | Default Emission Factor
Delaware Generating Station | 3160_G_10 | 3160 | G | 10 |  | Combustion Turbine | PJM_EMAC | Pennsylvania | Philadelphia | 13 | 1969 | 9999 | 2019 | 0.0647 | 53.8571 | 2.4026 | NEI 2019
Delaware Generating Station | 3160_G_11 | 3160 | G | 11 |  | Combustion Turbine | PJM_EMAC | Pennsylvania | Philadelphia | 13 | 1969 | 9999 | 2019 | 0.06 | 53.8571 | 2.2281 | NEI 2019
Delaware Generating Station | 3160_G_12 | 3160 | G | 12 |  | Combustion Turbine | PJM_EMAC | Pennsylvania | Philadelphia | 13 | 1969 | 9999 | 2019 | 0.1037 | 53.8571 | 3.8509 | NEI 2019
Delaware Generating Station | 3160_G_9 | 3160 | G | 9 |  | Combustion Turbine | PJM_EMAC | Pennsylvania | Philadelphia | 17 | 1970 | 9999 | 2019 | 0.1482 | 70.4286 | 4.2085 | NEI 2019
Eddystone Generating Station | 3161_G_10 | 3161 | G | 10 |  | Combustion Turbine | PJM_EMAC | Pennsylvania | Delaware | 13 | 1967 | 9999 | 2019 | 0.1044 | 184.3833 | 1.1324 | NEI 2019
Eddystone Generating Station | 3161_G_20 | 3161 | G | 20 |  | Combustion Turbine | PJM_EMAC | Pennsylvania | Delaware | 13 | 1967 | 9999 | 2019 | 0.0563 | 184.3833 | 0.61068 | NEI 2019
Eddystone Generating Station | 3161_G_30 | 3161 | G | 30 |  | Combustion Turbine | PJM_EMAC | Pennsylvania | Delaware | 17 | 1970 | 9999 | 2019 | 0.2317 | 241.1167 | 1.9219 | NEI 2019
Eddystone Generating Station | 3161_G_40 | 3161 | G | 40 |  | Combustion Turbine | PJM_EMAC | Pennsylvania | Delaware | 17 | 1970 | 9999 | 2019 | 0.1679 | 241.1167 | 1.3927 | NEI 2019
Falls | 3162_G_1 | 3162 | G | 1 |  | Combustion Turbine | PJM_EMAC | Pennsylvania | Bucks | 17 | 1970 | 9999 | 2017 | 0.2234 | 933.6667 | 0.47854 | NEI 2019
Falls | 3162_G_2 | 3162 | G | 2 |  | Combustion Turbine | PJM_EMAC | Pennsylvania | Bucks | 17 | 1970 | 9999 | 2019 | 0.1584 | 219 | 1.4466 | NEI 2019
Falls | 3162_G_3 | 3162 | G | 3 |  | Combustion Turbine | PJM_EMAC | Pennsylvania | Bucks | 17 | 1970 | 9999 | 2019 | 0.1997 | 219 | 1.8237 | NEI 2019
Moser Generating Station | 3163_G_1 | 3163 | G | 1 |  | Combustion Turbine | PJM_EMAC | Pennsylvania | Montgomery | 17 | 1970 | 9999 | 2019 | 0.1978 | 199 | 1.9879 | NEI 2019
Moser Generating Station | 3163_G_2 | 3163 | G | 2 |  | Combustion Turbine | PJM_EMAC | Pennsylvania | Montgomery | 17 | 1970 | 9999 | 2019 | 0.2133 | 199 | 2.1437 | NEI 2019
Moser Generating Station | 3163_G_3 | 3163 | G | 3 |  | Combustion Turbine | PJM_EMAC | Pennsylvania | Montgomery | 17 | 1970 | 9999 | 2019 | 0.1791 | 199 | 1.8 | NEI 2019
Richmond Generating Station | 3168_G_91 | 3168 | G | 91 | 2164 | Combustion Turbine | PJM_EMAC | Pennsylvania | Philadelphia | 49 | 1973 | 9999 | 2019 | 0.0096 | 449 | 0.04276 | NEI 2019
Richmond Generating Station | 3168_G_92 | 3168 | G | 92 | 2165 | Combustion Turbine | PJM_EMAC | Pennsylvania | Philadelphia | 49 | 1973 | 9999 | 2019 | 0.0089 | 449 | 0.03964 | NEI 2019
Schuylkill Generating Station | 3169_G_10 | 3169 | G | 10 |  | Combustion Turbine | PJM_EMAC | Pennsylvania | Philadelphia | 13 | 1969 | 9999 | 2019 | 0.1817 | 239.2 | 1.5192 | NEI 2019
Schuylkill Generating Station | 3169_G_11 | 3169 | G | 11 |  | Combustion Turbine | PJM_EMAC | Pennsylvania | Philadelphia | 17 | 1971 | 9999 | 2019 | 0.245 | 312.8 | 1.5665 | NEI 2019
Southwark | 3170_G_3 | 3170 | G | 3 |  | Combustion Turbine | PJM_EMAC | Pennsylvania | Philadelphia | 13 | 1967 | 9999 | 2019 | 0.0765 | 99.5 | 1.5377 | NEI 2019
Southwark | 3170_G_4 | 3170 | G | 4 |  | Combustion Turbine | PJM_EMAC | Pennsylvania | Philadelphia | 13 | 1967 | 9999 | 2019 | 0.0735 | 99.5 | 1.4774 | NEI 2019
Southwark | 3170_G_5 | 3170 | G | 5 |  | Combustion Turbine | PJM_EMAC | Pennsylvania | Philadelphia | 13 | 1967 | 9999 | 2019 | 0.0644 | 99.5 | 1.2945 | NEI 2019
Southwark | 3170_G_6 | 3170 | G | 6 |  | Combustion Turbine | PJM_EMAC | Pennsylvania | Philadelphia | 13 | 1968 | 9999 | 2019 | 0.0688 | 99.5 | 1.3829 | NEI 2019
Hunlock Power Station | 3176_G_3 | 3176 | G | 3 |  | Combined Cycle | PJM_WMAC | Pennsylvania | Luzerne | 29 | 1959 | 9999 |  |  |  | 0.05867 | NEI 2019
Hunlock Power Station | 3176_G_5 | 3176 | G | 5 | 90563 | Combined Cycle | PJM_WMAC | Pennsylvania | Luzerne | 49.2 | 2011 | 9999 | 2019 | 1.6 | 63634 | 0.05867 | NEI 2019
Hunlock Power Station | 3176_G_6 | 3176 | G | 6 | 90564 | Combined Cycle | PJM_WMAC | Pennsylvania | Luzerne | 48.5 | 2011 | 9999 | 2019 | 1.59 | 45119 | 0.05867 | NEI 2019
Manchester Street | 3236_G_G10A | 3236 | G | G10A | 2191 | Combined Cycle | NENGREST | Rhode Island | Providence | 110.1 | 1995 | 9999 |  |  |  | 0.14766 | Default Emission Factor
Manchester Street | 3236_G_G11A | 3236 | G | G11A | 2192 | Combined Cycle | NENGREST | Rhode Island | Providence | 110.2 | 1995 | 9999 |  |  |  | 0.52754 | NEI 2019
Manchester Street | 3236_G_GE10 | 3236 | G | GE10 | 2191 | Combined Cycle | NENGREST | Rhode Island | Providence | 46.9 | 1995 | 9999 |  |  |  | 0.14766 | Default Emission Factor
Manchester Street | 3236_G_GE11 | 3236 | G | GE11 | 2192 | Combined Cycle | NENGREST | Rhode Island | Providence | 46.8 | 1995 | 9999 | 2019 | 114.856 | 1484595 | 0.52754 | NEI 2019
Manchester Street | 3236_G_GE9A | 3236 | G | GE9A | 2196 | Combined Cycle | NENGREST | Rhode Island | Providence | 110.1 | 1995 | 9999 |  |  |  | 0.14766 | Default Emission Factor
Manchester Street | 3236_G_GEN9 | 3236 | G | GEN9 | 2196 | Combined Cycle | NENGREST | Rhode Island | Providence | 46.9 | 1995 | 9999 |  |  |  | 0.14766 | Default Emission Factor
Darlington County | 3250_G_12 | 3250 | G | 12 | 2199 | Combustion Turbine | S_VACA | South Carolina | Darlington | 118 | 1997 | 9999 | 2019 | 2.5534 | 4057.814 | 1.2585 | NEI 2019
Darlington County | 3250_G_13 | 3250 | G | 13 | 2200 | Combustion Turbine | S_VACA | South Carolina | Darlington | 116 | 1997 | 9999 | 2019 | 2.367 | 3989.0375 | 1.1868 | NEI 2019
W S Lee | 3264_G_7 | 3264 | G | 7 | 89636 | Combustion Turbine | S_VACA | South Carolina | Anderson | 42 | 2007 | 9999 | 2019 | 0.6928 | 4076.5 | 0.3399 | NEI 2019
W S Lee | 3264_G_8 | 3264 | G | 8 | 89637 | Combustion Turbine | S_VACA | South Carolina | Anderson | 42 | 2007 | 9999 | 2019 | 1.826 | 4076.5 | 0.89585 | NEI 2019
W S Lee | 3264_G_CT11 | 3264 | G | CT11 | 91015 | Combined Cycle | S_VACA | South Carolina | Anderson | 237 | 2018 | 9999 |  |  |  | 0.14766 | Default Emission Factor
W S Lee | 3264_G_CT12 | 3264 | G | CT12 | 91016 | Combined Cycle | S_VACA | South Carolina | Anderson | 236 | 2018 | 9999 |  |  |  | 0.14766 | Default Emission Factor
W S Lee | 3264_G_ST10 | 3264 | G | ST10 | 91015 | Combined Cycle | S_VACA | South Carolina | Anderson | 313 | 2018 | 9999 |  |  |  | 0.14766 | Default Emission Factor
Coit GT | 3281_G_1 | 3281 | G | 1 |  | Combustion Turbine | S_VACA | South Carolina | Richland | 14 | 1969 | 9999 | 2017 | 0.85188 | 431.3077 | 3.9502 | NEI 2019
Coit GT | 3281_G_2 | 3281 | G | 2 |  | Combustion Turbine | S_VACA | South Carolina | Richland | 12 | 1969 | 9999 |  |  |  | 0.72922 | Default Emission Factor
Hagood | 3285_G_4 | 3285 | G | 4 | 2225 | Combustion Turbine | S_VACA | South Carolina | Charleston | 88 | 1991 | 9999 |  |  |  | 0.72922 | Default Emission Factor
Hagood | 3285_G_5 | 3285 | G | 5 |  | Combustion Turbine | S_VACA | South Carolina | Charleston | 18 | 2009 | 9999 |  |  |  | 0.72922 | Default Emission Factor
Hagood | 3285_G_6 | 3285 | G | 6 |  | Combustion Turbine | S_VACA | South Carolina | Charleston | 20 | 2010 | 9999 |  |  |  | 0.72922 | Default Emission Factor
Hardeeville | 3286_G_1 | 3286 | G | 1 |  | Combustion Turbine | S_VACA | South Carolina | Jasper | 9 | 1968 | 9999 |  |  |  | 0.75865 | Default Emission Factor
Parr GT | 3291_G_GT1 | 3291 | G | GT1 |  | Combustion Turbine | S_VACA | South Carolina | Fairfield | 13.5 | 1970 | 9999 | 2019 | 1.3505 | 536.85 | 5.0313 | NEI 2019
Parr GT | 3291_G_GT2 | 3291 | G | GT2 |  | Combustion Turbine | S_VACA | South Carolina | Fairfield | 13.5 | 1970 | 9999 |  |  |  | 0.72922 | Default Emission Factor
Parr GT | 3291_G_GT3 | 3291 | G | GT3 |  | Combustion Turbine | S_VACA | South Carolina | Fairfield | 16.5 | 1971 | 9999 |  |  |  | 0.72922 | Default Emission Factor
Parr GT | 3291_G_GT4 | 3291 | G | GT4 |  | Combustion Turbine | S_VACA | South Carolina | Fairfield | 16.5 | 1971 | 9999 |  |  |  | 0.72922 | Default Emission Factor
Urquhart | 3295_G_1 | 3295 | G | 1 | 8330 | Combined Cycle | S_VACA | South Carolina | Aiken | 64 | 1953 | 9999 |  |  |  | 0.11263 | NEI 2019
Urquhart | 3295_G_2 | 3295 | G | 2 | 8332 | Combined Cycle | S_VACA | South Carolina | Aiken | 64 | 1954 | 9999 |  |  |  | 0.14766 | Default Emission Factor
Urquhart | 3295_G_CT1 | 3295 | G | CT1 | 8330 | Combined Cycle | S_VACA | South Carolina | Aiken | 162 | 2002 | 9999 | 2019 | 52.6494 | 1658671 | 0.11263 | NEI 2019
Urquhart | 3295_G_CT2 | 3295 | G | CT2 | 8332 | Combined Cycle | S_VACA | South Carolina | Aiken | 168 | 2002 | 9999 |  |  |  | 0.14766 | Default Emission Factor
Urquhart | 3295_G_GT1 | 3295 | G | GT1 |  | Combustion Turbine | S_VACA | South Carolina | Aiken | 13 | 1969 | 9999 | 2019 | 0.042234 | 1667.6279 | 0.05065 | NEI 2019
Urquhart | 3295_G_GT2 | 3295 | G | GT2 |  | Combustion Turbine | S_VACA | South Carolina | Aiken | 14 | 1969 | 9999 | 2019 | 0.052668 | 1795.907 | 0.05865 | NEI 2019
Urquhart | 3295_G_GT3 | 3295 | G | GT3 |  | Combustion Turbine | S_VACA | South Carolina | Aiken | 11 | 1969 | 9999 | 2019 | 0.058405 | 1411.0698 | 0.08278 | NEI 2019
Urquhart | 3295_G_GT4 | 3295 | G | GT4 | 2231 | Combustion Turbine | S_VACA | South Carolina | Aiken | 48 | 1999 | 9999 | 2019 | 1.4359 | 6157.3953 | 0.46639 | NEI 2019
Williams | 3298_G_1 | 3298 | G | 1 | 88279 | Combustion Turbine | S_VACA | South Carolina | Berkeley | 20 | 1972 | 9999 | 2019 | 0.081276 | 155.5 | 1.0454 | NEI 2019
Williams | 3298_G_2 | 3298 | G | 2 | 88280 | Combustion Turbine | S_VACA | South Carolina | Berkeley | 20 | 1972 | 9999 | 2019 | 0.1292 | 155.5 | 1.6618 | NEI 2019
Rocky River (SC) | 3305_G_IC2 | 3305 | G | IC2 |  | Combustion Turbine | S_VACA | South Carolina | Anderson | 1 | 2013 | 9999 |  |  |  | 7.2573 | Default Emission Factor
Hilton Head | 3318_G_1 | 3318 | G | 1 | 88281 | Combustion Turbine | S_VACA | South Carolina | Beaufort | 19 | 1973 | 9999 | 2019 | 0.00097782 | 41.3778 | 0.04726 | NEI 2019
Hilton Head | 3318_G_2 | 3318 | G | 2 | 88282 | Combustion Turbine | S_VACA | South Carolina | Beaufort | 19 | 1974 | 9999 |  |  |  | 0.75865 | Default Emission Factor
Hilton Head | 3318_G_3 | 3318 | G | 3 | 88283 | Combustion Turbine | S_VACA | South Carolina | Beaufort | 52 | 1979 | 9999 | 2019 | 0.32262 | 113.2444 | 5.6978 | NEI 2019
Myrtle Beach | 3320_G_1 | 3320 | G | 1 |  | Combustion Turbine | S_VACA | South Carolina | Horry | 8 | 1972 | 9999 |  |  |  | 0.75865 | Default Emission Factor
Myrtle Beach | 3320_G_2 | 3320 | G | 2 |  | Combustion Turbine | S_VACA | South Carolina | Horry | 8 | 1962 | 9999 |  |  |  | 0.75865 | Default Emission Factor
Myrtle Beach | 3320_G_3 | 3320 | G | 3 | 88284 | Combustion Turbine | S_VACA | South Carolina | Horry | 19 | 1962 | 9999 |  |  |  | 0.75865 | Default Emission Factor
Myrtle Beach | 3320_G_4 | 3320 | G | 4 |  | Combustion Turbine | S_VACA | South Carolina | Horry | 19 | 1972 | 9999 |  |  |  | 0.75865 | Default Emission Factor
Myrtle Beach | 3320_G_5 | 3320 | G | 5 | 88286 | Combustion Turbine | S_VACA | South Carolina | Horry | 21 | 1976 | 9999 |  |  |  | 0.75865 | Default Emission Factor
Ben French | 3325_G_1 | 3325 | G | 1 |  | Combustion Turbine | WECC_WY | South Dakota | Pennington | 2 | 1965 | 9999 |  |  |  | 7.2573 | Default Emission Factor
Ben French | 3325_G_2 | 3325 | G | 2 |  | Combustion Turbine | WECC_WY | South Dakota | Pennington | 2 | 1965 | 9999 |  |  |  | 7.2573 | Default Emission Factor
Ben French | 3325_G_3 | 3325 | G | 3 |  | Combustion Turbine | WECC_WY | South Dakota | Pennington | 2 | 1965 | 9999 |  |  |  | 7.2573 | Default Emission Factor
Ben French | 3325_G_4 | 3325 | G | 4 |  | Combustion Turbine | WECC_WY | South Dakota | Pennington | 2 | 1965 | 9999 |  |  |  | 7.2573 | Default Emission Factor
Ben French | 3325_G_5 | 3325 | G | 5 |  | Combustion Turbine | WECC_WY | South Dakota | Pennington | 2 | 1965 | 9999 |  |  |  | 7.2573 | Default Emission Factor
Ben French | 3325_G_GT1 | 3325 | G | GT1 |  | Combustion Turbine | WECC_WY | South Dakota | Pennington | 17 | 1977 | 9999 | 2017 | 1.74 | 873.74 | 3.9829 | NEI 2019
Ben French | 3325_G_GT2 | 3325 | G | GT2 |  | Combustion Turbine | WECC_WY | South Dakota | Pennington | 17 | 1977 | 9999 | 2017 | 1.13 | 873.74 | 2.5866 | NEI 2019
Ben French | 3325_G_GT3 | 3325 | G | GT3 |  | Combustion Turbine | WECC_WY | South Dakota | Pennington | 17 | 1978 | 9999 | 2017 | 0.32 | 873.74 | 0.73248 | NEI 2019
Ben French | 3325_G_GT4 | 3325 | G | GT4 |  | Combustion Turbine | WECC_WY | South Dakota | Pennington | 17 | 1979 | 9999 | 2019 | 0.29 | 1973.75 | 0.29386 | NEI 2019
Aberdeen CT | 3338_G_2 | 3338 | G | 2 | 90796 | Combustion Turbine | SPP_WAUE | South Dakota | Brown | 52 | 2013 | 9999 |  |  |  | 0.72922 | Default Emission Factor
Aberdeen CT | 3338_G_GT1 | 3338 | G | GT1 |  | Combustion Turbine | SPP_WAUE | South Dakota | Brown | 20.5 | 1978 | 2025 |  |  |  | 0.75865 | Default Emission Factor
Clark (SD) | 3341_G_1 | 3341 | G | 1 |  | Combustion Turbine | SPP_WAUE | South Dakota | Clark | 2.6 | 1970 | 9999 |  |  |  | 7.2573 | Default Emission Factor
Faulkton | 3342_G_1 | 3342 | G | 1 |  | Combustion Turbine | SPP_WAUE | South Dakota | Faulk | 2.5 | 1969 | 9999 |  |  |  | 7.2573 | Default Emission Factor
Huron | 3344_G_1 | 3344 | G | 1 |  | Combustion Turbine | SPP_WAUE | South Dakota | Beadle | 11 | 1961 | 9999 |  |  |  | 0.72922 | Default Emission Factor
Lake Preston | 3352_G_1A | 3352 | G | 1A |  | Combustion Turbine | MIS_MAPP | South Dakota | Kingsbury | 19.9 | 1978 | 9999 |  |  |  | 0.75865 | Default Emission Factor
Allen | 3393_G_CTG1 | 3393 | G | CTG1 | 91027 | Combined Cycle | S_C_TVA | Tennessee | Shelby | 311.9 | 2018 | 9999 | 2019 | 8.6906 | 4074977 | 0.00603 | NEI 2019
Allen | 3393_G_CTG2 | 3393 | G | CTG2 | 91028 | Combined Cycle | S_C_TVA | Tennessee | Shelby | 311.9 | 2018 | 9999 | 2019 | 8.9211 | 1766850 | 0.00603 | NEI 2019
Allen | 3393_G_G10 | 3393 | G | G10 |  | Combustion Turbine | S_C_TVA | Tennessee | Shelby | 15.1 | 1971 | 9999 | 2019 | 0.0074862 | 29.0901 | 0.51469 | NEI 2019
Allen | 3393_G_G11 | 3393 | G | G11 |  | Combustion Turbine | S_C_TVA | Tennessee | Shelby | 15.1 | 1971 | 9999 | 2019 | 0.0074862 | 29.0901 | 0.51469 | NEI 2019
Allen | 3393_G_G12 | 3393 | G | G12 |  | Combustion Turbine | S_C_TVA | Tennessee | Shelby | 15.1 | 1971 | 9999 | 2019 | 0.0074862 | 29.0901 | 0.51469 | NEI 2019
Allen | 3393_G_G13 | 3393 | G | G13 |  | Combustion Turbine | S_C_TVA | Tennessee | Shelby | 15.1 | 1971 | 9999 | 2019 | 0.0074862 | 29.0901 | 0.51469 | NEI 2019
Allen | 3393_G_G14 | 3393 | G | G14 |  | Combustion Turbine | S_C_TVA | Tennessee | Shelby | 15.1 | 1971 | 9999 | 2019 | 0.0074862 | 29.0901 | 0.51469 | NEI 2019
Allen | 3393_G_G15 | 3393 | G | G15 |  | Combustion Turbine | S_C_TVA | Tennessee | Shelby | 15.1 | 1971 | 9999 | 2019 | 0.0074862 | 29.0901 | 0.51469 | NEI 2019
Allen | 3393_G_G16 | 3393 | G | G16 |  | Combustion Turbine | S_C_TVA | Tennessee | Shelby | 15.1 | 1971 | 9999 | 2019 | 0.0074862 | 29.0901 | 0.51469 | NEI 2019
Allen | 3393_G_G17 | 3393 | G | G17 | 88158 | Combustion Turbine | S_C_TVA | Tennessee | Shelby | 46.4 | 1972 | 9999 | 2019 | 0.063574 | 89.3895 | 1.4224 | NEI 2019
Allen | 3393_G_G18 | 3393 | G | G18 | 88159 | Combustion Turbine | S_C_TVA | Tennessee | Shelby | 46.4 | 1972 | 9999 | 2019 | 0.083661 | 89.3895 | 1.8718 | NEI 2019
Allen | 3393_G_G19 | 3393 | G | G19 | 88160 | Combustion Turbine | S_C_TVA | Tennessee | Shelby | 46.4 | 1972 | 9999 | 2019 | 0.076047 | 89.3895 | 1.7015 | NEI 2019
Allen | 3393_G_G20 | 3393 | G | G20 | 88161 | Combustion Turbine | S_C_TVA | Tennessee | Shelby | 46.4 | 1972 | 9999 | 2019 | 0.046899 | 89.3895 | 1.0493 | NEI 2019
Allen | 3393_G_GT1 | 3393 | G | GT1 |  | Combustion Turbine | S_C_TVA | Tennessee | Shelby | 15.1 | 1971 | 9999 | 2019 | 0.0074862 | 29.0901 | 0.51469 | NEI 2019
Allen | 3393_G_GT2 | 3393 | G | GT2 |  | Combustion Turbine | S_C_TVA | Tennessee | Shelby | 15.1 | 1971 | 9999 | 2019 | 0.0074862 | 29.0901 | 0.51469 | NEI 2019
Allen | 3393_G_GT3 | 3393 | G | GT3 |  | Combustion Turbine | S_C_TVA | Tennessee | Shelby | 15.1 | 1971 | 9999 | 2019 | 0.0074862 | 29.0901 | 0.51469 | NEI 2019
Allen | 3393_G_GT4 | 3393 | G | GT4 |  | Combustion Turbine | S_C_TVA | Tennessee | Shelby | 15.1 | 1971 | 9999 | 2019 | 0.0074862 | 29.0901 | 0.51469 | NEI 2019
Allen | 3393_G_GT5 | 3393 | G | GT5 |  | Combustion Turbine | S_C_TVA | Tennessee | Shelby | 15.1 | 1971 | 9999 | 2019 | 0.0074862 | 29.0901 | 0.51469 | NEI 2019
Allen | 3393_G_GT6 | 3393 | G | GT6 |  | Combustion Turbine | S_C_TVA | Tennessee | Shelby | 15.1 | 1971 | 9999 | 2019 | 0.0074862 | 29.0901 | 0.51469 | NEI 2019
Allen | 3393_G_GT7 | 3393 | G | GT7 |  | Combustion Turbine | S_C_TVA | Tennessee | Shelby | 15.1 | 1971 | 9999 | 2019 | 0.0074862 | 29.0901 | 0.51469 | NEI 2019
Allen | 3393_G_GT8 | 3393 | G | GT8 |  | Combustion Turbine | S_C_TVA | Tennessee | Shelby | 15.1 | 1971 | 9999 | 2019 | 0.0074862 | 29.0901 | 0.51469 | NEI 2019
Allen | 3393_G_GT9 | 3393 | G | GT9 |  | Combustion Turbine | S_C_TVA | Tennessee | Shelby | 15.1 | 1971 | 9999 | 2019 | 0.0074862 | 29.0901 | 0.51469 | NEI 2019
Allen | 3393_G_STG1 | 3393 | G | STG1 | 91027 | Combined Cycle | S_C_TVA | Tennessee | Shelby | 428.3 | 2018 | 9999 |  |  |  | 0.00603 | NEI 2019
Gallatin (TN) | 3403_G_GT1 | 3403 | G | GT1 | 88162 | Combustion Turbine | S_C_TVA | Tennessee | Sumner | 71.5 | 1975 | 9999 |  |  |  | 0.08409 | NEI 2019
Gallatin (TN) | 3403_G_GT2 | 3403 | G | GT2 | 88163 | Combustion Turbine | S_C_TVA | Tennessee | Sumner | 71.5 | 1975 | 9999 |  |  |  | 0.08409 | NEI 2019
Gallatin (TN) | 3403_G_GT3 | 3403 | G | GT3 | 88164 | Combustion Turbine | S_C_TVA | Tennessee | Sumner | 71.5 | 1975 | 9999 |  |  |  | 0.08409 | NEI 2019
Gallatin (TN) | 3403_G_GT4 | 3403 | G | GT4 | 88165 | Combustion Turbine | S_C_TVA | Tennessee | Sumner | 71.5 | 1975 | 9999 | 2019 | 2.0281 | 48233.6335 | 0.08409 | NEI 2019
Gallatin (TN) | 3403_G_GT5 | 3403 | G | GT5 | 2258 | Combustion Turbine | S_C_TVA | Tennessee | Sumner | 73.4 | 2000 | 9999 |  |  |  | 1.3195 | NEI 2019
Gallatin (TN) | 3403_G_GT6 | 3403 | G | GT6 | 2259 | Combustion Turbine | S_C_TVA | Tennessee | Sumner | 73.4 | 2000 | 9999 |  |  |  | 1.3195 | NEI 2019
Gallatin (TN) | 3403_G_GT7 | 3403 | G | GT7 | 2260 | Combustion Turbine | S_C_TVA | Tennessee | Sumner | 73.4 | 2000 | 9999 |  |  |  | 1.3195 | NEI 2019
Gallatin (TN) | 3403_G_GT8 | 3403 | G | GT8 | 2261 | Combustion Turbine | S_C_TVA | Tennessee | Sumner | 73.4 | 2000 | 9999 | 2019 | 32.6685 | 49515.3665 | 1.3195 | NEI 2019
John Sevier | 3405_G_CTG1 | 3405 | G | CTG1 | 90657 | Combined Cycle | S_C_TVA | Tennessee | Hawkins | 165 | 2012 | 9999 | 2019 | 30.6589 | 962937 | 0.01814 | NEI 2019
John Sevier | 3405_G_CTG2 | 3405 | G | CTG2 | 90658 | Combined Cycle | S_C_TVA | Tennessee | Hawkins | 165 | 2012 | 9999 | 2019 | 8.1063 | 1073147 | 0.01814 | NEI 2019
John Sevier | 3405_G_CTG3 | 3405 | G | CTG3 | 90659 | Combined Cycle | S_C_TVA | Tennessee | Hawkins | 165 | 2012 | 9999 | 2019 | 6.1724 | 1081958 | 0.01814 | NEI 2019
John Sevier | 3405_G_STG1 | 3405 | G | STG1 | 90657 | Combined Cycle | S_C_TVA | Tennessee | Hawkins | 383 | 2012 | 9999 |  |  |  | 0.01814 | NEI 2019
Johnsonville | 3406_G_G10 | 3406 | G | G10 | 88167 | Combustion Turbine | S_C_TVA | Tennessee | Humphreys | 47.1 | 1975 | 9999 |  |  |  | 0.0505 | NEI 2019
Johnsonville | 3406_G_G11 | 3406 | G | G11 | 88168 | Combustion Turbine | S_C_TVA | Tennessee | Humphreys | 47.1 | 1975 | 9999 |  |  |  | 0.0505 | NEI 2019
Johnsonville | 3406_G_G12 | 3406 | G | G12 | 88169 | Combustion Turbine | S_C_TVA | Tennessee | Humphreys | 47.1 | 1975 | 9999 |  |  |  | 0.0505 | NEI 2019
Johnsonville | 3406_G_G13 | 3406 | G | G13 | 88170 | Combustion Turbine | S_C_TVA | Tennessee | Humphreys | 47.1 | 1975 | 9999 |  |  |  | 0.0505 | NEI 2019
Johnsonville | 3406_G_G14 | 3406 | G | G14 | 88171 | Combustion Turbine | S_C_TVA | Tennessee | Humphreys | 47.1 | 1975 | 9999 |  |  |  | 0.0505 | NEI 2019
Johnsonville | 3406_G_G15 | 3406 | G | G15 | 88172 | Combustion Turbine | S_C_TVA | Tennessee | Humphreys | 47.1 | 1975 | 9999 |  |  |  | 0.0505 | NEI 2019
Johnsonville | 3406_G_G16 | 3406 | G | G16 | 88173 | Combustion Turbine | S_C_TVA | Tennessee | Humphreys | 47.1 | 1975 | 9999 | 2019 | 2.5537 | 101138.0572 | 0.0505 | NEI 2019
Johnsonville | 3406_G_G17 | 3406 | G | G17 | 2276 | Combustion Turbine | S_C_TVA | Tennessee | Humphreys | 72.8 | 2000 | 9999 |  |  |  | 0.6483 | NEI 2019
Johnsonville | 3406_G_G18 | 3406 | G | G18 | 2277 | Combustion Turbine | S_C_TVA | Tennessee | Humphreys | 72.8 | 2000 | 9999 |  |  |  | 0.6483 | NEI 2019
Johnsonville | 3406_G_G19 | 3406 | G | G19 | 2278 | Combustion Turbine | S_C_TVA | Tennessee | Humphreys | 72.8 | 2000 | 9999 |  |  |  | 0.6483 | NEI 2019
Johnsonville | 3406_G_G20 | 3406 | G | G20 | 2279 | Combustion Turbine | S_C_TVA | Tennessee | Humphreys | 72.8 | 2000 | 9999 | 2019 | 12.6681 | 39080.9478 | 0.6483 | NEI 2019
Johnsonville | 3406_G_GT1 | 3406 | G | GT1 | 88166 | Combustion Turbine | S_C_TVA | Tennessee | Humphreys | 47.1 | 1975 | 9999 |  |  |  | 0.0505 | NEI 2019
Johnsonville | 3406_G_GT2 | 3406 | G | GT2 | 88174 | Combustion Turbine | S_C_TVA | Tennessee | Humphreys | 47.1 | 1975 | 9999 |  |  |  | 0.0505 | NEI 2019
Johnsonville | 3406_G_GT3 | 3406 | G | GT3 | 88175 | Combustion Turbine | S_C_TVA | Tennessee | Humphreys | 47.1 | 1975 | 9999 |  |  |  | 0.0505 | NEI 2019
Johnsonville | 3406_G_GT4 | 3406 | G | GT4 | 88176 | Combustion Turbine | S_C_TVA | Tennessee | Humphreys | 47.1 | 1975 | 9999 |  |  |  | 0.0505 | NEI 2019
Johnsonville | 3406_G_GT5 | 3406 | G | GT5 | 88177 | Combustion Turbine | S_C_TVA | Tennessee | Humphreys | 47.1 | 1975 | 9999 |  |  |  | 0.0505 | NEI 2019
Johnsonville | 3406_G_GT6 | 3406 | G | GT6 | 88178 | Combustion Turbine | S_C_TVA | Tennessee | Humphreys | 47.1 | 1975 | 9999 |  |  |  | 0.0505 | NEI 2019
Johnsonville | 3406_G_GT7 | 3406 | G | GT7 | 88179 | Combustion Turbine | S_C_TVA | Tennessee | Humphreys | 47.1 | 1975 | 9999 |  |  |  | 0.0505 | NEI 2019
Johnsonville | 3406_G_GT8 | 3406 | G | GT8 | 88180 | Combustion Turbine | S_C_TVA | Tennessee | Humphreys | 47.1 | 1975 | 9999 |  |  |  | 0.0505 | NEI 2019
Johnsonville | 3406_G_GT9 | 3406 | G | GT9 | 88181 | Combustion Turbine | S_C_TVA | Tennessee | Humphreys | 47.1 | 1975 | 9999 |  |  |  | 0.0505 | NEI 2019
Long Beach Generation LLC | 341_G_CT1 | 341 | G | CT1 | 89768 | Combustion Turbine | WECC_SCE | California | Los Angeles | 65 | 1976 | 9999 | 2019 | 1.93 | 3645.5 | 1.0588 | NEI 2019
Long Beach Generation LLC | 341_G_CT2 | 341 | G | CT2 | 89769 | Combustion Turbine | WECC_SCE | California | Los Angeles | 65 | 1976 | 9999 | 2017 | 1.81 | 8095.75 | 0.44715 | NEI 2019
Long Beach Generation LLC | 341_G_CT3 | 341 | G | CT3 | 89770 | Combustion Turbine | WECC_SCE | California | Los Angeles | 65 | 1976 | 9999 | 2017 | 1.72 | 8095.75 | 0.42491 | NEI 2019
Long Beach Generation LLC | 341_G_CT4 | 341 | G | CT4 | 89771 | Combustion Turbine | WECC_SCE | California | Los Angeles | 65 | 1976 | 9999 | 2017 | 1.74 | 8095.75 | 0.42986 | NEI 2019
Laredo | 3439_G_4 | 3439 | G | 4 | 90196 | Combustion Turbine | ERC_REST | Texas | Webb | 90.1 | 2008 | 9999 | 2019 | 1.16 | 56685.2926 | 0.04093 | NEI 2019
Laredo | 3439_G_5 | 3439 | G | 5 | 90197 | Combustion Turbine | ERC_REST | Texas | Webb | 87.3 | 2008 | 9999 | 2019 | 0.65 | 54923.7074 | 0.02367 | NEI 2019
Nueces Bay | 3441_G_7 | 3441 | G | 7 | 90242 | Combined Cycle | ERC_REST | Texas | Nueces | 319 | 1972 | 9999 |  |  |  | 0.03915 | NEI 2019
Nueces Bay | 3441_G_8 | 3441 | G | 8 | 90242 | Combined Cycle | ERC_REST | Texas | Nueces | 157 | 2010 | 9999 | 2019 | 16.6 | 848693 | 0.03915 | NEI 2019
Nueces Bay | 3441_G_9 | 3441 | G | 9 | 90243 | Combined Cycle | ERC_REST | Texas | Nueces | 157 | 2010 | 9999 | 2019 | 15.2 | 775881 | 0.03915 | NEI 2019
Victoria | 3443_G_5 | 3443 | G | 5 | 90094 | Combined Cycle | ERC_REST | Texas | Victoria | 125 | 1963 | 9999 |  |  |  | 0.20655 | NEI 2019
Victoria | 3443_G_7 | 3443 | G | 7 | 90094 | Combined Cycle | ERC_REST | Texas | Victoria | 160 | 2009 | 9999 | 2019 | 130.2268 | 1260976 | 0.20655 | NEI 2019
Newman | 3456_G_4 | 3456 | G | 4 | 2327 | Combined Cycle | WECC_NM | Texas | El Paso | 83 | 1975 | 2025 |  |  |  | 0.48688 | NEI 2019
Newman | 3456_G_5CA1 | 3456 | G | 5CA1 | 91266 | Combined Cycle | WECC_NM | Texas | El Paso | 138 | 2011 | 9999 |  |  |  | 0.14501 | NEI 2019
Newman | 3456_G_5CT1 | 3456 | G | 5CT1 | 91266 | Combined Cycle | WECC_NM | Texas | El Paso | 70 | 2009 | 9999 | 2019 | 23.8076 | 375921 | 0.14501 | NEI 2019
Newman | 3456_G_5CT2 | 3456 | G | 5CT2 | 91267 | Combined Cycle | WECC_NM | Texas | El Paso | 70 | 2009 | 9999 | 2019 | 66.5741 | 364283 | 0.14501 | NEI 2019
Newman | 3456_G_CT1 | 3456 | G | CT1 | 2327 | Combined Cycle | WECC_NM | Texas | El Paso | 72 | 1975 | 2025 | 2019 | 92.5134 | 566647 | 0.48688 | NEI 2019
Newman | 3456_G_CT2 | 3456 | G | CT2 | 2328 | Combined Cycle | WECC_NM | Texas | El Paso | 72 | 1975 | 2025 | 2019 | 151.1984 | 434466 | 0.48688 | NEI 2019
Greens Bayou | 3464_G_73 | 3464 | G | 73 | 89952 | Combustion Turbine | ERC_REST | Texas | Harris | 54 | 1976 | 9999 | 2019 | 36.3097 | 24189.2542 | 3.0021 | NEI 2019
Greens Bayou | 3464_G_74 | 3464 | G | 74 | 89953 | Combustion Turbine | ERC_REST | Texas | Harris | 54 | 1976 | 9999 | 2019 | 35.1081 | 24189.2542 | 2.9028 | NEI 2019
Greens Bayou | 3464_G_81 | 3464 | G | 81 | 89954 | Combustion Turbine | ERC_REST | Texas | Harris | 54 | 1976 | 9999 | 2019 | 37.812 | 24189.2542 | 3.1263 | NEI 2019
Greens Bayou | 3464_G_82 | 3464 | G | 82 | 89955 | Combustion Turbine | ERC_REST | Texas | Harris | 64 | 1976 | 9999 | 2019 | 36.4522 | 28668.7458 | 2.543 | NEI 2019
Greens Bayou | 3464_G_83 | 3464 | G | 83 | 89956 | Combustion Turbine | ERC_REST | Texas | Harris | 64 | 1976 | 9999 | 2019 | 39.0195 | 28668.7458 | 2.7221 | NEI 2019
Greens Bayou | 3464_G_84 | 3464 | G | 84 | 89957 | Combustion Turbine | ERC_REST | Texas | Harris | 64 | 1976 | 9999 | 2019 | 38.037 | 28668.7458 | 2.6536 | NEI 2019
T H Wharton | 3469_G_3 | 3469 | G | 3 | 89958 | Combined Cycle | ERC_REST | Texas | Harris | 104 | 1974 | 9999 |  |  |  | 0.00759 | NEI 2019
T H Wharton | 3469_G_31 | 3469 | G | 31 | 89958 | Combined Cycle | ERC_REST | Texas | Harris | 57 | 1972 | 9999 | 2019 | 0.341 | 178590 | 0.00759 | NEI 2019
T H Wharton | 3469_G_32 | 3469 | G | 32 | 89959 | Combined Cycle | ERC_REST | Texas | Harris | 57 | 1972 | 9999 | 2019 | 0.412 | 52820 | 0.00759 | NEI 2019
T H Wharton | 3469_G_33 | 3469 | G | 33 | 89960 | Combined Cycle | ERC_REST | Texas | Harris | 57 | 1972 | 9999 | 2019 | 0.4218 | 73501 | 0.00759 | NEI 2019
T H Wharton | 3469_G_34 | 3469 | G | 34 | 89961 | Combined Cycle | ERC_REST | Texas | Harris | 57 | 1972 | 9999 | 2019 | 0.2448 | 69338 | 0.00759 | NEI 2019
T H Wharton | 3469_G_4 | 3469 | G | 4 | 89962 | Combined Cycle | ERC_REST | Texas | Harris | 104 | 1974 | 9999 |  |  |  | 0.02077 | NEI 2019
T H Wharton | 3469_G_41 | 3469 | G | 41 | 89962 | Combined Cycle | ERC_REST | Texas | Harris | 57 | 1972 | 9999 | 2019 | 1.8349 | 192755 | 0.02077 | NEI 2019
T H Wharton | 3469_G_42 | 3469 | G | 42 | 89963 | Combined Cycle | ERC_REST | Texas | Harris | 57 | 1972 | 9999 | 2019 | 1.364 | 71616 | 0.02077 | NEI 2019
T H Wharton | 3469_G_43 | 3469 | G | 43 | 89964 | Combined Cycle | ERC_REST | Texas | Harris | 57 | 1974 | 9999 | 2019 | 0.5057 | 71381 | 0.02077 | NEI 2019
T H Wharton | 3469_G_44 | 3469 | G | 44 | 89965 | Combined Cycle | ERC_REST | Texas | Harris | 57 | 1974 | 9999 | 2019 | 0.5804 | 76892 | 0.02077 | NEI 2019
T H Wharton | 3469_G_51 | 3469 | G | 51 | 89966 | Combustion Turbine | ERC_REST | Texas | Harris | 58 | 1975 | 9999 | 2019 | 1.752 | 22701.6177 | 0.15435 | NEI 2019
T H Wharton | 3469_G_52 | 3469 | G | 52 | 89967 | Combustion Turbine | ERC_REST | Texas | Harris | 58 | 1975 | 9999 | 2019 | 1.7998 | 22701.6177 | 0.15856 | NEI 2019
T H Wharton | 3469_G_53 | 3469 | G | 53 | 89968 | Combustion Turbine | ERC_REST | Texas | Harris | 58 | 1975 | 9999 | 2019 | 1.9288 | 22701.6177 | 0.16993 | NEI 2019
T H Wharton | 3469_G_54 | 3469 | G | 54 | 89969 | Combustion Turbine | ERC_REST | Texas | Harris | 58 | 1975 | 9999 | 2019 | 1.8879 | 22701.6177 | 0.16632 | NEI 2019
T H Wharton | 3469_G_55 | 3469 | G | 55 | 89970 | Combustion Turbine | ERC_REST | Texas | Harris | 58 | 1975 | 9999 | 2019 | 1.6248 | 22701.6177 | 0.14314 | NEI 2019
T H Wharton | 3469_G_56 | 3469 | G | 56 | 89971 | Combustion Turbine | ERC_REST | Texas | Harris | 58 | 1975 | 9999 | 2019 | 1.7428 | 22701.6177 | 0.15354 | NEI 2019
T H Wharton | 3469_G_GT1 | 3469 | G | GT1 |  | Combustion Turbine | ERC_REST | Texas | Harris | 13 | 1967 | 9999 | 2019 | 0.3726 | 5088.2936 | 0.14645 | NEI 2019
W A Parish | 3470_G_GT1 | 3470 | G | GT1 |  | Combustion Turbine | ERC_REST | Texas | Fort Bend | 13 | 1967 | 9999 | 2019 | 0.3536 | 1125 | 0.62862 | NEI 2019
Jones | 3482_G_3 | 3482 | G | 3 | 90700 | Combustion Turbine | SPP_SPS | Texas | Lubbock | 166 | 2011 | 9999 | 2019 | 21.775 | 362004.7485 | 0.1203 | NEI 2019
Jones | 3482_G_4 | 3482 | G | 4 | 90833 | Combustion Turbine | SPP_SPS | Texas | Lubbock | 168 | 2013 | 9999 | 2019 | 17.55 | 366366.2515 | 0.09581 | NEI 2019
Nichols | 3484_G_2 | 3484 | G | 2 | 2399 | O/G Steam | SPP_SPS | Texas | Potter | 106 | 1962 | 2024 | 2017 | 48.9226 | 85732 | 1.1413 | NEI 2019
Plant X | 3485_G_3 | 3485 | G | 3 | 2403 | O/G Steam | SPP_SPS | Texas | Lamb | 93 | 1955 | 2024 | 2019 | 31.9356 | 240371 | 0.26572 | NEI 2019
Morgan Creek | 3492_G_CT1 | 3492 | G | CT1 | 90017 | Combustion Turbine | ERC_WEST | Texas | Mitchell | 67 | 1988 | 9999 | 2019 | 0.9541 | 2734.5 | 0.69782 | NEI 2019
Morgan Creek | 3492_G_CT2 | 3492 | G | CT2 | 90018 | Combustion Turbine | ERC_WEST | Texas | Mitchell | 66 | 1988 | 9999 | 2019 | 1.6226 | 2693.6866 | 1.2047 | NEI 2019
Morgan Creek | 3492_G_CT3 | 3492 | G | CT3 | 90019 | Combustion Turbine | ERC_WEST | Texas | Mitchell | 66 | 1988 | 9999 | 2019 | 1.0493 | 2693.6866 | 0.77908 | NEI 2019
Morgan Creek | 3492_G_CT4 | 3492 | G | CT4 | 90020 | Combustion Turbine | ERC_WEST | Texas | Mitchell | 67 | 1988 | 9999 | 2019 | 0.4992 | 2734.5 | 0.36511 | NEI 2019
Morgan Creek | 3492_G_CT5 | 3492 | G | CT5 | 90021 | Combustion Turbine | ERC_WEST | Texas | Mitchell | 68 | 1988 | 9999 | 2019 | 0.9588 | 2775.3134 | 0.69095 | NEI 2019
Morgan Creek | 3492_G_CT6 | 3492 | G | CT6 | 90022 | Combustion Turbine | ERC_WEST | Texas | Mitchell | 68 | 1988 | 9999 | 2019 | 0.7121 | 2775.3134 | 0.51317 | NEI 2019
Permian Basin | 3494_G_CT1 | 3494 | G | CT1 | 90023 | Combustion Turbine | ERC_WEST | Texas | Ward | 64 | 1988 | 9999 | 2019 | 9.5761 | 139856.1503 | 0.13694 | NEI 2019
Permian Basin | 3494_G_CT2 | 3494 | G | CT2 | 90024 | Combustion Turbine | ERC_WEST | Texas | Ward | 64 | 1988 | 9999 | 2019 | 9.8452 | 139856.1503 | 0.14079 | NEI 2019
Permian Basin | 3494_G_CT3 | 3494 | G | CT3 | 90025 | Combustion Turbine | ERC_WEST | Texas | Ward | 64 | 1988 | 9999 | 2019 | 11.6166 | 139856.1503 | 0.16612 | NEI 2019
Permian Basin | 3494_G_CT4 | 3494 | G | CT4 | 90026 | Combustion Turbine | ERC_WEST | Texas | Ward | 64 | 1990 | 9999 | 2019 | 18.4266 | 139856.1503 | 0.26351 | NEI 2019
Permian Basin | 3494_G_CT5 | 3494 | G | CT5 | 90027 | Combustion Turbine | ERC_WEST | Texas | Ward | 65 | 1990 | 9999 | 2019 | 14.1618 | 142041.4027 | 0.1994 | NEI 2019
Stryker Creek | 3504_G_D1 | 3504 | G | D1 |  | Combustion Turbine | ERC_REST | Texas | Cherokee | 2 | 1966 | 9999 |  |  |  | 7.2573 | Default Emission Factor
Stryker Creek | 3504_G_D2 | 3504 | G | D2 |  | Combustion Turbine | ERC_REST | Texas | Cherokee | 2 | 1966 | 9999 |  |  |  | 7.2573 | Default Emission Factor
Stryker Creek | 3504_G_D3 | 3504 | G | D3 |  | Combustion Turbine | ERC_REST | Texas | Cherokee | 2 | 1966 | 9999 |  |  |  | 7.2573 | Default Emission Factor
Stryker Creek | 3504_G_D4 | 3504 | G | D4 |  | Combustion Turbine | ERC_REST | Texas | Cherokee | 2 | 1966 | 9999 |  |  |  | 7.2573 | Default Emission Factor
Stryker Creek | 3504_G_D5 | 3504 | G | D5 |  | Combustion Turbine | ERC_REST | Texas | Cherokee | 2 | 1966 | 9999 |  |  |  | 7.2573 | Default Emission Factor
Trinidad (TX) | 3507_G_D1 | 3507 | G | D1 |  | Combustion Turbine | ERC_REST | Texas | Henderson | 2 | 1966 | 9999 |  |  |  | 7.2573 | Default Emission Factor
Trinidad (TX) | 3507_G_D2 | 3507 | G | D2 |  | Combustion Turbine | ERC_REST | Texas | Henderson | 2 | 1966 | 9999 |  |  |  | 7.2573 | Default Emission Factor
Decker Creek | 3548_G_GT1 | 3548 | G | GT1 | 89911 | Combustion Turbine | ERC_REST | Texas | Travis | 52 | 1988 | 9999 | 2019 | 27.1044 | 9601 | 5.6462 | NEI 2019
Decker Creek | 3548_G_GT2 | 3548 | G | GT2 | 89913 | Combustion Turbine | ERC_REST | Texas | Travis | 52 | 1988 | 9999 |  |  |  | 0.72922 | Default Emission Factor
Decker Creek | 3548_G_GT3 | 3548 | G | GT3 | 89915 | Combustion Turbine | ERC_REST | Texas | Travis | 52 | 1988 | 9999 | 2019 | 17.7619 | 9601 | 3.7 | NEI 2019
Decker Creek | 3548_G_GT4 | 3548 | G | GT4 | 89917 | Combustion Turbine | ERC_REST | Texas | Travis | 52 | 1988 | 9999 | 2019 | 27.0687 | 9601 | 5.6387 | NEI 2019
Silas Ray | 3559_G_10 | 3559 | G | 10 | 89523 | Combustion Turbine | ERC_REST | Texas | Cameron | 45 | 2004 | 9999 | 2019 | 12.1 | 32592 | 0.74251 | NEI 2019
Silas Ray | 3559_G_6 | 3559 | G | 6 |  | Combined Cycle | ERC_REST | Texas | Cameron | 20 | 1959 | 9999 |  |  |  | 0.28715 | NEI 2019
Silas Ray | 3559_G_9 | 3559 | G | 9 | 2461 | Combined Cycle | ERC_REST | Texas | Cameron | 42 | 1996 | 9999 | 2019 | 4.8 | 25793 | 0.28715 | NEI 2019
Silas Ray | 3559_G_DG-3a | 3559 | G | DG-3a |  | Combustion Turbine | ERC_REST | Texas | Cameron | 1 | 2001 | 9999 |  |  |  | 7.2573 | Default Emission Factor
Silas Ray | 3559_G_DG-3b | 3559 | G | DG-3b |  | Combustion Turbine | ERC_REST | Texas | Cameron | 1 | 2001 | 9999 |  |  |  | 7.2573 | Default Emission Factor
Silas Ray | 3559_G_DG-4 | 3559 | G | DG-4 |  | Combustion Turbine | ERC_REST | Texas | Cameron | 1 | 2001 | 9999 |  |  |  | 7.2573 | Default Emission Factor
Silas Ray | 3559_G_DG-6a | 3559 | G | DG-6a |  | Combustion Turbine | ERC_REST | Texas | Cameron | 1 | 2001 | 9999 |  |  |  | 7.2573 | Default Emission Factor
Silas Ray | 3559_G_DG-6b | 3559 | G | DG-6b |  | Combustion Turbine | ERC_REST | Texas | Cameron | 1 | 2001 | 9999 |  |  |  | 7.2573 | Default Emission Factor
Bryan (TX) | 3561_G_7 | 3561 | G | 7 |  | Combustion Turbine | ERC_REST | Texas | Brazos | 21 | 1975 | 9999 | 2019 | 1.2823 | 1785 | 1.4367 | NEI 2019
Ray Olinger | 3576_G_4 | 3576 | G | 4 | 2467 | Combustion Turbine | ERC_REST | Texas | Collin | 75 | 2001 | 9999 | 2019 | 2.6143 | 9167 | 0.57037 | NEI 2019
Mountainview Generating Station | 358_G_MV3A | 358 | G | MV3A | 89500 | Combined Cycle | WECC_SCE | California | San Bernardino | 149 | 2005 | 9999 | 2019 | 10.38 | 957191.15 | 0.02671 | NEI 2019
Mountainview Generating Station | 358_G_MV3B | 358 | G | MV3B | 89501 | Combined Cycle | WECC_SCE | California | San Bernardino | 149 | 2005 | 9999 | 2019 | 8.29 | 440700.1 | 0.02671 | NEI 2019
Mountainview Generating Station | 358_G_MV3C | 358 | G | MV3C | 89500 | Combined Cycle | WECC_SCE | California | San Bernardino | 188 | 2005 | 9999 |  |  |  | 0.02671 | NEI 2019
Mountainview Generating Station | 358_G_MV4A | 358 | G | MV4A | 89502 | Combined Cycle | WECC_SCE | California | San Bernardino | 149 | 2006 | 9999 | 2017 | 8.88 | 1435747.44 | 0.01783 | NEI 2019
Mountainview Generating Station | 358_G_MV4B | 358 | G | MV4B | 89503 | Combined Cycle | WECC_SCE | California | San Bernardino | 149 | 2006 | 9999 | 2017 | 9.72 | 650241.44 | 0.01783 | NEI 2019
Mountainview Generating Station | 358_G_MV4C | 358 | G | MV4C | 89502 | Combined Cycle | WECC_SCE | California | San Bernardino | 188 | 2006 | 9999 |  |  |  | 0.01783 | NEI 2019
Ty Cooke | 3602_G_GT2 | 3602 | G | GT2 |  | Combustion Turbine | SPP_SPS | Texas | Lubbock | 16 | 1971 | 9999 | 2017 | 1.9757 | 1201 | 3.2901 | NEI 2019
Ty Cooke | 3602_G_GT3 | 3602 | G | GT3 |  | Combustion Turbine | SPP_SPS | Texas | Lubbock | 16 | 1974 | 9999 |  |  |  | 0.72922 | Default Emission Factor
J Robert Massengale | 3604_G_6A | 3604 | G | 6A | 2474 | Combined Cycle | SPP_SPS | Texas | Lubbock | 18 | 1957 | 9999 |  |  |  | 0.38447 | NEI 2019
J Robert Massengale | 3604_G_7 | 3604 | G | 7 | 2474 | Combined Cycle | SPP_SPS | Texas | Lubbock | 18 | 1959 | 9999 |  |  |  | 0.38447 | NEI 2019
J Robert Massengale | 3604_G_8 | 3604 | G | 8 | 2474 | Combined Cycle | SPP_SPS | Texas | Lubbock | 38 | 2000 | 9999 | 2019 | 28.8102 | 125615 | 0.38447 | NEI 2019
Leon Creek | 3609_G_CGT1 | 3609 | G | CGT1 | 89297 | Combustion Turbine | ERC_REST | Texas | Bexar | 46 | 2004 | 9999 | 2019 | 3.912 | 41731.0989 | 0.18749 | NEI 2019
Leon Creek | 3609_G_CGT2 | 3609 | G | CGT2 | 89298 | Combustion Turbine | ERC_REST | Texas | Bexar | 46 | 2004 | 9999 | 2019 | 4.087 | 41731.0989 | 0.19587 | NEI 2019
Leon Creek | 3609_G_CGT3 | 3609 | G | CGT3 | 89299 | Combustion Turbine | ERC_REST | Texas | Bexar | 44 | 2004 | 9999 | 2019 | 3.744 | 39916.7033 | 0.18759 | NEI 2019
Leon Creek | 3609_G_CGT4 | 3609 | G | CGT4 | 89300 | Combustion Turbine | ERC_REST | Texas | Bexar | 46 | 2004 | 9999 | 2019 | 3.585 | 41731.0989 | 0.17181 | NEI 2019
V H Braunig | 3612_G_5 | 3612 | G | 5 | 89837 | Combustion Turbine | ERC_REST | Texas | Bexar | 48 | 2010 | 9999 | 2019 | 3.8 | 39285.3608 | 0.19346 | NEI 2019
V H Braunig | 3612_G_6 | 3612 | G | 6 | 89838 | Combustion Turbine | ERC_REST | Texas | Bexar | 48 | 2010 | 9999 | 2019 | 3.5 | 39285.3608 | 0.17818 | NEI 2019
V H Braunig | 3612_G_7 | 3612 | G | 7 | 89839 | Combustion Turbine | ERC_REST | Texas | Bexar | 48 | 2010 | 9999 | 2019 | 6.3 | 39285.3608 | 0.32073 | NEI 2019
V H Braunig | 3612_G_8 | 3612 | G | 8 | 89840 | Combustion Turbine | ERC_REST | Texas | Bexar | 47 | 2010 | 9999 | 2019 | 6 | 38466.9157 | 0.31196 | NEI 2019
R W Miller | 3628_G_4 | 3628 | G | 4 | 2491 | Combustion Turbine | ERC_REST | Texas | Palo Pinto | 104 | 1994 | 9999 |  |  |  | 0.72922 | Default Emission Factor
R W Miller | 3628_G_5 | 3628 | G | 5 | 2492 | Combustion Turbine | ERC_REST | Texas | Palo Pinto | 104 | 1994 | 9999 |  |  |  | 0.72922 | Default Emission Factor
Pearsall | 3630_G_10A | 3630 | G | 10A |  | Combustion Turbine | ERC_REST | Texas | Frio | 8.4 | 2010 | 9999 | 2019 | 0.2413 | 16473.125 | 0.0293 | NEI 2019
Pearsall | 3630_G_11A | 3630 | G | 11A |  | Combustion Turbine | ERC_REST | Texas | Frio | 8.4 | 2010 | 9999 | 2019 | 0.24 | 16473.125 | 0.02914 | NEI 2019
Pearsall | 3630_G_12A | 3630 | G | 12A |  | Combustion Turbine | ERC_REST | Texas | Frio | 8.4 | 2010 | 9999 | 2019 | 0.2401 | 16473.125 | 0.02915 | NEI 2019
Pearsall | 3630_G_13A | 3630 | G | 13A |  | Combustion Turbine | ERC_REST | Texas | Frio | 8.4 | 2010 | 9999 | 2019 | 0.1453 | 16473.125 | 0.01764 | NEI 2019
Pearsall | 3630_G_14A | 3630 | G | 14A |  | Combustion Turbine | ERC_REST | Texas | Frio | 8.4 | 2010 | 9999 | 2019 | 0.1581 | 16473.125 | 0.0192 | NEI 2019
Pearsall | 3630_G_15A | 3630 | G | 15A |  | Combustion Turbine | ERC_REST | Texas | Frio | 8.4 | 2010 | 9999 | 2019 | 0.1252 | 16473.125 | 0.0152 | NEI 2019
Pearsall | 3630_G_16A | 3630 | G | 16A |  | Combustion Turbine | ERC_REST | Texas | Frio | 8.4 | 2010 | 9999 | 2019 | 0.1318 | 16473.125 | 0.016 | NEI 2019
Pearsall | 3630_G_17A | 3630 | G | 17A |  | Combustion Turbine | ERC_REST | Texas | Frio | 8.4 | 2010 | 9999 | 2019 | 0.1456 | 16473.125 | 0.01768 | NEI 2019
Pearsall | 3630_G_18A | 3630 | G | 18A |  | Combustion Turbine | ERC_REST | Texas | Frio | 8.4 | 2010 | 9999 | 2019 | 0.1583 | 16473.125 | 0.01922 | NEI 2019
Pearsall | 3630_G_19A | 3630 | G | 19A |  | Combustion Turbine | ERC_REST | Texas | Frio | 8.4 | 2010 | 9999 | 2019 | 0.1504 | 16473.125 | 0.01826 | NEI 2019
Pearsall | 3630_G_1A | 3630 | G | 1A |  | Combustion Turbine | ERC_REST | Texas | Frio | 8.4 | 2010 | 9999 | 2019 | 0.2533 | 16473.125 | 0.03075 | NEI 2019
Pearsall | 3630_G_20A | 3630 | G | 20A |  | Combustion Turbine | ERC_REST | Texas | Frio | 8.4 | 2010 | 9999 | 2019 | 0.1556 | 16473.125 | 0.01889 | NEI 2019
Pearsall | 3630_G_21A | 3630 | G | 21A |  | Combustion Turbine | ERC_REST | Texas | Frio | 8.4 | 2010 | 9999 | 2019 | 0.164 | 16473.125 | 0.01991 | NEI 2019
Pearsall | 3630_G_22A | 3630 | G | 22A |  | Combustion Turbine | ERC_REST | Texas | Frio | 8.4 | 2010 | 9999 | 2019 | 0.1682 | 16473.125 | 0.02042 | NEI 2019
Pearsall | 3630_G_23A | 3630 | G | 23A |  | Combustion Turbine | ERC_REST | Texas | Frio | 8.4 | 2010 | 9999 | 2019 | 0.1673 | 16473.125 | 0.02031 | NEI 2019
Pearsall | 3630_G_24A | 3630 | G | 24A |  | Combustion Turbine | ERC_REST | Texas | Frio | 8.4 | 2010 | 9999 | 2019 | 0.1514 | 16473.125 | 0.01838 | NEI 2019
Pearsall | 3630_G_2A | 3630 | G | 2A |  | Combustion Turbine | ERC_REST | Texas | Frio | 8.4 | 2010 | 9999 | 2019 | 0.2561 | 16473.125 | 0.03109 | NEI 2019
Pearsall | 3630_G_3A | 3630 | G | 3A |  | Combustion Turbine | ERC_REST | Texas | Frio | 8.4 | 2010 | 9999 | 2019 | 0.2566 | 16473.125 | 0.03115 | NEI 2019
Pearsall | 3630_G_4A | 3630 | G | 4A |  | Combustion Turbine | ERC_REST | Texas | Frio | 8.4 | 2010 | 9999 | 2019 | 0.2565 | 16473.125 | 0.03114 | NEI 2019
Pearsall | 3630_G_5A | 3630 | G | 5A |  | Combustion Turbine | ERC_REST | Texas | Frio | 8.4 | 2010 | 9999 | 2019 | 0.2575 | 16473.125 | 0.03126 | NEI 2019
Pearsall | 3630_G_6A | 3630 | G | 6A |  | Combustion Turbine | ERC_REST | Texas | Frio | 8.4 | 2010 | 9999 | 2019 | 0.2577 | 16473.125 | 0.03129 | NEI 2019
Pearsall | 3630_G_7A | 3630 | G | 7A |  | Combustion Turbine | ERC_REST | Texas | Frio | 8.4 | 2010 | 9999 | 2019 | 0.2411 | 16473.125 | 0.02927 | NEI 2019
Pearsall | 3630_G_8A | 3630 | G | 8A |  | Combustion Turbine | ERC_REST | Texas | Frio | 8.4 | 2010 | 9999 | 2019 | 0.241 | 16473.125 | 0.02926 | NEI 2019
Pearsall | 3630_G_9A | 3630 | G | 9A |  | Combustion Turbine | ERC_REST | Texas | Frio | 8.4 | 2010 | 9999 | 2019 | 0.2396 | 16473.125 | 0.02909 | NEI 2019
Sam Rayburn | 3631_G_10 | 3631 | G | 10 | 8334 | Combined Cycle | ERC_REST | Texas | Victoria | 37 | 2003 | 9999 |  |  |  | 0.12045 | NEI 2019
Sam Rayburn | 3631_G_4 | 3631 | G | 4 |  | Combustion Turbine | ERC_REST | Texas | Victoria | 1.6 | 1991 | 9999 | 2019 | 0.4971 | 115 | 8.6452 | NEI 2019
Sam Rayburn | 3631_G_5 | 3631 | G | 5 |  | Combustion Turbine | ERC_REST | Texas | Victoria | 1.6 | 1991 | 9999 | 2019 | 0.5264 | 115 | 9.1548 | NEI 2019
Sam Rayburn | 3631_G_7 | 3631 | G | 7 | 8334 | Combined Cycle | ERC_REST | Texas | Victoria | 49 | 2003 | 9999 | 2019 | 3.8147 | 105095 | 0.12045 | NEI 2019
Sam Rayburn | 3631_G_8 | 3631 | G | 8 | 8336 | Combined Cycle | ERC_REST | Texas | Victoria | 49 | 2003 | 9999 | 2019 | 5.8351 | 63761 | 0.12045 | NEI 2019
Sam Rayburn | 3631_G_9 | 3631 | G | 9 | 8338 | Combined Cycle | ERC_REST | Texas | Victoria | 48 | 2003 | 9999 | 2019 | 4.0881 | 59250 | 0.12045 | NEI 2019
Gadsby | 3648_G_4 | 3648 | G | 4 | 9559 | Combustion Turbine | WECC_UT | Utah | Salt Lake | 39 | 2002 | 9999 | 2019 | 2.6229 | 6410 | 0.81836 | NEI 2019
Gadsby | 3648_G_5 | 3648 | G | 5 | 9560 | Combustion Turbine | WECC_UT | Utah | Salt Lake | 39 | 2002 | 9999 | 2019 | 0.27796 | 6410 | 0.08673 | NEI 2019
Gadsby | 3648_G_6 | 3648 | G | 6 | 9561 | Combustion Turbine | WECC_UT | Utah | Salt Lake | 39 | 2002 | 9999 | 2019 | 0.30687 | 6410 | 0.09575 | NEI 2019
Bountiful City | 3665_G_1A | 3665 | G | 1A |  | Combustion Turbine | WECC_UT | Utah | Davis | 4.2 | 2001 | 9999 |  |  |  | 0.72922 | Default Emission Factor
Bountiful City | 3665_G_2A | 3665 | G | 2A |  | Combustion Turbine | WECC_UT | Utah | Davis | 11.5 | 2012 | 9999 |  |  |  | 0.72922 | Default Emission Factor
Bountiful City | 3665_G_3A | 3665 | G | 3A |  | Combustion Turbine | WECC_UT | Utah | Davis | 11.5 | 2012 | 9999 |  |  |  | 0.72922 | Default Emission Factor
Ascutney | 3708_G_GT4 | 3708 | G | GT4 |  | Combustion Turbine | NENGREST | Vermont | Windsor | 9 | 1961 | 9999 |  |  |  | 0.75865 | Default Emission Factor
Rutland | 3723_G_GT5 | 3723 | G | GT5 |  | Combustion Turbine | NENGREST | Vermont | Rutland | 8.4 | 1962 | 9999 |  |  |  | 0.75865 | Default Emission Factor
Berlin 5 | 3734_G_GT1 | 3734 | G | GT1 | 90480 | Combustion Turbine | NENGREST | Vermont | Washington | 35 | 1972 | 9999 |  |  |  | 0.75865 | Default Emission Factor
Colchester 16 | 3735_G_GT1 | 3735 | G | GT1 |  | Combustion Turbine | NENGREST | Vermont | Chittenden | 8.7 | 1965 | 9999 |  |  |  | 0.75865 | Default Emission Factor
Essex Junction 19 | 3737_G_IC-5 | 3737 | G | IC-5 |  | Combustion Turbine | NENGREST | Vermont | Chittenden | 1.8 | 2007 | 9999 |  |  |  | 7.2573 | Default Emission Factor
Essex Junction 19 | 3737_G_IC-6 | 3737 | G | IC-6 |  | Combustion Turbine | NENGREST | Vermont | Chittenden | 1.8 | 2007 | 9999 |  |  |  | 7.2573 | Default Emission Factor
Essex Junction 19 | 3737_G_IC-7 | 3737 | G | IC-7 |  | Combustion Turbine | NENGREST | Vermont | Chittenden | 1.8 | 2007 | 9999 |  |  |  | 7.2573 | Default Emission Factor
Essex Junction 19 | 3737_G_IC-8 | 3737 | G | IC-8 |  | Combustion Turbine | NENGREST | Vermont | Chittenden | 1.8 | 2007 | 9999 |  |  |  | 7.2573 | Default Emission Factor
Burlington GT | 3754_G_GT1 | 3754 | G | GT1 | 90491 | Combustion Turbine | NENGREST | Vermont | Chittenden | 19.7 | 1971 | 9999 |  |  |  | 0.75865 | Default Emission Factor
Grayson | 377_G_1 | 377 | G | 1 |  | Combined Cycle | WEC_LADW | California | Los Angeles | 19 | 1977 | 9999 |  |  |  | 0.14766 | Default Emission Factor
Grayson | 377_G_2 | 377 | G | 2 |  | Combined Cycle | WEC_LADW | California | Los Angeles | 19 | 1977 | 9999 |  |  |  | 0.14766 | Default Emission Factor
Grayson | 377_G_8A | 377 | G | 8A |  | Combined Cycle | WEC_LADW | California | Los Angeles | 26 | 1977 | 9999 |  |  |  | 0.14766 | Default Emission Factor
Grayson | 377_G_8BC | 377 | G | 8BC |  | Combined Cycle | WEC_LADW | California | Los Angeles | 46 | 1977 | 9999 |  |  |  | 0.14766 | Default Emission Factor
Grayson | 377_G_9 | 377 | G | 9 | 89495 | Combustion Turbine | WEC_LADW | California | Los Angeles | 48 | 2004 | 9999 |  |  |  | 0.72922 | Default Emission Factor
Bayview | 3782_G_BAYV | 3782 | G | BAYV |  | Combustion Turbine | PJM_EMAC | Virginia | Northampton | 2.1 | 1963 | 9999 | 2019 | 0.41369 | 431 | 1.9197 | NEI 2019
Bayview | 3782_G_BYV2 | 3782 | G | BYV2 |  | Combustion Turbine | PJM_EMAC | Virginia | Northampton | 2.1 | 1963 | 9999 | 2019 | 0.035252 | 431 | 0.16358 | NEI 2019
Bayview | 3782_G_BYV3 | 3782 | G | BYV3 |  | Combustion Turbine | PJM_EMAC | Virginia | Northampton | 2.1 | 1963 | 9999 | 2017 | 0.06018 | 269.8333 | 0.44605 | NEI 2019
Bayview | 3782_G_BYV4 | 3782 | G | BYV4 |  | Combustion Turbine | PJM_EMAC | Virginia | Northampton | 2.1 | 1963 | 9999 | 2019 | 0.095417 | 431 | 0.44277 | NEI 2019
Bayview | 3782_G_BYV5 | 3782 | G | BYV5 |  | Combustion Turbine | PJM_EMAC | Virginia | Northampton | 2.1 | 1963 | 9999 | 2019 | 0.015564 | 431 | 0.07222 | NEI 2019
Bayview | 3782_G_BYV6 | 3782 | G | BYV6 |  | Combustion Turbine | PJM_EMAC | Virginia | Northampton | 2.1 | 1963 | 9999 | 2017 | 0.01946 | 269.8333 | 0.14424 | NEI 2019
Tasley | 3785_G_TAS | 3785 | G | TAS | 89335 | Combustion Turbine | PJM_EMAC | Virginia | Accomack | 31 | 1972 | 9999 | 2019 | 0.37833 | 656 | 1.1534 | NEI 2019
Chesterfield | 3797_G_CT7 | 3797 | G | CT7 | 89200 | Combined Cycle | PJM_Dom | Virginia | Chesterfield | 142 | 1990 | 9999 | 2019 | 13.703 | 2678400 | 0.01023 | NEI 2019
Chesterfield | 3797_G_CT8 | 3797 | G | CT8 | 2515 | Combined Cycle | PJM_Dom | Virginia | Chesterfield | 140 | 1992 | 9999 |  |  |  | 0.14766 | Default Emission Factor
Chesterfield | 3797_G_CW7 | 3797 | G | CW7 | 89200 | Combined Cycle | PJM_Dom | Virginia | Chesterfield | 55 | 1990 | 9999 |  |  |  | 0.01023 | NEI 2019
Chesterfield | 3797_G_CW8 | 3797 | G | CW8 | 2515 | Combined Cycle | PJM_Dom | Virginia | Chesterfield | 60 | 1992 | 9999 |  |  |  | 0.14766 | Default Emission Factor
Low Moor | 3799_G_GT1 | 3799 | G | GT1 |  | Combustion Turbine | PJM_Dom | Virginia | Alleghany | 12 | 1971 | 9999 | 2019 | 0.0038577 | 149.75 | 0.05152 | NEI 2019
Low Moor | 3799_G_GT2 | 3799 | G | GT2 |  | Combustion Turbine | PJM_Dom | Virginia | Alleghany | 12 | 1971 | 9999 | 2019 | 0.0038841 | 149.75 | 0.05187 | NEI 2019
Low Moor | 3799_G_GT3 | 3799 | G | GT3 |  | Combustion Turbine | PJM_Dom | Virginia | Alleghany | 12 | 1971 | 9999 | 2019 | 0.0050672 | 149.75 | 0.06768 | NEI 2019
Low Moor | 3799_G_GT4 | 3799 | G | GT4 |  | Combustion Turbine | PJM_Dom | Virginia | Alleghany | 12 | 1971 | 9999 | 2019 | 0.0060471 | 149.75 | 0.08076 | NEI 2019
Northern Neck | 3800_G_GT1 | 3800 | G | GT1 |  | Combustion Turbine | PJM_Dom | Virginia | Richmond | 12 | 1971 | 9999 | 2019 | 0.006217 | 136.5957 | 0.09103 | NEI 2019
Northern Neck | 3800_G_GT2 | 3800 | G | GT2 |  | Combustion Turbine | PJM_Dom | Virginia | Richmond | 11 | 1971 | 9999 | 2019 | 0.0022682 | 125.2128 | 0.03623 | NEI 2019
Northern Neck | 3800_G_GT3 | 3800 | G | GT3 |  | Combustion Turbine | PJM_Dom | Virginia | Richmond | 12 | 1971 | 9999 | 2019 | 0.0051734 | 136.5957 | 0.07575 | NEI 2019
Northern Neck | 3800_G_GT4 | 3800 | G | GT4 |  | Combustion Turbine | PJM_Dom | Virginia | Richmond | 12 | 1971 | 9999 | 2019 | 0.0043407 | 136.5957 | 0.06356 | NEI 2019
Chesapeake | 3803_G_6 | 3803 | G | 6 |  | Combustion Turbine | PJM_Dom | Virginia | Chesapeake City | 12 | 1969 | 9999 | 2019 | 0.00066868 | 32.9412 | 0.0406 | NEI 2019
Chesapeake | 3803_G_GT1 | 3803 | G | GT1 |  | Combustion Turbine | PJM_Dom | Virginia | Chesapeake City | 15 | 1967 | 9999 | 2019 | 0.0024847 | 41.1765 | 0.12068 | NEI 2019
Chesapeake | 3803_G_GT2 | 3803 | G | GT2 |  | Combustion Turbine | PJM_Dom | Virginia | Chesapeake City | 12 | 1969 | 9999 |  |  |  | 0.75865 | Default Emission Factor
Chesapeake | 3803_G_GT4 | 3803 | G | GT4 |  | Combustion Turbine | PJM_Dom | Virginia | Chesapeake City | 12 | 1969 | 9999 | 2019 | 0.00071604 | 32.9412 | 0.04347 | NEI 2019
Possum Point | 3804_G_6A | 3804 | G | 6A | 8340 | Combined Cycle | PJM_Dom | Virginia | Prince William | 148.5 | 2003 | 9999 | 2019 | 28.28 | 2823893 | 0.03616 | NEI 2019
Possum Point | 3804_G_6B | 3804 | G | 6B | 8342 | Combined Cycle | PJM_Dom | Virginia | Prince William | 148.5 | 2003 | 9999 |  |  |  | 0.03616 | NEI 2019
Possum Point | 3804_G_6ST | 3804 | G | 6ST | 8340 | Combined Cycle | PJM_Dom | Virginia | Prince William | 262 | 2003 | 9999 |  |  |  | 0.03616 | NEI 2019
Possum Point | 3804_G_GT1 | 3804 | G | GT1 |  | Combustion Turbine | PJM_Dom | Virginia | Prince William | 12 | 1968 | 9999 | 2019 | 0.0019173 | 144 | 0.02663 | NEI 2019
Possum Point | 3804_G_GT2 | 3804 | G | GT2 |  | Combustion Turbine | PJM_Dom | Virginia | Prince William | 12 | 1968 | 9999 | 2019 | 0.0023199 | 144 | 0.03222 | NEI 2019
Possum Point | 3804_G_GT3 | 3804 | G | GT3 |  | Combustion Turbine | PJM_Dom | Virginia | Prince William | 12 | 1968 | 9999 |  |  |  | 0.75865 | Default Emission Factor
Possum Point | 3804_G_GT4 | 3804 | G | GT4 |  | Combustion Turbine | PJM_Dom | Virginia | Prince William | 12 | 1968 | 9999 |  |  |  | 0.75865 | Default Emission Factor
Possum Point | 3804_G_GT5 | 3804 | G | GT5 |  | Combustion Turbine | PJM_Dom | Virginia | Prince William | 12 | 1968 | 9999 |  |  |  | 0.75865 | Default Emission Factor
Possum Point | 3804_G_GT6 | 3804 | G | GT6 |  | Combustion Turbine | PJM_Dom | Virginia | Prince William | 12 | 1968 | 9999 | 2019 | 0.0018183 | 144 | 0.02525 | NEI 2019
Crystal Mountain | 3853_G_1 | 3853 | G | 1 |  | Combustion Turbine | WECC_PNW | Washington | Pierce | 2.5 | 1969 | 9999 |  |  |  | 7.2573 | Default Emission Factor
El Centro Hybrid | 389_G_2 | 389 | G | 2 | 255 | Combined Cycle | WECC_IID | California | Imperial | 31 | 1952 | 9999 |  |  |  | 0.78939 | NEI 2019
El Centro Hybrid | 389_G_2A | 389 | G | 2A | 255 | Combined Cycle | WECC_IID | California | Imperial | 71 | 1993 | 9999 | 2019 | 62.9338 | 111570 | 0.78939 | NEI 2019
El Centro Hybrid | 389_G_30 | 389 | G | 30 | 90785 | Combined Cycle | WECC_IID | California | Imperial | 52 | 2012 | 9999 |  |  |  | 0.00176 | NEI 2019
El Centro Hybrid | 389_G_31 | 389 | G | 31 | 90785 | Combined Cycle | WECC_IID | California | Imperial | 45 | 2012 | 9999 |  |  |  | 0.00176 | NEI 2019
El Centro Hybrid | 389_G_32 | 389 | G | 32 | 90786 | Combined Cycle | WECC_IID | California | Imperial | 45 | 2012 | 9999 | 2017 | 0.55068 | 626404 | 0.00176 | NEI 2019
Mt Storm | 3954_G_JF1 | 3954 | G | JF1 |  | Combustion Turbine | PJM_AP | West Virginia | Grant | 11 | 1967 | 9999 | 2019 | 0.0052227 | 217 | 0.04814 | NEI 2019
Gordon | 3976_G_3 | 3976 | G | 3 |  | Combustion Turbine | MIS_MNWI | Wisconsin | Douglas | 0.7 | 1955 | 9999 |  |  |  | 7.2573 | Default Emission Factor
Gordon | 3976_G_4 | 3976 | G | 4 |  | Combustion Turbine | MIS_MNWI | Wisconsin | Douglas | 0.7 | 1949 | 9999 |  |  |  | 7.2573 | Default Emission Factor
Gordon | 3976_G_5 | 3976 | G | 5 |  | Combustion Turbine | MIS_MNWI | Wisconsin | Douglas | 0.7 | 2001 | 9999 |  |  |  | 7.2573 | Default Emission Factor
Gordon | 3976_G_6 | 3976 | G | 6 |  | Combustion Turbine | MIS_MNWI | Wisconsin | Douglas | 0.7 | 2001 | 9999 |  |  |  | 7.2573 | Default Emission Factor
Harbor | 399_G_10A | 399 | G | 10A | 259 | Combined Cycle | WEC_LADW | California | Los Angeles | 73 | 1995 | 9999 | 2017 | 0.10299 | 23778 | 0.00323 | NEI 2019
Harbor | 399_G_10B | 399 | G | 10B | 260 | Combined Cycle | WEC_LADW | California | Los Angeles | 73 | 1995 | 9999 |  |  |  | 0.00323 | NEI 2019
Harbor | 399_G_5 | 399 | G | 5 | 259 | Combined Cycle | WEC_LADW | California | Los Angeles | 56 | 1995 | 9999 |  |  |  | 0.00323 | NEI 2019
Harbor | 399_G_GT10 | 399 | G | GT10 | 262 | Combustion Turbine | WEC_LADW | California | Los Angeles | 47.4 | 2002 | 9999 | 2017 | 0.32829 | 3071 | 0.2138 | NEI 2019
Harbor | 399_G_GT11 | 399 | G | GT11 | 263 | Combustion Turbine | WEC_LADW | California | Los Angeles | 47.4 | 2002 | 9999 | 2019 | 0.36 | 3615.2 | 0.19916 | NEI 2019
Harbor | 399_G_GT12 | 399 | G | GT12 | 264 | Combustion Turbine | WEC_LADW | California | Los Angeles | 47.4 | 2002 | 9999 |  |  |  | 0.72922 | Default Emission Factor
Harbor | 399_G_GT13 | 399 | G | GT13 | 265 | Combustion Turbine | WEC_LADW | California | Los Angeles | 47.4 | 2002 | 9999 |  |  |  | 0.72922 | Default Emission Factor
Harbor | 399_G_GT14 | 399 | G | GT14 | 266 | Combustion Turbine | WEC_LADW | California | Los Angeles | 47.4 | 2002 | 9999 |  |  |  | 0.72922 | Default Emission Factor
Haynes | 400_G_10 | 400 | G | 10 | 89434 | Combined Cycle | WEC_LADW | California | Los Angeles | 157.5 | 2005 | 9999 | 2017 | 24.14 | 796618 | 0.03737 | NEI 2019
Haynes | 400_G_11 | 400 | G | 11 | 90755 | Combustion Turbine | WEC_LADW | California | Los Angeles | 99.4 | 2013 | 9999 | 2019 | 0.8 | 62974.3333 | 0.02541 | NEI 2019
Haynes | 400_G_12 | 400 | G | 12 | 90756 | Combustion Turbine | WEC_LADW | California | Los Angeles | 99.4 | 2013 | 9999 | 2019 | 0.3 | 62974.3333 | 0.00953 | NEI 2019
Haynes | 400_G_13 | 400 | G | 13 | 90757 | Combustion Turbine | WEC_LADW | California | Los Angeles | 99.4 | 2013 | 9999 | 2017 | 0.66 | 30880 | 0.04275 | NEI 2019
Haynes | 400_G_14 | 400 | G | 14 | 90758 | Combustion Turbine | WEC_LADW | California | Los Angeles | 99.4 | 2013 | 9999 | 2017 | 0.34 | 30880 | 0.02202 | NEI 2019
Haynes | 400_G_15 | 400 | G | 15 | 90759 | Combustion Turbine | WEC_LADW | California | Los Angeles | 99.4 | 2013 | 9999 | 2017 | 0.81 | 30880 | 0.05246 | NEI 2019
Haynes | 400_G_16 | 400 | G | 16 | 90760 | Combustion Turbine | WEC_LADW | California | Los Angeles | 99.4 | 2013 | 9999 | 2017 | 0.86 | 30880 | 0.0557 | NEI 2019
Haynes | 400_G_8 | 400 | G | 8 | 89433 | Combined Cycle | WEC_LADW | California | Los Angeles | 235 | 2005 | 9999 |  |  |  | 0.03737 | NEI 2019
Haynes | 400_G_9 | 400 | G | 9 | 89433 | Combined Cycle | WEC_LADW | California | Los Angeles | 162.5 | 2005 | 9999 | 2019 | 22.9 | 1713072 | 0.03737 | NEI 2019
Wheaton | 4014_G_1 | 4014 | G | 1 | 89998 | Combustion Turbine | MIS_MNWI | Wisconsin | Chippewa | 44 | 1973 | 2025 | 2019 | 2.5604 | 2900.6154 | 1.7654 | NEI 2019
Wheaton | 4014_G_2 | 4014 | G | 2 | 89999 | Combustion Turbine | MIS_MNWI | Wisconsin | Chippewa | 51 | 1973 | 2025 | 2019 | 0.56814 | 3362.0769 | 0.33797 | NEI 2019
Wheaton | 4014_G_3 | 4014 | G | 3 | 90000 | Combustion Turbine | MIS_MNWI | Wisconsin | Chippewa | 44 | 1973 | 2025 | 2017 | 2.7655 | 13821.8291 | 0.40016 | NEI 2019
Wheaton | 4014_G_4 | 4014 | G | 4 | 90001 | Combustion Turbine | MIS_MNWI | Wisconsin | Chippewa | 47 | 1973 | 2025 | 2017 | 0.8034 | 14764.2265 | 0.10883 | NEI 2019
Wheaton | 4014_G_6 | 4014 | G | 6 | 90003 | Combustion Turbine | MIS_MNWI | Wisconsin | Chippewa | 48 | 1973 | 2025 | 2017 | 0.28367 | 15078.359 | 0.03763 | NEI 2019
Frederic Diesel | 4020_G_10 | 4020 | G | 10 |  | Combustion Turbine | MIS_MNWI | Wisconsin | Polk | 2.5 | 2000 | 9999 |  |  |  | 7.2573 | Default Emission Factor
Frederic Diesel | 4020_G_2 | 4020 | G | 2 |  | Combustion Turbine | MIS_MNWI | Wisconsin | Polk | 0.7 | 1948 | 9999 |  |  |  | 7.2573 | Default Emission Factor
Frederic Diesel | 4020_G_3 | 4020 | G | 3 |  | Combustion Turbine | MIS_MNWI | Wisconsin | Polk | 0.7 | 1949 | 9999 |  |  |  | 7.2573 | Default Emission Factor
Frederic Diesel | 4020_G_4 | 4020 | G | 4 |  | Combustion Turbine | MIS_MNWI | Wisconsin | Polk | 0.6 | 1955 | 9999 |  |  |  | 7.2573 | Default Emission Factor
Frederic Diesel | 4020_G_5 | 4020 | G | 5 |  | Combustion Turbine | MIS_MNWI | Wisconsin | Polk | 0.5 | 1955 | 9999 |  |  |  | 7.2573 | Default Emission Factor
Frederic Diesel | 4020_G_6 | 4020 | G | 6 |  | Combustion Turbine | MIS_MNWI | Wisconsin | Polk | 1.7 | 1970 | 9999 |  |  |  | 7.2573 | Default Emission Factor
Frederic Diesel | 4020_G_7 | 4020 | G | 7 |  | Combustion Turbine | MIS_MNWI | Wisconsin | Polk | 1.8 | 1975 | 9999 |  |  |  | 7.2573 | Default Emission Factor
Frederic Diesel | 4020_G_8 | 4020 | G | 8 |  | Combustion Turbine | MIS_MNWI | Wisconsin | Polk | 2.5 | 2000 | 9999 |  |  |  | 7.2573 | Default Emission Factor
Frederic Diesel | 4020_G_9 | 4020 | G | 9 |  | Combustion Turbine | MIS_MNWI | Wisconsin | Polk | 2.5 | 2000 | 9999 |  |  |  | 7.2573 | Default Emission Factor
Grantsburg Diesel | 4021_G_1A | 4021 | G | 1A |  | Combustion Turbine | MIS_MNWI | Wisconsin | Burnett | 0.8 | 1995 | 9999 |  |  |  | 7.2573 | Default Emission Factor
Grantsburg Diesel | 4021_G_2 | 4021 | G | 2 |  | Combustion Turbine | MIS_MNWI | Wisconsin | Burnett | 0.8 | 1963 | 9999 |  |  |  | 7.2573 | Default Emission Factor
Grantsburg Diesel | 4021_G_3 | 4021 | G | 3 |  | Combustion Turbine | MIS_MNWI | Wisconsin | Burnett | 0.9 | 1968 | 9999 |  |  |  | 7.2573 | Default Emission Factor
Grantsburg Diesel | 4021_G_4 | 4021 | G | 4 |  | Combustion Turbine | MIS_MNWI | Wisconsin | Burnett | 2 | 1975 | 9999 |  |  |  | 7.2573 | Default Emission Factor
Grantsburg Diesel | 4021_G_8 | 4021 | G | 8 |  | Combustion Turbine | MIS_MNWI | Wisconsin | Burnett | 1.8 | 2007 | 9999 |  |  |  | 7.2573 | Default Emission Factor
Scattergood | 404_G_4 | 404 | G | 4 | 90958 | Combined Cycle | WEC_LADW | California | Los Angeles | 204 | 2015 | 9999 | 2017 | 13.36 | 1824024 | 0.01465 | NEI 2019
Scattergood | 404_G_5 | 404 | G | 5 | 90958 | Combined Cycle | WEC_LADW | California | Los Angeles | 107 | 2015 | 9999 |  |  |  | 0.01465 | NEI 2019
Scattergood | 404_G_6 | 404 | G | 6 | 90959 | Combustion Turbine | WEC_LADW | California | Los Angeles | 102 | 2015 | 9999 | 2017 | 0.62 | 30122 | 0.04117 | NEI 2019
Scattergood | 404_G_7 | 404 | G | 7 | 90960 | Combustion Turbine | WEC_LADW | California | Los Angeles | 102 | 2015 | 9999 | 2017 | 0.6 | 30122 | 0.03984 | NEI 2019
Port Washington Generating Station | 4040_G_1CT1 | 4040 | G | 1CT1 | 89429 | Combined Cycle | MIS_WUMS | Wisconsin | Ozaukee | 171.9 | 2008 | 9999 | 2019 | 13.4419 | 1258683 | 0.0125 | NEI 2019
Port Washington Generating Station | 4040_G_1CT2 | 4040 | G | 1CT2 | 89430 | Combined Cycle | MIS_WUMS | Wisconsin | Ozaukee | 171.9 | 2008 | 9999 | 2019 | 10.4545 | 1222778 | 0.0125 | NEI 2019
Port Washington Generating Station | 4040_G_2CT1 | 4040 | G | 2CT1 | 89431 | Combined Cycle | MIS_WUMS | Wisconsin | Ozaukee | 171.9 | 2005 | 9999 | 2019 | 12.1675 | 1296876 | 0.01447 | NEI 2019
Port Washington Generating Station | 4040_G_2CT2 | 4040 | G | 2CT2 | 89432 | Combined Cycle | MIS_WUMS | Wisconsin | Ozaukee | 171.9 | 2005 | 9999 | 2019 | 17.0816 | 1329071 | 0.01447 | NEI 2019
Port Washington Generating Station | 4040_G_ST1 | 4040 | G | ST1 | 89429 | Combined Cycle | MIS_WUMS | Wisconsin | Ozaukee | 264.6 | 2008 | 9999 |  |  |  | 0.0125 | NEI 2019
Port Washington Generating Station | 4040_G_ST2 | 4040 | G | ST2 | 89431 | Combined Cycle | MIS_WUMS | Wisconsin | Ozaukee | 264.6 | 2005 | 9999 |  |  |  | 0.01447 | NEI 2019
Valley (WI) | 4042_G_3 | 4042 | G | 3 |  | Combustion Turbine | MIS_WUMS | Wisconsin | Milwaukee | 2.7 | 1969 | 9999 |  |  |  | 7.2573 | Default Emission Factor
Point Beach Nuclear Plant | 4046_G_5 | 4046 | G | 5 |  | Combustion Turbine | MIS_WUMS | Wisconsin | Manitowoc | 15 | 1969 | 9999 |  |  |  | 0.75865 | Default Emission Factor
Pulliam | 4072_G_31 | 4072 | G | 31 | 9282 | Combustion Turbine | MIS_WUMS | Wisconsin | Brown | 81.5 | 2003 | 9999 | 2019 | 68.7069 | 53774 | 2.5554 | NEI 2019
West Marinette | 4076_G_31 | 4076 | G | 31 | 89871 | Combustion Turbine | MIS_WUMS | Wisconsin | Marinette | 38.6 | 1971 | 9999 | 2019 | 3.6457 | 6196.2005 | 1.1767 | NEI 2019
West Marinette | 4076_G_32 | 4076 | G | 32 | 89873 | Combustion Turbine | MIS_WUMS | Wisconsin | Marinette | 37.1 | 1973 | 9999 | 2019 | 5.6703 | 5955.4155 | 1.9042 | NEI 2019
West Marinette | 4076_G_33 | 4076 | G | 33 | 2611 | Combustion Turbine | MIS_WUMS | Wisconsin | Marinette | 82.9 | 1993 | 9999 | 2019 | 6.6877 | 13307.384 | 1.0051 | NEI 2019
Weston | 4078_G_31 | 4078 | G | 31 | 89867 | Combustion Turbine | MIS_WUMS | Wisconsin | Marathon | 14.9 | 1969 | 9999 | 2019 | 0.04177 | 1330.1399 | 0.06281 | NEI 2019
Weston | 4078_G_32 | 4078 | G | 32 | 89875 | Combustion Turbine | MIS_WUMS | Wisconsin | Marathon | 19.4 | 1973 | 9999 |  |  |  | 0.72922 | Default Emission Factor
Valley (CA) | 408_G_5 | 408 | G | 5 | 284 | Combustion Turbine | WEC_LADW | California | Los Angeles | 43 | 2001 | 9999 | 2017 | 0.07336 | 4557 | 0.0322 | NEI 2019
Valley (CA) | 408_G_6 | 408 | G | 6 | 89304 | Combined Cycle | WEC_LADW | California | Los Angeles | 162 | 2003 | 9999 | 2019 | 2.82 | 725728 | 0.00855 | NEI 2019
Valley (CA) | 408_G_7 | 408 | G | 7 | 89305 | Combined Cycle | WEC_LADW | California | Los Angeles | 162 | 2003 | 9999 | 2017 | 4.67 | 1027072 | 0.00855 | NEI 2019
Valley (CA) | 408_G_8 | 408 | G | 8 | 89304 | Combined Cycle | WEC_LADW | California | Los Angeles | 209 | 2003 | 9999 |  |  |  | 0.00855 | NEI 2019
Arcadia Electric | 4100_G_1 | 4100 | G | 1 |  | Combustion Turbine | MIS_MNWI | Wisconsin | Trempealeau | 1.3 | 1956 | 9999 |  |  |  | 7.2573 | Default Emission Factor
Arcadia Electric | 4100_G_10 | 4100 | G | 10 |  | Combustion Turbine | MIS_MNWI | Wisconsin | Trempealeau | 2 | 2007 | 9999 |  |  |  | 7.2573 | Default Emission Factor
Arcadia Electric | 4100_G_2 | 4100 | G | 2 |  | Combustion Turbine | MIS_MNWI | Wisconsin | Trempealeau | 1 | 1947 | 9999 |  |  |  | 7.2573 | Default Emission Factor
Arcadia Electric | 4100_G_3 | 4100 | G | 3 |  | Combustion Turbine | MIS_MNWI | Wisconsin | Trempealeau | 0.4 | 1940 | 9999 |  |  |  | 7.2573 | Default Emission Factor
Arcadia Electric | 4100_G_4 | 4100 | G | 4 |  | Combustion Turbine | MIS_MNWI | Wisconsin | Trempealeau | 0.2 | 1930 | 9999 |  |  |  | 7.2573 | Default Emission Factor
Arcadia Electric | 4100_G_5 | 4100 | G | 5 |  | Combustion Turbine | MIS_MNWI | Wisconsin | Trempealeau | 3 | 1972 | 9999 |  |  |  | 3.2013 | Default Emission Factor
Arcadia Electric | 4100_G_6 | 4100 | G | 6 |  | Combustion Turbine | MIS_MNWI | Wisconsin | Trempealeau | 3 | 1987 | 9999 |  |  |  | 3.2013 | Default Emission Factor
Arcadia Electric | 4100_G_7 | 4100 | G | 7 |  | Combustion Turbine | MIS_MNWI | Wisconsin | Trempealeau | 2 | 2002 | 9999 |  |  |  | 7.2573 | Default Emission Factor
Arcadia Electric | 4100_G_8 | 4100 | G | 8 |  | Combustion Turbine | MIS_MNWI | Wisconsin | Trempealeau | 2 | 2002 | 9999 |  |  |  | 7.2573 | Default Emission Factor
Arcadia Electric | 4100_G_9 | 4100 | G | 9 |  | Combustion Turbine | MIS_MNWI | Wisconsin | Trempealeau | 2 | 2002 | 9999 |  |  |  | 7.2573 | Default Emission Factor
Barron | 4102_G_1A | 4102 | G | 1A |  | Combustion Turbine | MIS_MNWI | Wisconsin | Barron | 1.1 | 1998 | 9999 |  |  |  | 7.2573 | Default Emission Factor
Barron | 4102_G_2A | 4102 | G | 2A |  | Combustion Turbine | MIS_MNWI | Wisconsin | Barron | 1.1 | 1998 | 9999 |  |  |  | 7.2573 | Default Emission Factor
Barron | 4102_G_3A | 4102 | G | 3A |  | Combustion Turbine | MIS_MNWI | Wisconsin | Barron | 1.1 | 1998 | 9999 |  |  |  | 7.2573 | Default Emission Factor
Barron | 4102_G_4 | 4102 | G | 4 |  | Combustion Turbine | MIS_MNWI | Wisconsin | Barron | 1.1 | 1998 | 9999 |  |  |  | 7.2573 | Default Emission Factor
Barron | 4102_G_8 | 4102 | G | 8 |  | Combustion Turbine | MIS_MNWI | Wisconsin | Barron | 1.3 | 1954 | 9999 |  |  |  | 7.2573 | Default Emission Factor
Barron | 4102_G_9 | 4102 | G | 9 |  | Combustion Turbine | MIS_MNWI | Wisconsin | Barron | 2 | 1960 | 9999 |  |  |  | 7.2573 | Default Emission Factor
Cashton | 4107_G_3 | 4107 | G | 3 |  | Combustion Turbine | MIS_WUMS | Wisconsin | Monroe | 0.4 | 1932 | 9999 |  |  |  | 7.2573 | Default Emission Factor
Cashton | 4107_G_5 | 4107 | G | 5 |  | Combustion Turbine | MIS_WUMS | Wisconsin | Monroe | 1.1 | 1970 | 9999 |  |  |  | 3.2013 | Default Emission Factor
Cashton | 4107_G_6 | 4107 | G | 6 |  | Combustion Turbine | MIS_WUMS | Wisconsin | Monroe | 2 | 2002 | 9999 |  |  |  | 7.2573 | Default Emission Factor
Cumberland (WI) | 4112_G_1 | 4112 | G | 1 |  | Combustion Turbine | MIS_MNWI | Wisconsin | Barron | 0.7 | 1945 | 9999 |  |  |  | 7.2573 | Default Emission Factor
Cumberland (WI) | 4112_G_2 | 4112 | G | 2 |  | Combustion Turbine | MIS_MNWI | Wisconsin | Barron | 0.3 | 1939 | 9999 |  |  |  | 7.2573 | Default Emission Factor
Cumberland (WI) | 4112_G_3 | 4112 | G | 3 |  | Combustion Turbine | MIS_MNWI | Wisconsin | Barron | 0.3 | 1939 | 9999 |  |  |  | 7.2573 | Default Emission Factor
Cumberland (WI) | 4112_G_4 | 4112 | G | 4 |  | Combustion Turbine | MIS_MNWI | Wisconsin | Barron | 1.2 | 1954 | 9999 |  |  |  | 7.2573 | Default Emission Factor
Cumberland (WI) | 4112_G_5 | 4112 | G | 5 |  | Combustion Turbine | MIS_MNWI | Wisconsin | Barron | 2.1 | 1966 | 9999 |  |  |  | 3.2013 | Default Emission Factor
Cumberland (WI) | 4112_G_6 | 4112 | G | 6 |  | Combustion Turbine | MIS_MNWI | Wisconsin | Barron | 6.7 | 1979 | 9999 |  |  |  | 7.2573 | Default Emission Factor
Cumberland (WI) | 4112_G_7 | 4112 | G | 7 |  | Combustion Turbine | MIS_MNWI | Wisconsin | Barron | 6.2 | 2001 | 9999 |  |  |  | 3.2013 | Default Emission Factor
Cumberland (WI) | 4112_G_8 | 4112 | G | 8 |  | Combustion Turbine | MIS_MNWI | Wisconsin | Barron | 3.5 | 2001 | 9999 |  |  |  | 3.2013 | Default Emission Factor
Elroy | 4113_G_1A | 4113 | G | 1A |  | Combustion Turbine | MIS_MNWI | Wisconsin | Juneau | 2.2 | 2005 | 9999 |  |  |  | 7.2573 | Default Emission Factor
Elroy | 4113_G_2A | 4113 | G | 2A |  | Combustion Turbine | MIS_MNWI | Wisconsin | Juneau | 2.2 | 2005 | 9999 |  |  |  | 7.2573 | Default Emission Factor
Elroy | 4113_G_5 | 4113 | G | 5 |  | Combustion Turbine | MIS_MNWI | Wisconsin | Juneau | 2.2 | 1973 | 9999 |  |  |  | 3.2013 | Default Emission Factor
Fennimore | 4114_G_4 | 4114 | G | 4 |  | Combustion Turbine | MIS_MNWI | Wisconsin | Grant | 1.1 | 1964 | 9999 |  |  |  | 7.2573 | Default Emission Factor
Fennimore | 4114_G_5 | 4114 | G | 5 |  | Combustion Turbine | MIS_MNWI | Wisconsin | Grant | 0.9 | 1952 | 9999 |  |  |  | 7.2573 | Default Emission Factor
Fennimore | 4114_G_6 | 4114 | G | 6 |  | Combustion Turbine | MIS_MNWI | Wisconsin | Grant | 2 | 1999 | 9999 |  |  |  | 7.2573 | Default Emission Factor
Fennimore | 4114_G_7 | 4114 | G | 7 |  | Combustion Turbine | MIS_MNWI | Wisconsin | Grant | 2 | 1999 | 9999 |  |  |  | 7.2573 | Default Emission Factor
Fennimore | 4114_G_8 | 4114 | G | 8 |  | Combustion Turbine | MIS_MNWI | Wisconsin | Grant | 2 | 1999 | 9999 |  |  |  | 7.2573 | Default Emission Factor
Kaukauna Gas Turbine | 4118_G_GT1 | 4118 | G | GT1 |  | Combustion Turbine | MIS_WUMS | Wisconsin | Outagamie | 15.8 | 1969 | 9999 |  |  |  | 0.72922 | Default Emission Factor
La Farge | 4124_G_2A | 4124 | G | 2A |  | Combustion Turbine | MIS_MNWI | Wisconsin | Vernon | 1.5 | 1990 | 9999 |  |  |  | 7.2573 | Default Emission Factor
New Lisbon | 4130_G_2 | 4130 | G | 2 |  | Combustion Turbine | MIS_MNWI | Wisconsin | Juneau | 1.2 | 1966 | 9999 |  |  |  | 7.2573 | Default Emission Factor
New Lisbon | 4130_G_5 | 4130 | G | 5 |  | Combustion Turbine | MIS_MNWI | Wisconsin | Juneau | 2.4 | 1977 | 9999 |  |  |  | 7.2573 | Default Emission Factor
New Lisbon | 4130_G_6 | 4130 | G | 6 |  | Combustion Turbine | MIS_MNWI | Wisconsin | Juneau | 2 | 2005 | 9999 |  |  |  | 7.2573 | Default Emission Factor
New Lisbon | 4130_G_7 | 4130 | G | 7 |  | Combustion Turbine | MIS_MNWI | Wisconsin | Juneau | 2 | 2005 | 9999 |  |  |  | 7.2573 | Default Emission Factor
Viola | 4139_G_3 | 4139 | G | 3 |  | Combustion Turbine | MIS_MNWI | Wisconsin | Richland | 1.8 | 2002 | 9999 |  |  |  | 7.2573 | Default Emission Factor
Washington Island | 4148_G_2 | 4148 | G | 2 |  | Combustion Turbine | MIS_WUMS | Wisconsin | Door | 0.1 | 1952 | 9999 |  |  |  | 7.2573 | Default Emission Factor
Washington Island | 4148_G_3 | 4148 | G | 3 |  | Combustion Turbine | MIS_WUMS | Wisconsin | Door | 0.1 | 1945 | 9999 |  |  |  | 7.2573 | Default Emission Factor
Washington Island | 4148_G_4 | 4148 | G | 4 |  | Combustion Turbine | MIS_WUMS | Wisconsin | Door | 0.2 | 1951 | 9999 |  |  |  | 7.2573 | Default Emission Factor
Washington Island | 4148_G_5 | 4148 | G | 5 |  | Combustion Turbine | MIS_WUMS | Wisconsin | Door | 0.5 | 1968 | 9999 |  |  |  | 7.2573 | Default Emission Factor
Washington Island | 4148_G_6 | 4148 | G | 6 |  | Combustion Turbine | MIS_WUMS | Wisconsin | Door | 0.9 | 1972 | 9999 |  |  |  | 7.2573 | Default Emission Factor
Washington Island | 4148_G_7 | 4148 | G | 7 |  | Combustion Turbine | MIS_WUMS | Wisconsin | Door | 1.6 | 1997 | 9999 |  |  |  | 7.2573 | Default Emission Factor
Washington Island | 4148_G_8 | 4148 | G | 8 |  | Combustion Turbine | MIS_WUMS | Wisconsin | Door | 1.6 | 1997 | 9999 |  |  |  | 7.2573 | Default Emission Factor
Powerlane Plant | 4195_G_EP | 4195 | G | EP |  | Combustion Turbine | ERC_REST | Texas | Hunt | 8.2 | 2010 | 9999 | 2019 | 5.3968 | 2164 | 4.9878 | NEI 2019
Powerlane Plant | 4195_G_EP2 | 4195 | G | EP2 |  | Combustion Turbine | ERC_REST | Texas | Hunt | 8.2 | 2010 | 9999 | 2019 | 4.9842 | 2164 | 4.6065 | NEI 2019
Powerlane Plant | 4195_G_EP3 | 4195 | G | EP3 |  | Combustion Turbine | ERC_REST | Texas | Hunt | 8.2 | 2010 | 9999 | 2019 | 4.4071 | 2164 | 4.0731 | NEI 2019
Glenarm | 422_G_GT1 | 422 | G | GT1 |  | Combustion Turbine | WECC_SCE | California | Los Angeles | 28.6 | 1976 | 9999 | 2018 | 0.13818 | 13159.5844 | 0.021 | California Air Resources Board
Glenarm | 422_G_GT2 | 422 | G | GT2 |  | Combustion Turbine | WECC_SCE | California | Los Angeles | 28.6 | 1976 | 9999 | 2018 | 0.13818 | 13159.5844 | 0.021 | California Air Resources Board
Glenarm | 422_G_GT3 | 422 | G | GT3 | 88258 | Combustion Turbine | WECC_SCE | California | Los Angeles | 47.2 | 2004 | 9999 | 2018 | 0.22805 | 21717.9156 | 0.021 | California Air Resources Board
Glenarm | 422_G_GT4 | 422 | G | GT4 | 88259 | Combustion Turbine | WECC_SCE | California | Los Angeles | 47.2 | 2004 | 9999 | 2018 | 0.22805 | 21717.9156 | 0.021 | California Air Resources Board
Glenarm | 422_G_GT5 | 422 | G | GT5 | 90975 | Combined Cycle | WECC_SCE | California | Los Angeles | 68 | 2016 | 9999 | 2018 | 0.32855 | 30634 | 0.02166 | California Air Resources Board
Glenarm | 422_G_ST1 | 422 | G | ST1 |  | Combined Cycle | WECC_SCE | California | Los Angeles | 16 | 2016 | 9999 | 2018 | 0.077305 | 6844.32 | 0.02166 | California Air Resources Board
Logan City | 4251_G_1 | 4251 | G | 1 |  | Combustion Turbine | WECC_UT | Utah | Cache | 4.5 | 2002 | 9999 |  |  |  | 0.72922 | Default Emission Factor
Logan City | 4251_G_2 | 4251 | G | 2 |  | Combustion Turbine | WECC_UT | Utah | Cache | 4.5 | 2002 | 9999 |  |  |  | 0.72922 | Default Emission Factor
Logan City | 4251_G_3 | 4251 | G | 3 |  | Combustion Turbine | WECC_UT | Utah | Cache | 4.5 | 2002 | 9999 |  |  |  | 0.72922 | Default Emission Factor
Walnut | 4256_G_1 | 4256 | G | 1 |  | Combustion Turbine | WEC_CALN | California | Stanislaus | 23.5 | 1986 | 9999 |  |  |  | 0.72922 | Default Emission Factor
Walnut | 4256_G_2 | 4256 | G | 2 |  | Combustion Turbine | WEC_CALN | California | Stanislaus | 23.5 | 1986 | 9999 | 2017 | 0.36129 | 153.5 | 4.7073 | NEI 2019
Easton 2 | 4257_G_201 | 4257 | G | 201 |  | Combustion Turbine | PJM_EMAC | Maryland | Talbot | 1.5 | 1995 | 9999 |  |  |  | 7.2573 | Default Emission Factor
Easton 2 | 4257_G_202 | 4257 | G | 202 |  | Combustion Turbine | PJM_EMAC | Maryland | Talbot | 1.5 | 1995 | 9999 |  |  |  | 7.2573 | Default Emission Factor
Easton 2 | 4257_G_203 | 4257 | G | 203 |  | Combustion Turbine | PJM_EMAC | Maryland | Talbot | 4.5 | 2004 | 9999 | 2019 | 0.003423 | 12 | 0.5705 | NEI 2019
Easton 2 | 4257_G_204 | 4257 | G | 204 |  | Combustion Turbine | PJM_EMAC | Maryland | Talbot | 4.5 | 2004 | 9999 | 2019 | 0.002752 | 12 | 0.45867 | NEI 2019
Easton 2 | 4257_G_21 | 4257 | G | 21 |  | Combustion Turbine | PJM_EMAC | Maryland | Talbot | 6.2 | 1978 | 9999 |  |  |  | 7.2573 | Default Emission Factor
Easton 2 | 4257_G_22 | 4257 | G | 22 |  | Combustion Turbine | PJM_EMAC | Maryland | Talbot | 6.2 | 1978 | 9999 |  |  |  | 7.2573 | Default Emission Factor
Easton 2 | 4257_G_23 | 4257 | G | 23 |  | Combustion Turbine | PJM_EMAC | Maryland | Talbot | 6.3 | 1989 | 9999 |  |  |  | 7.2573 | Default Emission Factor
Easton 2 | 4257_G_24 | 4257 | G | 24 |  | Combustion Turbine | PJM_EMAC | Maryland | Talbot | 6.3 | 1989 | 9999 |  |  |  | 7.2573 | Default Emission Factor
Pueblo | 460_G_IC1 | 460 | G | IC1 |  | Combustion Turbine | WECC_CO | Colorado | Pueblo | 2 | 1964 | 9999 |  |  |  | 7.2573 | Default Emission Factor
Pueblo | 460_G_IC3 | 460 | G | IC3 |  | Combustion Turbine | WECC_CO | Colorado | Pueblo | 2 | 1964 | 9999 |  |  |  | 7.2573 | Default Emission Factor
Pueblo | 460_G_IC4 | 460 | G | IC4 |  | Combustion Turbine | WECC_CO | Colorado | Pueblo | 2 | 1964 | 9999 |  |  |  | 7.2573 | Default Emission Factor
Pueblo | 460_G_IC5 | 460 | G | IC5 |  | Combustion Turbine | WECC_CO | Colorado | Pueblo | 2 | 1964 | 9999 |  |  |  | 7.2573 | Default Emission Factor
Alamosa | 464_G_CT1 | 464 | G | CT1 |  | Combustion Turbine | WECC_CO | Colorado | Alamosa | 13 | 1973 | 2025 | 2017 | 1.4499 | 195.4815 | 14.8346 | NEI 2019
Alamosa | 464_G_CT2 | 464 | G | CT2 |  | Combustion Turbine | WECC_CO | Colorado | Alamosa | 14 | 1977 | 2025 | 2017 | 0.76118 | 210.5185 | 7.2315 | NEI 2019
Cherokee | 469_G_5 | 469 | G | 5 | 90850 | Combined Cycle | WECC_CO | Colorado | Adams | 168 | 2015 | 9999 | 2017 | 48.06 | 2153174 | 0.07498 | NEI 2019
Cherokee | 469_G_6 | 469 | G | 6 | 90851 | Combined Cycle | WECC_CO | Colorado | Adams | 168 | 2015 | 9999 | 2017 | 67.81 | 937553 | 0.07498 | NEI 2019
Cherokee | 469_G_7 | 469 | G | 7 | 90850 | Combined Cycle | WECC_CO | Colorado | Adams | 240 | 2015 | 9999 |  |  |  | 0.07498 | NEI 2019
Colbert | 47_G_GT1 | 47 | G | GT1 | 88150 | Combustion Turbine | S_C_TVA | Alabama | Colbert | 45.4 | 1972 | 9999 | 2019 | 0.094 | 208.75 | 0.9006 | NEI 2019
Colbert | 47_G_GT2 | 47 | G | GT2 | 88151 | Combustion Turbine | S_C_TVA | Alabama | Colbert | 45.4 | 1972 | 9999 | 2019 | 0.096 | 208.75 | 0.91976 | NEI 2019
Colbert | 47_G_GT3 | 47 | G | GT3 | 88152 | Combustion Turbine | S_C_TVA | Alabama | Colbert | 45.4 | 1972 | 9999 |  |  |  | 0.72922 | Default Emission Factor
Colbert | 47_G_GT4 | 47 | G | GT4 | 88153 | Combustion Turbine | S_C_TVA | Alabama | Colbert | 45.4 | 1972 | 9999 | 2019 | 0.088 | 208.75 | 0.84311 | NEI 2019
Colbert | 47_G_GT5 | 47 | G | GT5 | 88154 | Combustion Turbine | S_C_TVA | Alabama | Colbert | 45.4 | 1972 | 9999 | 2019 | 0.112 | 208.75 | 1.0731 | NEI 2019
Colbert | 47_G_GT6 | 47 | G | GT6 | 88155 | Combustion Turbine | S_C_TVA | Alabama | Colbert | 45.4 | 1972 | 9999 | 2019 | 0.105 | 208.75 | 1.006 | NEI 2019
Colbert | 47_G_GT7 | 47 | G | GT7 | 88156 | Combustion Turbine | S_C_TVA | Alabama | Colbert | 45.4 | 1972 | 9999 |  |  |  | 0.72922 | Default Emission Factor
Colbert | 47_G_GT8 | 47 | G | GT8 | 88157 | Combustion Turbine | S_C_TVA | Alabama | Colbert | 45.4 | 1972 | 9999 |  |  |  | 0.72922 | Default Emission Factor
Fruita | 471_G_1 | 471 | G | 1 |  | Combustion Turbine | WECC_CO | Colorado | Mesa | 14 | 1973 | 2025 | 2017 | 0.236 | 170 | 2.7765 | NEI 2019
Valmont | 477_G_6 | 477 | G | 6 |  | Combustion Turbine | WECC_CO | Colorado | Boulder | 43 | 1973 | 2025 | 2017 | 0.77945 | 913 | 1.7074 | NEI 2019
Thomas C Ferguson | 4937_G_CT-1 | 4937 | G | CT-1 | 90812 | Combined Cycle | ERC_REST | Texas | Llano | 168 | 2014 | 9999 | 2019 | 8.035 | 2223415 | 0.0111 | NEI 2019
Thomas C Ferguson | 4937_G_CT-2 | 4937 | G | CT-2 | 90813 | Combined Cycle | ERC_REST | Texas | Llano | 168 | 2014 | 9999 | 2019 | 9.815 | 994295 | 0.0111 | NEI 2019
Thomas C Ferguson | 4937_G_STG | 4937 | G | STG | 90812 | Combined Cycle | ERC_REST | Texas | Llano | 180 | 2014 | 9999 |  |  |  | 0.0111 | NEI 2019
Barney M Davis | 4939_G_2 | 4939 | G | 2 | 90244 | Combined Cycle | ERC_REST | Texas | Nueces | 319 | 1976 | 9999 |  |  |  | 0.09884 | NEI 2019
Barney M Davis | 4939_G_3 | 4939 | G | 3 | 90244 | Combined Cycle | ERC_REST | Texas | Nueces | 157 | 2010 | 9999 | 2019 | 46.6 | 736419 | 0.09884 | NEI 2019
Barney M Davis | 4939_G_4 | 4939 | G | 4 | 90245 | Combined Cycle | ERC_REST | Texas | Nueces | 157 | 2010 | 9999 | 2019 | 20.7 | 625393 | 0.09884 | NEI 2019
Riverside (OK) | 4940_G_3 | 4940 | G | 3 | 91251 | Combustion Turbine | SPP_WEST | Oklahoma | Tulsa | 79 | 2008 | 9999 | 2019 | 2.7645 | 32076 | 0.17237 | NEI 2019
Riverside (OK) | 4940_G_4 | 4940 | G | 4 | 91252 | Combustion Turbine | SPP_WEST | Oklahoma | Tulsa | 79 | 2008 | 9999 | 2019 | 0.97053 | 32076 | 0.06051 | NEI 2019
Riverside (OK) | 4940_G_IC1 | 4940 | G | IC1 |  | Combustion Turbine | SPP_WEST | Oklahoma | Tulsa | 2.8 | 1976 | 9999 |  |  |  | 7.2573 | Default Emission Factor
Pittsfield Generating LP | 50002_G_GEN1 | 50002 | G | GEN1 | 3627 | Combined Cycle | NENGREST | Massachusetts | Berkshire | 35.2 | 1990 | 9999 | 2019 | 1.379 | 18007 | 0.1241 | NEI 2019
Pittsfield Generating LP | 50002_G_GEN2 | 50002 | G | GEN2 | 3628 | Combined Cycle | NENGREST | Massachusetts | Berkshire | 35.2 | 1990 | 9999 | 2019 | 1.131 | 18210 | 0.1241 | NEI 2019
Pittsfield Generating LP | 50002_G_GEN3 | 50002 | G | GEN3 | 3629 | Combined Cycle | NENGREST | Massachusetts | Berkshire | 35.2 | 1990 | 9999 | 2019 | 0.964 | 18815 | 0.1241 | NEI 2019
Pittsfield Generating LP | 50002_G_GEN4 | 50002 | G | GEN4 | 3627 | Combined Cycle | NENGREST | Massachusetts | Berkshire | 45.8 | 1990 | 9999 | 2019 | 1.5 | 25130 | 0.1241 | NEI 2019
Chalk Cliff Limited | 50003_G_GEN1 | 50003 | G | GEN1 |  | Combustion Turbine | WEC_CALN | California | Kern | 46 | 1990 | 9999 | 2017 | 4.2092 | 20877 | 0.40324 | NEI 2019
Linden Cogen Plant | 50006_G_GTG1 | 50006 | G | GTG1 | 3631 | Combined Cycle | NY_Z_J | New Jersey | Union | 98.3 | 1992 | 9999 | 2019 | 13.62 | 876034 | 0.03941 | NEI 2019
Linden Cogen Plant | 50006_G_GTG2 | 50006 | G | GTG2 | 3632 | Combined Cycle | NY_Z_J | New Jersey | Union | 98.3 | 1992 | 9999 | 2019 | 16.28 | 641256 | 0.03941 | NEI 2019
Linden Cogen Plant | 50006_G_GTG3 | 50006 | G | GTG3 | 3633 | Combined Cycle | NY_Z_J | New Jersey | Union | 98.3 | 1992 | 9999 | 2019 | 21.77 | 596489 | 0.05284 | NEI 2019
Linden Cogen Plant | 50006_G_GTG4 | 50006 | G | GTG4 | 3634 | Combined Cycle | NY_Z_J | New Jersey | Union | 98.3 | 1992 | 9999 | 2019 | 22.89 | 587074 | 0.05284 | NEI 2019
Linden Cogen Plant | 50006_G_GTG5 | 50006 | G | GTG5 | 3635 | Combined Cycle | NY_Z_J | New Jersey | Union | 98.3 | 1992 | 9999 | 2019 | 22.94 | 1094546 | 0.02114 | NEI 2019
Linden Cogen Plant | 50006_G_GTG6 | 50006 | G | GTG6 | 3630 | Combined Cycle | NY_Z_J | New Jersey | Union | 165.8 | 2002 | 9999 | 2019 | 1.29 | 1197763 | 0.02114 | NEI 2019
Linden Cogen Plant | 50006_G_STG1 | 50006 | G | STG1 | 3631 | Combined Cycle | NY_Z_J | New Jersey | Union | 98.3 | 1992 | 9999 |  |  |  | 0.03941 | NEI 2019
Linden Cogen Plant | 50006_G_STG2 | 50006 | G | STG2 | 3633 | Combined Cycle | NY_Z_J | New Jersey | Union | 98.3 | 1992 | 9999 |  |  |  | 0.05284 | NEI 2019
Linden Cogen Plant | 50006_G_STG3 | 50006 | G | STG3 | 3630 | Combined Cycle | NY_Z_J | New Jersey | Union | 98.4 | 1992 | 9999 |  |  |  | 0.02114 | NEI 2019
Plant 31 Paper Mill | 50028_G_GEN7 | 50028 | G | GEN7 |  | Combustion Turbine | MIS_LA | Louisiana | Ouachita | 32 | 2016 | 9999 |  |  |  | 0.72922 | Default Emission Factor
MMWAC Resource Recovery Facility | 50035_G_ST1 | 50035 | G | ST1 |  | Municipal Solid Waste | NENG_ME | Maine | Androscoggin | 2.7 | 1992 | 9999 | 2019 | 17.01 | 16100 | 2.113 | NEI 2019
Houston Chemical Complex Battleground | 50043_G_GT1 | 50043 | G | GT1 |  | Combined Cycle | ERC_REST | Texas | Harris | 66 | 1982 | 9999 |  |  |  | 0.14766 | Default Emission Factor
Houston Chemical Complex Battleground | 50043_G_GT2 | 50043 | G | GT2 |  | Combined Cycle | ERC_REST | Texas | Harris | 66 | 1982 | 9999 |  |  |  | 0.14766 | Default Emission Factor
Houston Chemical Complex Battleground | 50043_G_GT3 | 50043 | G | GT3 |  | Combined Cycle | ERC_REST | Texas | Harris | 69 | 2005 | 9999 |  |  |  | 0.14766 | Default Emission Factor
Houston Chemical Complex Battleground | 50043_G_ST | 50043 | G | ST |  | Combined Cycle | ERC_REST | Texas | Harris | 62 | 1982 | 9999 |  |  |  | 0.14766 | Default Emission Factor
Brown Station Road Plant I | 50060_G_3972 | 50060 | G | 3972 |  | Landfill Gas | PJM_SMAC | Maryland | Prince Georges | 0.8 | 1987 | 9999 |  |  |  | 8.0181 | Default Emission Factor
Brown Station Road Plant I | 50060_G_9314 | 50060 | G | 9314 |  | Landfill Gas | PJM_SMAC | Maryland | Prince Georges | 0.8 | 1987 | 9999 |  |  |  | 8.0181 | Default Emission Factor
Brown Station Road Plant I | 50060_G_9340 | 50060 | G | 9340 |  | Landfill Gas | PJM_SMAC | Maryland | Prince Georges | 0.8 | 1987 | 9999 |  |  |  | 8.0181 | Default Emission Factor
Univ of Calif Santa Cruz Cogeneration | 50064_G_003 | 50064 | G | 003 |  | Combustion Turbine | WEC_CALN | California | Santa Cruz | 4.4 | 2015 | 9999 |  |  |  | 0.72922 | Default Emission Factor
Veolia Energy Trenton L.P. | 50094_G_7214 | 50094 | G | 7214 |  | Combustion Turbine | PJM_EMAC | New Jersey | Mercer | 5.8 | 1983 | 9999 |  |  |  | 3.2013 | Default Emission Factor
Tamarack Energy Partnership | 50099_G_GEN1 | 50099 | G | GEN1 |  | Biomass | WECC_ID | Idaho | Adams | 5.8 | 1983 | 9999 | 2017 | 45.8032 | 19942 | 4.5937 | NEI 2019
Paris Energy Center | 50109_G_GEN1 | 50109 | G | GEN1 | 89668 | Combined Cycle | ERC_REST | Texas | Lamar | 78 | 1989 | 9999 | 2019 | 17.0783 | 154399 | 0.15318 | NEI 2019
Paris Energy Center | 50109_G_GEN2 | 50109 | G | GEN2 | 89669 | Combined Cycle | ERC_REST | Texas | Lamar | 80 | 1989 | 9999 | 2019 | 17.9166 | 157493 | 0.15318 | NEI 2019
Paris Energy Center | 50109_G_GEN3 | 50109 | G | GEN3 | 89668 | Combined Cycle | ERC_REST | Texas | Lamar | 78 | 1989 | 9999 | 2019 | 0.2978 | 148922 | 0.15318 | NEI 2019
Sierra Pacific Loyalton Facility | 50111_G_GEN1 | 50111 | G | GEN1 |  | Biomass | WEC_CALN | California | Sierra | 11.8 | 1989 | 9999 |  |  |  | 7.9218 | Default Emission Factor
US Borax | 50115_G_GEN1 | 50115 | G | GEN1 |  | Combustion Turbine | WECC_SCE | California | Kern | 39 | 1984 | 9999 |  |  |  | 0.72922 | Default Emission Factor
Hal C Weaver Power Plant | 50118_G_GEN10 | 50118 | G | GEN10 |  | Combined Cycle | ERC_REST | Texas | Travis | 33 | 2010 | 9999 | 2019 | 6.7543 | 113621.92 | 0.08685 | NEI 2019
Hal C Weaver Power Plant | 50118_G_GEN4 | 50118 | G | GEN4 |  | Combined Cycle | ERC_REST | Texas | Travis | 7.6 | 1951 | 9999 |  |  |  | 0.9328 | NEI 2019
Hal C Weaver Power Plant | 50118_G_GEN5 | 50118 | G | GEN5 |  | Combined Cycle | ERC_REST | Texas | Travis | 6 | 1959 | 9999 |  |  |  | 0.9328 | NEI 2019
Hal C Weaver Power Plant | 50118_G_GEN7 | 50118 | G | GEN7 |  | Combined Cycle | ERC_REST | Texas | Travis | 27.6 | 1979 | 9999 |  |  |  | 0.9328 | NEI 2019
Hal C Weaver Power Plant | 50118_G_GEN8 | 50118 | G | GEN8 |  | Combined Cycle | ERC_REST | Texas | Travis | 46.5 | 1987 | 9999 | 2019 | 51.571 | 122931.01 | 0.9328 | NEI 2019
Hal C Weaver Power Plant | 50118_G_GEN9 | 50118 | G | GEN9 |  | Combined Cycle | ERC_REST | Texas | Travis | 26.1 | 2004 | 9999 |  |  |  | 0.08685 | NEI 2019
Phillips 66 Rodeo Refinery | 50119_G_GENA | 50119 | G | GENA |  | Fossil Waste | WEC_CALN | California | Contra Costa | 15.3 | 1987 | 9999 | 2017 | 34.9263 | 127930.4803 | 0.54602 | NEI 2019
Phillips 66 Rodeo Refinery | 50119_G_GENB | 50119 | G | GENB |  | Fossil Waste | WEC_CALN | California | Contra Costa | 15.4 | 1987 | 9999 | 2017 | 43.1421 | 128766.6272 | 0.67008 | NEI 2019
Phillips 66 Rodeo Refinery | 50119_G_GENC | 50119 | G | GENC |  | Fossil Waste | WEC_CALN | California | Contra Costa | 14.9 | 1987 | 9999 | 2019 | 30.2416 | 127046.6798 | 0.47607 | NEI 2019
Signal Hill Generating LLC | 50127_G_GTA | 50127 | G | GTA |  | Combined Cycle | ERC_WEST | Texas | Wichita | 19.7 | 1987 | 9999 | 2019 | 1.8579 | 4836 | 0.72866 | NEI 2019
Signal Hill Generating LLC | 50127_G_GTB | 50127 | G | GTB |  | Combined Cycle | ERC_WEST | Texas | Wichita | 19.7 | 1987 | 9999 | 2019 | 1.0175 | 3007 | 0.72866 | NEI 2019
Signal Hill Generating LLC | 50127_G_GTC | 50127 | G | GTC |  | Combined Cycle | ERC_WEST | Texas | Wichita | 19.7 | 1987 | 9999 | 2019 | 2.4715 | 4520 | 0.72866 | NEI 2019
Signal Hill Generating LLC | 50127_G_STD | 50127 | G | STD |  | Combined Cycle | ERC_WEST | Texas | Wichita | 17 | 1987 | 9999 |  |  |  | 0.72866 | NEI 2019
Sycamore Cogeneration | 50134_G_GTAG | 50134 | G | GTAG |  | Combustion Turbine | WECC_SCE | California | Kern | 75 | 1987 | 9999 | 2019 | 89.842 | 143301 | 1.2539 | NEI 2019
Sycamore Cogeneration | 50134_G_GTBG | 50134 | G | GTBG |  | Combustion Turbine | WECC_SCE | California | Kern | 75 | 1987 | 9999 |  |  |  | 0.72922 | Default Emission Factor
Sycamore Cogeneration | 50134_G_GTCG | 50134 | G | GTCG |  | Combustion Turbine | WECC_SCE | California | Kern | 75 | 1987 | 9999 | 2017 | 88.4817 | 309800.25 | 0.57122 | NEI 2019
Sycamore Cogeneration | 50134_G_GTDG | 50134 | G | GTDG |  | Combustion Turbine | WECC_SCE | California | Kern | 75 | 1987 | 9999 | 2017 | 2.2597 | 309800.25 | 0.01459 | NEI 2019
South Oaks Hospital | 50136_G_CG1 | 50136 | G | CG1 |  | Combustion Turbine | NY_Z_K | New York | Suffolk | 0.1 | 2008 | 9999 |  |  |  | 3.2013 | Default Emission Factor
South Oaks Hospital | 50136_G_CG2 | 50136 | G | CG2 |  | Combustion Turbine | NY_Z_K | New York | Suffolk | 0.1 | 2008 | 9999 |  |  |  | 3.2013 | Default Emission Factor
South Oaks Hospital | 50136_G_CG3 | 50136 | G | CG3 |  | Combustion Turbine | NY_Z_K | New York | Suffolk | 0.1 | 2008 | 9999 |  |  |  | 3.2013 | Default Emission Factor
South Oaks Hospital | 50136_G_CG4 | 50136 | G | CG4 |  | Combustion Turbine | NY_Z_K | New York | Suffolk | 0.1 | 2008 | 9999 |  |  |  | 3.2013 | Default Emission Factor
South Oaks Hospital | 50136_G_CG5 | 50136 | G | CG5 |  | Combustion Turbine | NY_Z_K | New York | Suffolk | 0.1 | 2008 | 9999 |  |  |  | 3.2013 | Default Emission Factor
Snider Industries | 50141_G_WGN1 | 50141 | G | WGN1 |  | Biomass | SPP_WEST | Texas | Harrison | 5 | 1983 | 9999 | 2017 | 34.32 | 17781 | 3.8603 | NEI 2019
Linde Wilmington | 50148_G_GEN1 | 50148 | G | GEN1 |  | Combined Cycle | WEC_LADW | California | Los Angeles | 21 | 1988 | 9999 |  |  |  | 0.14766 | Default Emission Factor
Linde Wilmington | 50148_G_GEN2 | 50148 | G | GEN2 |  | Combined Cycle | WEC_LADW | California | Los Angeles | 6 | 1988 | 9999 |  |  |  | 0.14766 | Default Emission Factor
Union Carbide Seadrift Cogen | 50150_G_GE10 | 50150 | G | GE10 |  | Combined Cycle | ERC_REST | Texas | Calhoun | 15 | 1964 | 9999 |  |  |  | 0.12056 | NEI 2019
Union Carbide Seadrift Cogen | 50150_G_GE11 | 50150 | G | GE11 |  | Combined Cycle | ERC_REST | Texas | Calhoun | 30 | 2000 | 9999 | 2019 | 21.2765 | 239241.77 | 0.12056 | NEI 2019
Union Carbide Seadrift Cogen | 50150_G_GEN5 | 50150 | G | GEN5 |  | Combined Cycle | ERC_REST | Texas | Calhoun | 15 | 1987 | 9999 |  |  |  | 0.12056 | NEI 2019
Union Carbide Seadrift Cogen | 50150_G_GEN6 | 50150 | G | GEN6 |  | Combined Cycle | ERC_REST | Texas | Calhoun | 30 | 1987 | 9999 | 2019 | 13.8118 | 171722.01 | 0.12056 | NEI 2019
Union Carbide Seadrift Cogen | 50150_G_GEN7 | 50150 | G | GEN7 |  | Combined Cycle | ERC_REST | Texas | Calhoun | 6 | 1987 | 9999 |  |  |  | 0.12056 | NEI 2019
Union Carbide Seadrift Cogen | 50150_G_GEN8 | 50150 | G | GEN8 |  | Combined Cycle | ERC_REST | Texas | Calhoun | 30 | 1987 | 9999 | 2019 | 9.3715 | 154750.89 | 0.12056 | NEI 2019
Union Carbide Seadrift Cogen | 50150_G_GEN9 | 50150 | G | GEN9 |  | Combined Cycle | ERC_REST | Texas | Calhoun | 15 | 1987 | 9999 |  |  |  | 0.12056 | NEI 2019
Dow St Charles Operations | 50152_G_CGN1 | 50152 | G | CGN1 |  | Combined Cycle | MIS_LA | Louisiana | St Charles | 100 | 1996 | 9999 | 2019 | 746.28 | 865658.3 | 1.4376 | NEI 2019
Dow St Charles Operations | 50152_G_CGN2 | 50152 | G | CGN2 |  | Combined Cycle | MIS_LA | Louisiana | St Charles | 100 | 1997 | 9999 | 2019 | 753.36 | 883668.47 | 1.4376 | NEI 2019
Dow St Charles Operations | 50152_G_CSTG | 50152 | G | CSTG |  | Combined Cycle | MIS_LA | Louisiana | St Charles | 50 | 2002 | 9999 |  |  |  | 1.4376 | NEI 2019
Dow St Charles Operations | 50152_G_STG | 50152 | G | STG |  | Combined Cycle | MIS_LA | Louisiana | St Charles | 20 | 1997 | 9999 |  |  |  | 1.4376 | NEI 2019
Berry Cogen | 50170_G_GEN1 | 50170 | G | GEN1 |  | Combustion Turbine | WEC_CALN | California | Kern | 35 | 1986 | 9999 | 2017 | 55.1427 | 251702 | 0.43816 | NEI 2019
Columbus MS | 50184_G_TG2 | 50184 | G | TG2 |  | Non-Fossil Waste | S_C_TVA | Mississippi | Lowndes | 46 | 1982 | 9999 | 2019 | 1116.55 | 114280.59 | 19.5405 | NEI 2019
Holly | 502_G_5 | 502 | G | 5 |  | Combustion Turbine | WECC_CO | Colorado | Prowers | 0.3 | 2000 | 9999 |  |  |  | 7.2573 | Default Emission Factor
Holly | 502_G_CAT | 502 | G | CAT |  | Combustion Turbine | WECC_CO | Colorado | Prowers | 1.7 | 2007 | 9999 |  |  |  | 7.2573 | Default Emission Factor
Holly | 502_G_EMD | 502 | G | EMD |  | Combustion Turbine | WECC_CO | Colorado | Prowers | 0.7 | 1993 | 9999 |  |  |  | 7.2573 | Default Emission Factor
Williams Ignacio Natural Gas Plant | 50205_G_7101 | 50205 | G | 7101 |  | Non-Fossil Waste | WECC_CO | Colorado | La Plata | 6.1 | 1984 | 9999 |  |  |  | 6.5998 | Default Emission Factor
Watson Cogeneration | 50216_G_GN91 | 50216 | G | GN91 |  | Combined Cycle | WECC_SCE | California | Los Angeles | 82 | 1988 | 9999 | 2019 | 4.2776 | 854869 | 0.01142 | NEI 2019
Watson Cogeneration | 50216_G_GN92 | 50216 | G | GN92 |  | Combined Cycle | WECC_SCE | California | Los Angeles | 82 | 1988 | 9999 | 2019 | 4.6775 | 712962 | 0.01142 | NEI 2019
Watson Cogeneration | 50216_G_GN93 | 50216 | G | GN93 |  | Combined Cycle | WECC_SCE | California | Los Angeles | 82 | 1988 | 9999 | 2019 | 4.2371 | 773214 | 0.00748 | NEI 2019
Watson Cogeneration | 50216_G_GN94 | 50216 | G | GN94 |  | Combined Cycle | WECC_SCE | California | Los Angeles | 82 | 1987 | 9999 | 2019 | 1.2563 | 695799 | 0.00748 | NEI 2019
Watson Cogeneration | 50216_G_GN95 | 50216 | G | GN95 |  | Combined Cycle | WECC_SCE | California | Los Angeles | 35 | 1988 | 9999 |  |  |  | 0.01142 | NEI 2019
Watson Cogeneration | 50216_G_GN96 | 50216 | G | GN96 |  | Combined Cycle | WECC_SCE | California | Los Angeles | 35 | 1987 | 9999 |  |  |  | 0.00748 | NEI 2019
Bucksport Generation LLC | 50243_G_GEN4 | 50243 | G | GEN4 | 4072 | Combustion Turbine | NENG_ME | Maine | Hancock | 156.8 | 2001 | 9999 | 2019 | 3.12 | 1362 | 4.5815 | NEI 2019
Pioneer Valley Resource Recovery | 50273_G_DLV1 | 50273 | G | DLV1 |  | Municipal Solid Waste | NENGREST | Massachusetts | Hampden | 7.5 | 1988 | 9999 | 2019 | 3.51 | 33448 | 0.20988 | NEI 2019
Archbald Power Station | 50279_G_Gen2 | 50279 | G | Gen2 | 3643 | Combustion Turbine | PJM_WMAC | Pennsylvania | Lackawanna | 43.7 | 2001 | 9999 | 2019 | 21.55 | 46204.323 | 0.93281 | NEI 2019
Archbald Power Station | 50279_G_GEN5 | 50279 | G | GEN5 |  | Landfill Gas | PJM_WMAC | Pennsylvania | Lackawanna | 4 | 2010 | 9999 |  |  |  | 8.0181 | Default Emission Factor
Archbald Power Station | 50279_G_GEN6 | 50279 | G | GEN6 |  | Landfill Gas | PJM_WMAC | Pennsylvania | Lackawanna | 4 | 2010 | 9999 |  |  |  | 8.0181 | Default Emission Factor
Bethpage Power Plant | 50292_G_GEN1 | 50292 | G | GEN1 | 3647 | Combined Cycle | NY_Z_K | New York | Nassau | 22.2 | 1989 | 9999 | 2019 | 15.5694 | 196472 | 0.15849 | NEI 2019
Bethpage Power Plant | 50292_G_GEN2 | 50292 | G | GEN2 | 3648 | Combined Cycle | NY_Z_K | New York | Nassau | 22.2 | 1989 | 9999 |  |  |  | 0.15849 | NEI 2019
Bethpage Power Plant | 50292_G_GEN3 | 50292 | G | GEN3 | 3647 | Combined Cycle | NY_Z_K | New York | Nassau | 10.6 | 1989 | 9999 |  |  |  | 0.15849 | NEI 2019
Bethpage Power Plant | 50292_G_GEN4 | 50292 | G | GEN4 |  | Combustion Turbine | NY_Z_K | New York | Nassau | 0.4 | 1989 | 9999 | 2019 | 2.2344 | 45394 | 0.09845 | NEI 2019
Bethpage Power Plant | 50292_G_GEN5 | 50292 | G | GEN5 | 8438 | Combustion Turbine | NY_Z_K | New York | Nassau | 47 | 2002 | 9999 |  |  |  | 0.09845 | NEI 2019
Bethpage Power Plant | 50292_G_GEN6 | 50292 | G | GEN6 | 89507 | Combined Cycle | NY_Z_K | New York | Nassau | 49 | 2005 | 9999 | 2019 | 6.3116 | 111105 | 0.11361 | NEI 2019
Bethpage Power Plant | 50292_G_GEN7 | 50292 | G | GEN7 | 89507 | Combined Cycle | NY_Z_K | New York | Nassau | 33 | 2005 | 9999 |  |  |  | 0.11361 | NEI 2019
AltaGas Ripon Energy Inc. | 50299_G_GEN1 | 50299 | G | GEN1 |  | Combustion Turbine | WEC_CALN | California | San Joaquin | 46.1 | 1988 | 9999 | 2019 | 8.0129 | 5377 | 2.9804 | NEI 2019
University of Oklahoma | 50307_G_GEN5 | 50307 | G | GEN5 |  | Combustion Turbine | SPP_WEST | Oklahoma | Cleveland | 1.8 | 2001 | 9999 |  |  |  | 7.2573 | Default Emission Factor
Nalco | 50326_G_AT1 | 50326 | G | AT1 |  | Combined Cycle | PJM_COMD | Illinois | DuPage | 3 | 1985 | 2045 |  |  |  | 0.14766 | Default Emission Factor
Nalco | 50326_G_DPOX | 50326 | G | DPOX |  | Combined Cycle | PJM_COMD | Illinois | DuPage | 0.7 | 1985 | 2045 |  |  |  | 0.14766 | Default Emission Factor
West Point Treatment Plant | 50329_G_4 | 50329 | G | 4 |  | Non-Fossil Waste | WECC_PNW | Washington | King | 2.3 | 2012 | 9999 |  |  |  | 6.5998 | Default Emission Factor
West Point Treatment Plant | 50329_G_5 | 50329 | G | 5 |  | Non-Fossil Waste | WECC_PNW | Washington | King | 2.3 | 2012 | 9999 |  |  |  | 6.5998 | Default Emission Factor
PCS Nitrogen Fertilizer LP | 50341_G_GEN3 | 50341 | G | GEN3 |  | Combustion Turbine | MIS_LA | Louisiana | Iberville | 1.8 | 2010 | 9999 |  |  |  | 7.2573 | Default Emission Factor
PCS Nitrogen Fertilizer LP | 50341_G_GEN4 | 50341 | G | GEN4 |  | Combustion Turbine | MIS_LA | Louisiana | Iberville | 1.8 | 2014 | 9999 |  |  |  | 7.2573 | Default Emission Factor
Ridgewood Providence Power | 50365_G_PH21 | 50365 | G | PH21 |  | Landfill Gas | NENGREST | Rhode Island | Providence | 1.5 | 2005 | 9999 |  |  |  | 8.0181 | Default Emission Factor
Ridgewood Providence Power | 50365_G_PH22 | 50365 | G | PH22 |  | Landfill Gas | NENGREST | Rhode Island | Providence | 1.5 | 2005 | 9999 |  |  |  | 8.0181 | Default Emission Factor
Ridgewood Providence Power | 50365_G_PH23 | 50365 | G | PH23 |  | Landfill Gas | NENGREST | Rhode Island | Providence | 1.5 | 2005 | 9999 |  |  |  | 8.0181 | Default Emission Factor
Ridgewood Providence Power | 50365_G_PH24 | 50365 | G | PH24 |  | Landfill Gas | NENGREST | Rhode Island | Providence | 1.5 | 2005 | 9999 |  |  |  | 8.0181 | Default Emission Factor
University of Notre Dame | 50366_G_GEN3 | 50366 | G | GEN3 |  | Combustion Turbine | PJM_West | Indiana | St Joseph | 1 | 1952 | 9999 |  |  |  | 7.2573 | Default Emission Factor
University of Notre Dame | 50366_G_GEN4 | 50366 | G | GEN4 |  | Combustion Turbine | PJM_West | Indiana | St Joseph | 1 | 1952 | 9999 |  |  |  | 7.2573 | Default Emission Factor
University of Notre Dame | 50366_G_GEN8 | 50366 | G | GEN8 |  | Combustion Turbine | PJM_West | Indiana | St Joseph | 1.7 | 2006 | 9999 |  |  |  | 7.2573 | Default Emission Factor
University of Notre Dame | 50366_G_GEN9 | 50366 | G | GEN9 |  | Combustion Turbine | PJM_West | Indiana | St Joseph | 1.7 | 2006 | 9999 |  |  |  | 7.2573 | Default Emission Factor
University of Notre Dame | 50366_G_GN10 | 50366 | G | GN10 |  | Combustion Turbine | PJM_West | Indiana | St Joseph | 1.7 | 2006 | 9999 |  |  |  | 7.2573 | Default Emission Factor
University of Notre Dame | 50366_G_GT1 | 50366 | G | GT1 |  | Combustion Turbine | PJM_West | Indiana | St Joseph | 5.6 | 2019 | 9999 |  |  |  | 0.29834 | Default Emission Factor
University of Notre Dame | 50366_G_GT2 | 50366 | G | GT2 |  | Combustion Turbine | PJM_West | Indiana | St Joseph | 5.6 | 2019 | 9999 |  |  |  | 0.29834 | Default Emission Factor
Cornell University Central Heat | 50368_G_CT1 | 50368 | G | CT1 | 90477 | Combined Cycle | NY_Z_C&E | New York | Tompkins | 12.3 | 2009 | 9999 |  |  |  | 0.14766 | Default Emission Factor
Cornell University Central Heat | 50368_G_CT2 | 50368 | G | CT2 | 90478 | Combined Cycle | NY_Z_C&E | New York | Tompkins | 12.3 | 2009 | 9999 |  |  |  | 0.14766 | Default Emission Factor
Cornell University Central Heat | 50368_G_EDG1 | 50368 | G | EDG1 |  | Combustion Turbine | NY_Z_C&E | New York | Tompkins | 0.9 | 2009 | 9999 |  |  |  | 7.2573 | Default Emission Factor
Cornell University Central Heat | 50368_G_EDG2 | 50368 | G | EDG2 |  | Combustion Turbine | NY_Z_C&E | New York | Tompkins | 0.9 | 2009 | 9999 |  |  |  | 7.2573 | Default Emission Factor
Cornell University Central Heat | 50368_G_TG1 | 50368 | G | TG1 | 90477 | Combined Cycle | NY_Z_C&E | New York | Tompkins | 1 | 1988 | 9999 |  |  |  | 0.14766 | Default Emission Factor
Cornell University Central Heat | 50368_G_TG2 | 50368 | G | TG2 | 90478 | Combined Cycle | NY_Z_C&E | New York | Tompkins | 5.3 | 1988 | 9999 |  |  |  | 0.14766 | Default Emission Factor
Paxton Creek Cogeneration | 50373_G_GEN1 | 50373 | G | GEN1 |  | Combustion Turbine | PJM_WMAC | Pennsylvania | Dauphin | 6 | 1986 | 9999 |  |  |  | 3.2013 | Default Emission Factor
Paxton Creek Cogeneration | 50373_G_GEN2 | 50373 | G | GEN2 |  | Combustion Turbine | PJM_WMAC | Pennsylvania | Dauphin | 6 | 1986 | 9999 | 2019 | 2.4074 | 194 | 24.8186 | NEI 2019
Julesburg | 504_G_1 | 504 | G | 1 |  | Combustion Turbine | WECC_CO | Colorado | Sedgwick | 0.7 | 1951 | 9999 |  |  |  | 7.2573 | Default Emission Factor
Julesburg | 504_G_3 | 504 | G | 3 |  | Combustion Turbine | WECC_CO | Colorado | Sedgwick | 0.2 | 1945 | 9999 |  |  |  | 7.2573 | Default Emission Factor
Julesburg | 504_G_4 | 504 | G | 4 |  | Combustion Turbine | WECC_CO | Colorado | Sedgwick | 1.1 | 1964 | 9999 |  |  |  | 7.2573 | Default Emission Factor
Julesburg | 504_G_5 | 504 | G | 5 |  | Combustion Turbine | WECC_CO | Colorado | Sedgwick | 0.2 | 1946 | 9999 |  |  |  | 7.2573 | Default Emission Factor
BP Chemicals Green Lake Plant | 50404_G_TG2 | 50404 | G | TG2 |  | Non-Fossil Waste | ERC_REST | Texas | Calhoun | 15 | 1989 | 9999 |  |  |  | 6.5998 | Default Emission Factor
BP Chemicals Green Lake Plant | 50404_G_TG3 | 50404 | G | TG3 |  | Non-Fossil Waste | ERC_REST | Texas | Calhoun | 23.8 | 1997 | 9999 |  |  |  | 6.5998 | Default Emission Factor
Chester Operations | 50410_G_6 | 50410 | G | 6 |  | Combined Cycle | PJM_EMAC | Pennsylvania | Delaware | 14.1 | 2020 | 9999 |  |  |  | 0.03343 | Default Emission Factor
Olmsted Waste Energy | 50413_G_DGCAT | 50413 | G | DGCAT |  | Combustion Turbine | MIS_MNWI | Minnesota | Olmsted | 1.3 | 2009 | 9999 |  |  |  | 7.2573 | Default Emission Factor
Olmsted Waste Energy | 50413_G_TG2 | 50413 | G | TG2 |  | Municipal Solid Waste | MIS_MNWI | Minnesota | Olmsted | 1.3 | 1987 | 9999 | 2017 | 2.659 | 6658.08 | 0.79873 | NEI 2019
Olmsted Waste Energy | 50413_G_TG3 | 50413 | G | TG3 |  | Municipal Solid Waste | MIS_MNWI | Minnesota | Olmsted | 5 | 2010 | 9999 | 2017 | 3.75 | 21983.11 | 0.34117 | NEI 2019
Olmsted Waste Energy | 50413_G_TGI | 50413 | G | TGI |  | Municipal Solid Waste | MIS_MNWI | Minnesota | Olmsted | 1.4 | 1987 | 9999 | 2017 | 2.812 | 4660.85 | 1.2067 | NEI 2019
Bronx Zoo | 50427_G_GEN1 | 50427 | G | GEN1 |  | Combustion Turbine | NY_Z_J | New York | Bronx | 0.5 | 1991 | 9999 | 2018 | 0.85833 | 2902.0833 | 0.59153 | New York Emission Inventory
Bronx Zoo | 50427_G_GEN2 | 50427 | G | GEN2 |  | Combustion Turbine | NY_Z_J | New York | Bronx | 0.5 | 1991 | 9999 | 2018 | 0.85833 | 2902.0833 | 0.59153 | New York Emission Inventory
Bronx Zoo | 50427_G_GEN3 | 50427 | G | GEN3 |  | Combustion Turbine | NY_Z_J | New York | Bronx | 1.1 | 1991 | 9999 | 2018 | 1.8883 | 6384.5833 | 0.59153 | New York Emission Inventory
Bronx Zoo | 50427_G_GEN4 | 50427 | G | GEN4 |  | Combustion Turbine | NY_Z_J | New York | Bronx | 1.5 | 1995 | 9999 | 2018 | 2.575 | 8706.25 | 0.59153 | New York Emission Inventory
University of Michigan | 50431_G_TG1 | 50431 | G | TG1 |  | Combined Cycle | MIS_LMI | Michigan | Washtenaw | 11.5 | 1986 | 9999 | 2019 | 32.195 | 32683 | 0.97341 | NEI 2019
University of Michigan | 50431_G_TG10 | 50431 | G | TG10 |  | Combined Cycle | MIS_LMI | Michigan | Washtenaw | 3.5 | 1992 | 9999 | 2019 | 25.8053 | 30470 | 0.97341 | NEI 2019
University of Michigan | 50431_G_TG7 | 50431 | G | TG7 |  | Combined Cycle | MIS_LMI | Michigan | Washtenaw | 11.5 | 1975 | 9999 |  |  |  | 0.97341 | NEI 2019
University of Michigan | 50431_G_TG8 | 50431 | G | TG8 |  | Combined Cycle | MIS_LMI | Michigan | Washtenaw | 11.5 | 1975 | 9999 |  |  |  | 0.97341 | NEI 2019
University of Michigan | 50431_G_TG9 | 50431 | G | TG9 |  | Combined Cycle | MIS_LMI | Michigan | Washtenaw | 3.5 | 1990 | 9999 | 2019 | 9.445 | 30460 | 0.97341 | NEI 2019
Indeck Silver Springs Energy Center | 50449_G_GEN1 | 50449 | G | GEN1 | 3660 | Combined Cycle | NY_Z_C&E | New York | Wyoming | 34.5 | 1991 | 9999 | 2019 | 4.6528 | 43110.68 | 0.21585 | NEI 2019
Indeck Silver Springs Energy Center | 50449_G_GEN2 | 50449 | G | GEN2 | 3660 | Combined Cycle | NY_Z_C&E | New York | Wyoming | 15 | 1991 | 9999 |  |  |  | 0.21585 | NEI 2019
Indeck Oswego Energy Center | 50450_G_GEN1 | 50450 | G | GEN1 | 3661 | Combined Cycle | NY_Z_C&E | New York | Oswego | 35.1 | 1990 | 9999 | 2019 | 1.857 | 24724 | 0.15022 | NEI 2019
Indeck Oswego Energy Center | 50450_G_GEN2 | 50450 | G | GEN2 | 3661 | Combined Cycle | NY_Z_C&E | New York | Oswego | 13.8 | 1990 | 9999 |  |  |  | 0.15022 | NEI 2019
Indeck Yerkes Energy Center | 50451_G_GEN1 | 50451 | G | GEN1 | 3662 | Combined Cycle | NY_Z_A | New York | Erie | 32.3 | 1989 | 9999 | 2019 | 2.918 | 18760 | 0.25901 | NEI 2019
Indeck Yerkes Energy Center | 50451_G_GEN2 | 50451 | G | GEN2 | 3662 | Combined Cycle | NY_Z_A | New York | Erie | 15.4 | 1989 | 9999 | 2019 | 0.35375 | 6504 | 0.25901 | NEI 2019
Indeck Corinth Energy Center | 50458_G_GEN1 | 50458 | G | GEN1 | 3663 | Combined Cycle | NY_Z_F | New York | Saratoga | 74.7 | 1995 | 9999 | 2019 | 20.8219 | 370511 | 0.07161 | NEI 2019
Indeck Corinth Energy Center | 50458_G_GEN2 | 50458 | G | GEN2 | 3663 | Combined Cycle | NY_Z_F | New York | Saratoga | 54.6 | 1995 | 9999 | 2019 | 0.047409 | 212367 | 0.07161 | NEI 2019
Procter & Gamble Mehoopany Mill | 50463_G_GEN1 | 50463 | G | GEN1 | 3666 | Combustion Turbine | PJM_PENE | Pennsylvania | Wyoming | 40 | 1985 | 9999 | 2019 | 2.4 | 349583.0769 | 0.01373 | NEI 2019
Procter & Gamble Mehoopany Mill | 50463_G_GEN2 | 50463 | G | GEN2 |  | O/G Steam | PJM_PENE | Pennsylvania | Wyoming | 0.9 | 1984 | 9999 |  |  |  | 0.95219 | Default Emission Factor
Procter & Gamble Mehoopany Mill | 50463_G_GEN3 | 50463 | G | GEN3 | 90828 | Combustion Turbine | PJM_PENE | Pennsylvania | Wyoming | 64 | 2013 | 9999 |  |  |  | 0.72922 | Default Emission Factor
Oxnard | 50464_G_GEN1 | 50464 | G | GEN1 |  | Combustion Turbine | WECC_SCE | California | Ventura | 22.4 | 1982 | 9999 |  |  |  | 0.72922 | Default Emission Factor
Oxnard | 50464_G_GEN2 | 50464 | G | GEN2 |  | Combustion Turbine | WECC_SCE | California | Ventura | 48.5 | 1989 | 9999 |  |  |  | 0.72922 | Default Emission Factor
Corpus Christi | 50475_G_GEN1 | 50475 | G | GEN1 |  | Combustion Turbine | ERC_REST | Texas | Nueces | 33 | 1989 | 9999 | 2017 | 2.069 | 79360 | 0.05214 | NEI 2019
PPG Powerhouse A | 50487_G_A7 | 50487 | G | A7 |  | Non-Fossil Waste | MIS_WOTA | Louisiana | Calcasieu | 10 | 1950 | 9999 |  |  |  | 6.5998 | Default Emission Factor
PPG Riverside | 50488_G_GEN2 | 50488 | G | GEN2 |  | Non-Fossil Waste | MIS_WOTA | Louisiana | Calcasieu | 30 | 1950 | 9999 |  |  |  | 6.5998 | Default Emission Factor
PPG Riverside | 50488_G_GEN3 | 50488 | G | GEN3 |  | Non-Fossil Waste | MIS_WOTA | Louisiana | Calcasieu | 38 | 1969 | 9999 |  |  |  | 6.5998 | Default Emission Factor
PPG Powerhouse C | 50489_G_C1 | 50489 | G | C1 |  | Combustion Turbine | MIS_WOTA | Louisiana | Calcasieu | 55 | 1977 | 9999 | 2019 | 145.41 | 400897.6712 | 0.72542 | NEI 2019
PPG Powerhouse C | 50489_G_C2 | 50489 | G | C2 |  | Combustion Turbine | MIS_WOTA | Louisiana | Calcasieu | 55 | 1978 | 9999 | 2019 | 153.78 | 400897.6712 | 0.76718 | NEI 2019
PPG Powerhouse C | 50489_G_C4 | 50489 | G | C4 |  | Combustion Turbine | MIS_WOTA | Louisiana | Calcasieu | 70.6 | 1986 | 9999 | 2019 | 62.23 | 514606.8288 | 0.24186 | NEI 2019
PPG Powerhouse C | 50489_G_C5 | 50489 | G | C5 |  | Combustion Turbine | MIS_WOTA | Louisiana | Calcasieu | 70.6 | 1986 | 9999 | 2019 | 68.57 | 514606.8288 | 0.2665 | NEI 2019
PPG Plant C Caustic | 50490_G_TE | 50490 | G | TE |  | O/G Steam | MIS_WOTA | Louisiana | Calcasieu | 2.7 | 1986 | 9999 |  |  |  | 0.95219 | Default Emission Factor
Gas Utilization Facility | 50492_G_1 | 50492 | G | 1 |  | Non-Fossil Waste | WEC_SDGE | California | San Diego | 2.3 | 1985 | 9999 |  |  |  | 6.5998 | Default Emission Factor
Gas Utilization Facility | 50492_G_2 | 50492 | G | 2 |  | Non-Fossil Waste | WEC_SDGE | California | San Diego | 2.3 | 1985 | 9999 |  |  |  | 6.5998 | Default Emission Factor
Double C Generation Limited Partnership | 50493_G_DC1 | 50493 | G | DC1 |  | Combustion Turbine | WEC_CALN | California | Kern | 23 | 1989 | 9999 | 2017 | 1.0509 | 11819.5 | 0.17783 | NEI 2019
Double C Generation Limited Partnership | 50493_G_DC2 | 50493 | G | DC2 |  | Combustion Turbine | WEC_CALN | California | Kern | 23 | 1989 | 9999 | 2017 | 3.5146 | 11819.5 | 0.59472 | NEI 2019
Kern Front Limited | 50494_G_KF1 | 50494 | G | KF1 |  | Combustion Turbine | WEC_CALN | California | Kern | 23 | 1989 | 9999 | 2017 | 6.1373 | 24645 | 0.49805 | NEI 2019
Kern Front Limited | 50494_G_KF2 | 50494 | G | KF2 |  | Combustion Turbine | WEC_CALN | California | Kern | 23 | 1989 | 9999 | 2019 | 6.1811 | 6843 | 1.8065 | NEI 2019
High Sierra Limited | 50495_G_HS1 | 50495 | G | HS1 |  | Combustion Turbine | WEC_CALN | California | Kern | 23 | 1989 | 9999 | 2017 | 3.2131 | 12268.5 | 0.5238 | NEI 2019
High Sierra Limited | 50495_G_HS2 | 50495 | G | HS2 |  | Combustion Turbine | WEC_CALN | California | Kern | 23 | 1989 | 9999 | 2019 | 1.9344 | 8396 | 0.46079 | NEI 2019
SRI International Cogen Project | 50537_G_GEN1 | 50537 | G | GEN1 |  | Combustion Turbine | WEC_CALN | California | San Mateo | 5.6 | 1987 | 9999 | 2017 | 23.4809 | 29530 | 1.5903 | NEI 2019
Harbor Cogen | 50541_G_GEN1 | 50541 | G | GEN1 |  | Combined Cycle | WECC_SCE | California | Los Angeles | 80.8 | 1988 | 9999 |  |  |  | 0.14766 | Default Emission Factor
Harbor Cogen | 50541_G_ST1 | 50541 | G | ST1 |  | Combined Cycle | WECC_SCE | California | Los Angeles | 9.9 | 2001 | 9999 |  |  |  | 0.14766 | Default Emission Factor
Harbor Cogen | 50541_G_ST2 | 50541 | G | ST2 |  | Combined Cycle | WECC_SCE | California | Los Angeles | 11 | 2001 | 9999 |  |  |  | 0.14766 | Default Emission Factor
Rosemary Power Station | 50555_G_GEN1 | 50555 | G | GEN1 | 89294 | Combined Cycle | PJM_Dom | North Carolina | Halifax | 75 | 1990 | 9999 |  |  |  | 0.1738 | NEI 2019
Rosemary Power Station | 50555_G_GEN2 | 50555 | G | GEN2 | 89295 | Combined Cycle | PJM_Dom | North Carolina | Halifax | 36 | 1990 | 9999 |  |  |  | 0.1738 | NEI 2019
Rosemary Power Station | 50555_G_GEN3 | 50555 | G | GEN3 | 89294 | Combined Cycle | PJM_Dom | North Carolina | Halifax | 54 | 1990 | 9999 |  |  |  | 0.1738 | NEI 2019
Frontier | 50558_G_GT01 | 50558 | G | GT01 | 90991 | Combined Cycle | SPP_WEST | Oklahoma | Oklahoma | 67.3 | 1989 | 9999 | 2019 | 0.5 | 209392 | 0.00423 | NEI 2019
Frontier | 50558_G_ST01 | 50558 | G | ST01 | 90991 | Combined Cycle | SPP_WEST | Oklahoma | Oklahoma | 44.1 | 1989 | 9999 |  |  |  | 0.00423 | NEI 2019
Eagle Point Power Generation | 50561_G_GTG1 | 50561 | G | GTG1 | 3672 | Combined Cycle | PJM_EMAC | New Jersey | Gloucester | 85 | 1990 | 9999 |  |  |  | 0.14766 | Default Emission Factor
Eagle Point Power Generation | 50561_G_GTG2 | 50561 | G | GTG2 | 3673 | Combined Cycle | PJM_EMAC | New Jersey | Gloucester | 85 | 1990 | 9999 | 2019 | 10.59 | 589995 | 0.07271 | NEI 2019
Eagle Point Power Generation | 50561_G_STG1 | 50561 | G | STG1 | 3672 | Combined Cycle | PJM_EMAC | New Jersey | Gloucester | 40 | 1991 | 9999 |  |  |  | 0.14766 | Default Emission Factor
Eagle Point Power Generation | 50561_G_STG2 | 50561 | G | STG2 | 3673 | Combined Cycle | PJM_EMAC | New Jersey | Gloucester | 26.8 | 2016 | 9999 |  |  |  | 0.07271 | NEI 2019
Settlers Hill Gas Recovery | 50563_G_GEN1 | 50563 | G | GEN1 |  | Landfill Gas | PJM_COMD | Illinois | Kane | 2.9 | 1988 | 9999 |  |  |  | 8.0181 | Default Emission Factor
Settlers Hill Gas Recovery | 50563_G_GEN2 | 50563 | G | GEN2 |  | Landfill Gas | PJM_COMD | Illinois | Kane | 2.9 | 1998 | 9999 |  |  |  | 8.0181 | Default Emission Factor
New Milford Gas Recovery | 50564_G_GEN2 | 50564 | G | GEN2 |  | Landfill Gas | NENG_CT | Connecticut | Litchfield | 0.8 | 2008 | 9999 |  |  |  | 8.0181 | Default Emission Factor
New Milford Gas Recovery | 50564_G_GEN3 | 50564 | G | GEN3 |  | Landfill Gas | NENG_CT | Connecticut | Litchfield | 0.8 | 2008 | 9999 |  |  |  | 8.0181 | Default Emission Factor
New Milford Gas Recovery | 50564_G_GEN4 | 50564 | G | GEN4 |  | Landfill Gas | NENG_CT | Connecticut | Litchfield | 0.8 | 2008 | 9999 |  |  |  | 8.0181 | Default Emission Factor
Milam Gas Recovery | 50566_G_GEN1 | 50566 | G | GEN1 |  | Combustion Turbine | MIS_IL | Illinois | St Clair | 0.8 | 1991 | 2045 |  |  |  | 3.2013 | Default Emission Factor
Milam Gas Recovery | 50566_G_GEN2 | 50566 | G | GEN2 |  | Combustion Turbine | MIS_IL | Illinois | St Clair | 0.8 | 1991 | 2045 |  |  |  | 3.2013 | Default Emission Factor
Milam Gas Recovery | 50566_G_GEN3 | 50566 | G | GEN3 |  | Combustion Turbine | MIS_IL | Illinois | St Clair | 0.8 | 1993 | 2045 |  |  |  | 3.2013 | Default Emission Factor
High Acres Gas Recovery | 50568_G_GEN1 | 50568 | G | GEN1 |  | Landfill Gas | NY_Z_C&E | New York | Monroe | 0.8 | 1991 | 9999 |  |  |  | 8.0181 | Default Emission Factor
High Acres Gas Recovery | 50568_G_GEN2 | 50568 | G | GEN2 |  | Landfill Gas | NY_Z_C&E | New York | Monroe | 0.8 | 1991 | 9999 |  |  |  | 8.0181 | Default Emission Factor
High Acres Gas Recovery | 50568_G_GEN3 | 50568 | G | GEN3 |  | Landfill Gas | NY_Z_C&E | New York | Monroe | 0.8 | 1991 | 9999 |  |  |  | 8.0181 | Default Emission Factor
High Acres Gas Recovery | 50568_G_GEN4 | 50568 | G | GEN4 |  | Landfill Gas | NY_Z_C&E | New York | Monroe | 0.8 | 1991 | 9999 |  |  |  | 8.0181 | Default Emission Factor
High Acres Gas Recovery | 50568_G_GEN5 | 50568 | G | GEN5 |  | Landfill Gas | NY_Z_C&E | New York | Monroe | 1.6 | 2008 | 9999 |  |  |  | 8.0181 | Default Emission Factor
High Acres Gas Recovery | 50568_G_GEN6 | 50568 | G | GEN6 |  | Landfill Gas | NY_Z_C&E | New York | Monroe | 1.6 | 2008 | 9999 |  |  |  | 8.0181 | Default Emission Factor
High Acres Gas Recovery | 50568_G_GEN7 | 50568 | G | GEN7 |  | Landfill Gas | NY_Z_C&E | New York | Monroe | 1.6 | 2008 | 9999 |  |  |  | 8.0181 | Default Emission Factor
High Acres Gas Recovery | 50568_G_GEN8 | 50568 | G | GEN8 |  | Landfill Gas | NY_Z_C&E | New York | Monroe | 1.6 | 2008 | 9999 |  |  |  | 8.0181 | Default Emission Factor
DFW Gas Recovery | 50569_G_GEN1 | 50569 | G | GEN1 |  | Landfill Gas | ERC_REST | Texas | Denton | 2.9 | 1988 | 9999 |  |  |  | 8.0181 | Default Emission Factor
DFW Gas Recovery | 50569_G_GEN2 | 50569 | G | GEN2 |  | Landfill Gas | ERC_REST | Texas | Denton | 2.9 | 1988 | 9999 |  |  |  | 8.0181 | Default Emission Factor
DFW Gas Recovery | 50569_G_GEN3 | 50569 | G | GEN3 |  | Landfill Gas | ERC_REST | Texas | Denton | 1.6 | 2009 | 9999 |  |  |  | 8.0181 | Default Emission Factor
DFW Gas Recovery | 50569_G_GEN4 | 50569 | G | GEN4 |  | Landfill Gas | ERC_REST | Texas | Denton | 1.6 | 2009 | 9999 |  |  |  | 8.0181 | Default Emission Factor
DFW Gas Recovery | 50569_G_GEN5 | 50569 | G | GEN5 |  | Landfill Gas | ERC_REST | Texas | Denton | 1.6 | 2009 | 9999 |  |  |  | 8.0181 | Default Emission Factor
DFW Gas Recovery | 50569_G_GEN6 | 50569 | G | GEN6 |  | Landfill Gas | ERC_REST | Texas | Denton | 1.6 | 2009 | 9999 |  |  |  | 8.0181 | Default Emission Factor
Chestnut Ridge Gas Recovery | 50570_G_GEN1 | 50570 | G | GEN1 |  | Landfill Gas | S_C_TVA | Tennessee | Anderson | 0.8 | 1992 | 9999 |  |  |  | 8.0181 | Default Emission Factor
Chestnut Ridge Gas Recovery | 50570_G_GEN2 | 50570 | G | GEN2 |  | Landfill Gas | S_C_TVA | Tennessee | Anderson | 0.8 | 1992 | 9999 |  |  |  | 8.0181 | Default Emission Factor
Chestnut Ridge Gas Recovery | 50570_G_GEN3 | 50570 | G | GEN3 |  | Landfill Gas | S_C_TVA | Tennessee | Anderson | 0.8 | 1992 | 9999 |  |  |  | 8.0181 | Default Emission Factor
Chestnut Ridge Gas Recovery | 50570_G_GEN4 | 50570 | G | GEN4 |  | Landfill Gas | S_C_TVA | Tennessee | Anderson | 0.8 | 1992 | 9999 |  |  |  | 8.0181 | Default Emission Factor
Chestnut Ridge Gas Recovery | 50570_G_GEN5 | 50570 | G | GEN5 |  | Landfill Gas | S_C_TVA | Tennessee | Anderson | 1.6 | 2011 | 9999 |  |  |  | 8.0181 | Default Emission Factor
Altamont Gas Recovery | 50571_G_GEN1 | 50571 | G | GEN1 |  | Landfill Gas | WEC_CALN | California | Alameda | 2.9 | 1969 | 9999 |  |  |  | 8.0181 | Default Emission Factor
Altamont Gas Recovery | 50571_G_GEN2 | 50571 | G | GEN2 |  | Landfill Gas | WEC_CALN | California | Alameda | 2.9 | 1989 | 9999 |  |  |  | 8.0181 | Default Emission Factor
CSL Gas Recovery | 50572_G_GEN1 | 50572 | G | GEN1 |  | Landfill Gas | FRCC | Florida | Broward | 2.9 | 1989 | 9999 |  |  |  | 8.0181 | Default Emission Factor
CSL Gas Recovery | 50572_G_GEN2 | 50572 | G | GEN2 |  | Landfill Gas | FRCC | Florida | Broward | 2.9 | 1989 | 9999 |  |  |  | 8.0181 | Default Emission Factor
CSL Gas Recovery | 50572_G_GEN3 | 50572 | G | GEN3 |  | Landfill Gas | FRCC | Florida | Broward | 2.9 | 1989 | 9999 |  |  |  | 8.0181 | Default Emission Factor
CSL Gas Recovery | 50572_G_GEN4 | 50572 | G | GEN4 |  | Landfill Gas | FRCC | Florida | Broward | 2.2 | 2000 | 9999 |  |  |  | 8.0181 | Default Emission Factor
CID Gas Recovery | 50573_G_GEN2 | 50573 | G | GEN2 |  | Landfill Gas | PJM_COMD | Illinois | Cook | 2.9 | 1989 | 9999 |  |  |  | 8.0181 | Default Emission Factor
Lake Gas Recovery | 50575_G_GEN2 | 50575 | G | GEN2 |  | Landfill Gas | PJM_COMD | Illinois | Cook | 2.9 | 1993 | 9999 |  |  |  | 8.0181 | Default Emission Factor
Lake Gas Recovery | 50575_G_GEN3 | 50575 | G | GEN3 |  | Landfill Gas | PJM_COMD | Illinois | Cook | 2.9 | 1993 | 9999 |  |  |  | 8.0181 | Default Emission Factor
Metro Gas Recovery | 50576_G_GEN1 | 50576 | G | GEN1 |  | Landfill Gas | MIS_WUMS | Wisconsin | Milwaukee | 2.9 | 1985 | 9999 |  |  |  | 8.0181 | Default Emission Factor
Metro Gas Recovery | 50576_G_GEN2 | 50576 | G | GEN2 |  | Landfill Gas | MIS_WUMS | Wisconsin | Milwaukee | 2.9 | 1985 | 9999 |  |  |  | 8.0181 | Default Emission Factor
Metro Gas Recovery | 50576_G_GEN3 | 50576 | G | GEN3 |  | Landfill Gas | MIS_WUMS | Wisconsin | Milwaukee | 0.8 | 2000 | 9999 |  |  |  | 8.0181 | Default Emission Factor
Metro Gas Recovery | 50576_G_GEN4 | 50576 | G | GEN4 |  | Landfill Gas | MIS_WUMS | Wisconsin | Milwaukee | 0.8 | 2000 | 9999 |  |  |  | 8.0181 | Default Emission Factor
Metro Gas Recovery | 50576_G_GEN5 | 50576 | G | GEN5 |  | Landfill Gas | MIS_WUMS | Wisconsin | Milwaukee | 0.8 | 2000 | 9999 |  |  |  | 8.0181 | Default Emission Factor
Metro Gas Recovery | 50576_G_GEN6 | 50576 | G | GEN6 |  | Landfill Gas | MIS_WUMS | Wisconsin | Milwaukee | 0.8 | 2000 | 9999 |  |  |  | 8.0181 | Default Emission Factor
Omega Hills Gas Recovery | 50577_G_GEN1 | 50577 | G | GEN1 |  | Landfill Gas | MIS_WUMS | Wisconsin | Washington | 2.9 | 1985 | 9999 |  |  |  | 8.0181 | Default Emission Factor
Omega Hills Gas Recovery | 50577_G_GEN2 | 50577 | G | GEN2 |  | Landfill Gas | MIS_WUMS | Wisconsin | Washington | 2.9 | 1985 | 9999 |  |  |  | 8.0181 | Default Emission Factor
Omega Hills Gas Recovery | 50577_G_GEN3 | 50577 | G | GEN3 |  | Landfill Gas | MIS_WUMS | Wisconsin | Washington | 3 | 2001 | 9999 |  |  |  | 8.0181 | Default Emission Factor
Omega Hills Gas Recovery | 50577_G_GEN5 | 50577 | G | GEN5 |  | Landfill Gas | MIS_WUMS | Wisconsin | Washington | 2.9 | 2010 | 9999 |  |  |  | 8.0181 | Default Emission Factor
Saint Johns Health Center | 50610_G_01 | 50610 | G | 01 |  | Combustion Turbine | WEC_LADW | California | Los Angeles | 1 | 1992 | 9999 |  |  |  | 0.72922 | Default Emission Factor
McKittrick Limited | 50612_G_GEN1 | 50612 | G | GEN1 | 91284 | Combustion Turbine | WEC_CALN | California | Kern | 46 | 1991 | 9999 | 2017 | 1.5965 | 22591 | 0.14134 | NEI 2019
Central Power Plant | 50621_G_GEN4 | 50621 | G | GEN4 |  | O/G Steam | NENGREST | Rhode Island | Providence | 0.5 | 1958 | 9999 |  |  |  | 0.95219 | Default Emission Factor
Central Power Plant | 50621_G_GEN5 | 50621 | G | GEN5 |  | Combustion Turbine | NENGREST | Rhode Island | Providence | 2.8 | 2004 | 9999 |  |  |  | 0.72922 | Default Emission Factor
Central Power Plant | 50621_G_GEN6 | 50621 | G | GEN6 |  | Combustion Turbine | NENGREST | Rhode Island | Providence | 2.8 | 2004 | 9999 |  |  |  | 0.72922 | Default Emission Factor
Central Power Plant | 50621_G_GEN7 | 50621 | G | GEN7 |  | Combustion Turbine | NENGREST | Rhode Island | Providence | 2 | 2015 | 9999 |  |  |  | 3.2013 | Default Emission Factor
Berry Cogen Tanne Hills 18 | 50622_G_GEN1 | 50622 | G | GEN1 |  | Combustion Turbine | WEC_CALN | California | Kern | 7 | 1986 | 9999 |  |  |  | 0.72922 | Default Emission Factor
Berry Cogen Tanne Hills 18 | 50622_G_GEN2 | 50622 | G | GEN2 |  | Combustion Turbine | WEC_CALN | California | Kern | 7 | 1986 | 9999 |  |  |  | 0.72922 | Default Emission Factor
ExxonMobil Beaumont Refinery | 50625_G_ETG | 50625 | G | ETG |  | Fossil Waste | MIS_WOTA | Texas | Jefferson | 5 | 1978 | 9999 |  |  |  | 2.1082 | Default Emission Factor
ExxonMobil Beaumont Refinery | 50625_G_TG24 | 50625 | G | TG24 |  | Combustion Turbine | MIS_WOTA | Texas | Jefferson | 32 | 1993 | 9999 | 2019 | 7.4643 | 239793.6788 | 0.06226 | NEI 2019
ExxonMobil Beaumont Refinery | 50625_G_TG41 | 50625 | G | TG41 | 3679 | Combustion Turbine | MIS_WOTA | Texas | Jefferson | 145 | 2005 | 9999 | 2019 | 25.3962 | 1086565.1071 | 0.04675 | NEI 2019
ExxonMobil Beaumont Refinery | 50625_G_TG42 | 50625 | G | TG42 | 3680 | Combustion Turbine | MIS_WOTA | Texas | Jefferson | 145 | 2005 | 9999 | 2019 | 17.598 | 1086565.1071 | 0.03239 | NEI 2019
ExxonMobil Beaumont Refinery | 50625_G_TG43 | 50625 | G | TG43 | 3681 | Combustion Turbine | MIS_WOTA | Texas | Jefferson | 145 | 2004 | 9999 | 2019 | 38.2334 | 1086565.1071 | 0.07038 | NEI 2019
Paulsboro Refinery | 50628_G_GEN1 | 50628 | G | GEN1 |  | Combustion Turbine | PJM_EMAC | New Jersey | Gloucester | 27 | 1991 | 9999 | 2019 | 40.67 | 517351.66 | 0.15722 | NEI 2019
Paulsboro Refinery | 50628_G_GEN4 | 50628 | G | GEN4 |  | Coal Steam | PJM_EMAC | New Jersey | Gloucester | 11.6 | 2006 | 9999 |  |  |  | 0.54816 | Default Emission Factor
Mosaic Co Bartow Facility | 50633_G_GEN1 | 50633 | G | GEN1 |  | Non-Fossil Waste | FRCC | Florida | Polk | 36 | 1985 | 9999 |  |  |  | 6.5998 | Default Emission Factor
Mosaic Co Bartow Facility | 50633_G_GEN2 | 50633 | G | GEN2 |  | Non-Fossil Waste | FRCC | Florida | Polk | 44 | 1992 | 9999 |  |  |  | 6.5998 | Default Emission Factor
Covanta Indianapolis Energy | 50647_G_GEN1 | 50647 | G | GEN1 |  | Municipal Solid Waste | MIS_INKY | Indiana | Marion | 5 | 1988 | 9999 |  |  |  | 0.76957 | Default Emission Factor
Las Animas | 507_G_1 | 507 | G | 1 |  | Combustion Turbine | WECC_CO | Colorado | Bent | 0.3 | 1941 | 9999 |  |  |  | 7.2573 | Default Emission Factor
Las Animas | 507_G_2 | 507 | G | 2 |  | Combustion Turbine | WECC_CO | Colorado | Bent | 0.3 | 1941 | 9999 |  |  |  | 7.2573 | Default Emission Factor
Las Animas | 507_G_4 | 507 | G | 4 |  | Combustion Turbine | WECC_CO | Colorado | Bent | 1 | 1951 | 9999 |  |  |  | 7.2573 | Default Emission Factor
Las Animas | 507_G_5 | 507 | G | 5 |  | Combustion Turbine | WECC_CO | Colorado | Bent | 1 | 1951 | 9999 |  |  |  | 7.2573 | Default Emission Factor
Las Animas | 507_G_6 | 507 | G | 6 |  | Combustion Turbine | WECC_CO | Colorado | Bent | 2.5 | 1967 | 9999 |  |  |  | 7.2573 | Default Emission Factor
JM Shafer Generating Station | 50707_G_LMA | 50707 | G | LMA | 90505 | Combined Cycle | WECC_CO | Colorado | Weld | 40.1 | 1994 | 9999 | 2017 | 13.61 | 401542 | 0.32629 | NEI 2019
JM Shafer Generating Station | 50707_G_LMB | 50707 | G | LMB | 90506 | Combined Cycle | WECC_CO | Colorado | Weld | 40.1 | 1994 | 9999 |  |  |  | 0.32629 | NEI 2019
JM Shafer Generating Station | 50707_G_LMC | 50707 | G | LMC | 90507 | Combined Cycle | WECC_CO | Colorado | Weld | 40.1 | 1994 | 9999 | 2017 | 16.99 | 32429 | 0.32629 | NEI 2019
JM Shafer Generating Station | 50707_G_LMD | 50707 | G | LMD | 90508 | Combined Cycle | WECC_CO | Colorado | Weld | 40.1 | 1994 | 9999 |  |  |  | 0.32629 | NEI 2019
JM Shafer Generating Station | 50707_G_LME | 50707 | G | LME | 90509 | Combined Cycle | WECC_CO | Colorado | Weld | 40.1 | 1994 | 9999 |  |  |  | 0.32629 | NEI 2019
JM Shafer Generating Station | 50707_G_STA | 50707 | G | STA | 90505 | Combined Cycle | WECC_CO | Colorado | Weld | 35.8 | 1994 | 9999 |  |  |  | 0.32629 | NEI 2019
JM Shafer Generating Station | 50707_G_STB | 50707 | G | STB | 90505 | Combined Cycle | WECC_CO | Colorado | Weld | 35.8 | 1994 | 9999 |  |  |  | 0.32629 | NEI 2019
Tazewell Gas Recovery | 50721_G_GEN1 | 50721 | G | GEN1 |  | Landfill Gas | MIS_IL | Illinois | Tazewell | 0.8 | 1989 | 9999 |  |  |  | 8.0181 | Default Emission Factor
Tazewell Gas Recovery | 50721_G_GEN2 | 50721 | G | GEN2 |  | Landfill Gas | MIS_IL | Illinois | Tazewell | 0.8 | 1989 | 9999 |  |  |  | 8.0181 | Default Emission Factor
Tazewell Gas Recovery | 50721_G_GEN3 | 50721 | G | GEN3 |  | Landfill Gas | MIS_IL | Illinois | Tazewell | 0.8 | 1999 | 9999 |  |  |  | 8.0181 | Default Emission Factor
BP Naperville Cogeneration Facility | 50722_G_GEN1 | 50722 | G | GEN1 |  | Combustion Turbine | PJM_COMD | Illinois | DuPage | 7 | 1990 | 2045 |  |  |  | 0.72922 | Default Emission Factor
Starrett City Cogen Facility | 50743_G_GEN3 | 50743 | G | GEN3 |  | Combustion Turbine | NY_Z_J | New York | Kings | 2 | 1974 | 9999 |  |  |  | 7.2573 | Default Emission Factor
Starrett City Cogen Facility | 50743_G_GEN4 | 50743 | G | GEN4 |  | Combustion Turbine | NY_Z_J | New York | Kings | 2 | 1974 | 9999 |  |  |  | 7.2573 | Default Emission Factor
Starrett City Cogen Facility | 50743_G_GEN5 | 50743 | G | GEN5 |  | Combustion Turbine | NY_Z_J | New York | Kings | 2 | 1974 | 9999 |  |  |  | 7.2573 | Default Emission Factor
Sterling Power Plant | 50744_G_GEN1 | 50744 | G | GEN1 | 3692 | Combined Cycle | NY_Z_C&E | New York | Oneida | 38.8 | 1991 | 9999 | 2017 | 0.8493 | 12372 | 0.13729 | NEI 2019
Sterling Power Plant | 50744_G_GEN2 | 50744 | G | GEN2 | 3692 | Combined Cycle | NY_Z_C&E | New York | Oneida | 16 | 1991 | 9999 |  |  |  | 0.13729 | NEI 2019
Sterling Power Plant | 50744_G_GEN3 | 50744 | G | GEN3 |  | Combustion Turbine | NY_Z_C&E | New York | Oneida | 1.1 | 1991 | 9999 |  |  |  | 7.2573 | Default Emission Factor
Agnews Power Plant | 50748_G_GEN1 | 50748 | G | GEN1 |  | Combined Cycle | WEC_CALN | California | Santa Clara | 24.4 | 1990 | 9999 |  |  |  | 0.24715 | NEI 2019
Agnews Power Plant | 50748_G_GEN2 | 50748 | G | GEN2 |  | Combined Cycle | WEC_CALN | California | Santa Clara | 7.3 | 1990 | 9999 | 2017 | 2.5825 | 5150 | 0.24715 | NEI 2019
Coalinga Cogeneration Facility | 50750_G_GEN1 | 50750 | G | GEN1 |  | Combustion Turbine | WEC_CALN | California | Fresno | 3.2 | 1988 | 9999 |  |  |  | 0.72922 | Default Emission Factor
Coalinga Cogeneration Facility | 50750_G_GEN2 | 50750 | G | GEN2 |  | Combustion Turbine | WEC_CALN | California | Fresno | 3.2 | 1988 | 9999 |  |  |  | 0.72922 | Default Emission Factor
Southeast Kern River Cogen | 50751_G_GTG1 | 50751 | G | GTG1 |  | Combustion Turbine | WEC_CALN | California | Kern | 20.8 | 1989 | 9999 |  |  |  | 0.72922 | Default Emission Factor
Parlin Power Plant | 50799_G_GEN1 | 50799 | G | GEN1 | 3696 | Combined Cycle | PJM_EMAC | New Jersey | Middlesex | 35.9 | 1991 | 9999 |  |  |  | 0.14766 | Default Emission Factor
Parlin Power Plant | 50799_G_GEN2 | 50799 | G | GEN2 | 3697 | Combined Cycle | PJM_EMAC | New Jersey | Middlesex | 37.5 | 1991 | 9999 |  |  |  | 0.23735 | NEI 2019
Parlin Power Plant | 50799_G_GEN3 | 50799 | G | GEN3 | 3696 | Combined Cycle | PJM_EMAC | New Jersey | Middlesex | 20.6 | 1991 | 9999 |  |  |  | 0.14766 | Default Emission Factor
Parlin Power Plant | 50799_G_GEN4 | 50799 | G | GEN4 | 3696 | Combined Cycle | PJM_EMAC | New Jersey | Middlesex | 20.6 | 1991 | 9999 | 2019 | 0.49 | 8059 | 0.23735 | NEI 2019
Optim Energy Altura Cogen LLC | 50815_G_GEN1 | 50815 | G | GEN1 | 10087 | Combined Cycle | ERC_REST | Texas | Harris | 69.8 | 1985 | 9999 | 2019 | 34.9914 | 1053195 | 0.19474 | NEI 2019
Optim Energy Altura Cogen LLC | 50815_G_GEN2 | 50815 | G | GEN2 | 10088 | Combined Cycle | ERC_REST | Texas | Harris | 69.8 | 1985 | 9999 | 2019 | 41.3312 | 434552 | 0.19474 | NEI 2019
Optim Energy Altura Cogen LLC | 50815_G_GEN3 | 50815 | G | GEN3 | 10089 | Combined Cycle | ERC_REST | Texas | Harris | 70.1 | 1985 | 9999 | 2019 | 13.8175 | 434686 | 0.19474 | NEI 2019
Optim Energy Altura Cogen LLC | 50815_G_GEN4 | 50815 | G | GEN4 | 10090 | Combined Cycle | ERC_REST | Texas | Harris | 75 | 1986 | 9999 | 2019 | 43.6365 | 437917 | 0.19474 | NEI 2019
Optim Energy Altura Cogen LLC | 50815_G_GEN5 | 50815 | G | GEN5 | 10091 | Combined Cycle | ERC_REST | Texas | Harris | 68.4 | 1986 | 9999 | 2019 | 154.169 | 450810 | 0.19474 | NEI 2019
Optim Energy Altura Cogen LLC | 50815_G_GEN6 | 50815 | G | GEN6 | 10087 | Combined Cycle | ERC_REST | Texas | Harris | 120.1 | 1986 | 9999 |  |  |  | 0.19474 | NEI 2019
Optim Energy Altura Cogen LLC | 50815_G_GEN7 | 50815 | G | GEN7 | 10092 | Combined Cycle | ERC_REST | Texas | Harris | 69 | 1995 | 9999 | 2019 | 24.5335 | 397961 | 0.19474 | NEI 2019
Cumberland (NJ) | 5083_G_CUMB | 5083 | G | CUMB | 2668 | Combustion Turbine | PJM_EMAC | New Jersey | Cumberland | 86.6 | 1990 | 9999 | 2019 | 6.049 | 45260.4424 | 0.2673 | NEI 2019
Cumberland (NJ) | 5083_G_CUMB2 | 5083 | G | CUMB2 | 90246 | Combustion Turbine | PJM_EMAC | New Jersey | Cumberland | 96.5 | 2009 | 9999 | 2019 | 0.712 | 50434.5576 | 0.02824 | NEI 2019
Nove Power Plant | 50831_G_GEN1 | 50831 | G | GEN1 |  | Landfill Gas | WEC_CALN | California | Contra Costa | 1 | 1985 | 9999 |  |  |  | 8.0181 | Default Emission Factor
Nove Power Plant | 50831_G_GEN2 | 50831 | G | GEN2 |  | Landfill Gas | WEC_CALN | California | Contra Costa | 1 | 1987 | 9999 |  |  |  | 8.0181 | Default Emission Factor
Nove Power Plant | 50831_G_GEN3 | 50831 | G | GEN3 |  | Landfill Gas | WEC_CALN | California | Contra Costa | 1 | 1985 | 9999 |  |  |  | 8.0181 | Default Emission Factor
PE Berkeley | 50849_G_GEN1 | 50849 | G | GEN1 |  | Combined Cycle | WEC_CALN | California | Alameda | 21 | 1987 | 9999 |  |  |  | 0.14766 | Default Emission Factor
PE Berkeley | 50849_G_GEN2 | 50849 | G | GEN2 |  | Combined Cycle | WEC_CALN | California | Alameda | 2 | 1987 | 9999 |  |  |  | 0.14766 | Default Emission Factor
OLS Energy Chino | 50850_G_GEN1 | 50850 | G | GEN1 |  | Combined Cycle | WECC_SCE | California | San Bernardino | 22.5 | 1987 | 9999 |  |  |  | 0.14766 | Default Emission Factor
OLS Energy Chino | 50850_G_GEN2 | 50850 | G | GEN2 |  | Combined Cycle | WECC_SCE | California | San Bernardino | 6.5 | 1987 | 9999 |  |  |  | 0.14766 | Default Emission Factor
CSUCI Site Authority | 50851_G_GEN1 | 50851 | G | GEN1 |  | Combined Cycle | WECC_SCE | California | Ventura | 21.5 | 1988 | 9999 | 2017 | 0.081868 | 134038 | 0.44367 | NEI 2019
CSUCI Site Authority | 50851_G_GEN2 | 50851 | G | GEN2 |  | Combined Cycle | WECC_SCE | California | Ventura | 6.8 | 1988 | 9999 | 2017 | 38.6148 | 40402 | 0.44367 | NEI 2019
Salinas River Cogeneration | 50865_G_K100 | 50865 | G | K100 | 89975 | Combustion Turbine | WEC_CALN | California | Monterey | 33 | 1991 | 9999 | 2019 | 2.2894 | 297702 | 0.01538 | NEI 2019
Oswego County Energy Recovery | 50907_G_UNT1 | 50907 | G | UNT1 |  | Municipal Solid Waste | NY_Z_C&E | New York | Oswego | 1.7 | 1986 | 9999 |  |  |  | 1.0486 | NEI 2019
Oswego County Energy Recovery | 50907_G_UNT2 | 50907 | G | UNT2 |  | Municipal Solid Waste | NY_Z_C&E | New York | Oswego | 1.7 | 1986 | 9999 | 2019 | 4.641 | 8852.22 | 1.0486 | NEI 2019
Co-Gen LLC | 50921_G_GEN1 | 50921 | G | GEN1 |  | Biomass | WECC_PNW | Oregon | Grant | 7.5 | 1986 | 9999 |  |  |  | 7.9218 | Default Emission Factor
Winnebago County Landfill Gas | 50936_G_EG3 | 50936 | G | EG3 |  | Landfill Gas | MIS_WUMS | Wisconsin | Winnebago | 0.9 | 2000 | 9999 |  |  |  | 8.0181 | Default Emission Factor
Winnebago County Landfill Gas | 50936_G_EG4 | 50936 | G | EG4 |  | Landfill Gas | MIS_WUMS | Wisconsin | Winnebago | 1 | 2007 | 9999 |  |  |  | 8.0181 | Default Emission Factor
Winnebago County Landfill Gas | 50936_G_EG5 | 50936 | G | EG5 |  | Landfill Gas | MIS_WUMS | Wisconsin | Winnebago | 1.4 | 2010 | 9999 |  |  |  | 8.0181 | Default Emission Factor
Hardee Power Station | 50949_G_GEN1 | 50949 | G | GEN1 |  | Combined Cycle | FRCC | Florida | Hardee | 70 | 1993 | 9999 | 2019 | 4.6765 | 492744 | 0.02411 | NEI 2019
Hardee Power Station | 50949_G_GEN2 | 50949 | G | GEN2 |  | Combined Cycle | FRCC | Florida | Hardee | 70 | 1993 | 9999 | 2019 | 4.2334 | 246484 | 0.02411 | NEI 2019
Hardee Power Station | 50949_G_GEN3 | 50949 | G | GEN3 |  | Combined Cycle | FRCC | Florida | Hardee | 78 | 1993 | 9999 |  |  |  | 0.02411 | NEI 2019
Hardee Power Station | 50949_G_GEN4 | 50949 | G | GEN4 |  | Combustion Turbine | FRCC | Florida | Hardee | 70 | 1993 | 9999 | 2019 | 1.6715 | 14252.9032 | 0.23455 | NEI 2019
Hardee Power Station | 50949_G_GEN5 | 50949 | G | GEN5 | 3703 | Combustion Turbine | FRCC | Florida | Hardee | 85 | 2000 | 9999 | 2019 | 5.5252 | 17307.0968 | 0.63848 | NEI 2019
Tropicana Products Bradent | 50971_G_GEN1 | 50971 | G | GEN1 |  | Combustion Turbine | FRCC | Florida | Manatee | 31 | 1990 | 9999 | 2019 | 85.7607 | 191409 | 0.8961 | NEI 2019
Carr Street Generating Station | 50978_G_GEN1 | 50978 | G | GEN1 | 3708 | Combined Cycle | NY_Z_C&E | New York | Onondaga | 32 | 1993 | 9999 |  |  |  | 0.23251 | NEI 2019
Carr Street Generating Station | 50978_G_GEN2 | 50978 | G | GEN2 | 3709 | Combined Cycle | NY_Z_C&E | New York | Onondaga | 32 | 1993 | 9999 | 2019 | 5.8305 | 50152 | 0.23251 | NEI 2019
Carr Street Generating Station | 50978_G_GEN3 | 50978 | G | GEN3 | 3708 | Combined Cycle | NY_Z_C&E | New York | Onondaga | 23 | 1993 | 9999 |  |  |  | 0.23251 | NEI 2019
Co-Gen II LLC | 50993_G_GEN1 | 50993 | G | GEN1 |  | Biomass | WECC_PNW | Oregon | Douglas | 7.8 | 1987 | 9999 |  |  |  | 7.9218 | Default Emission Factor
Ocean State Power | 51030_G_GEN1 | 51030 | G | GEN1 | 3710 | Combined Cycle | NENGREST | Rhode Island | Providence | 71.2 | 1990 | 9999 | 2019 | 121.413 | 1248303 | 0.37976 | NEI 2019
Ocean State Power | 51030_G_GEN2 | 51030 | G | GEN2 | 3711 | Combined Cycle | NENGREST | Rhode Island | Providence | 71.2 | 1990 | 9999 |  |  |  | 0.37976 | NEI 2019
Ocean State Power | 51030_G_GEN3 | 51030 | G | GEN3 | 3710 | Combined Cycle | NENGREST | Rhode Island | Providence | 76.2 | 1990 | 9999 |  |  |  | 0.37976 | NEI 2019
Trinidad (CO) | 511_G_3 | 511 | G | 3 |  | Combustion Turbine | WECC_CO | Colorado | Las Animas | 1.9 | 1966 | 9999 |  |  |  | 3.2013 | Default Emission Factor
Trinidad (CO) | 511_G_4 | 511 | G | 4 |  | Combustion Turbine | WECC_CO | Colorado | Las Animas | 1.9 | 1966 | 9999 |  |  |  | 3.2013 | Default Emission Factor
Trinidad (CO) | 511_G_5 | 511 | G | 5 |  | Combustion Turbine | WECC_CO | Colorado | Las Animas | 1.8 | 1999 | 9999 |  |  |  | 7.2573 | Default Emission Factor
Trinidad (CO) | 511_G_6 | 511 | G | 6 |  | Combustion Turbine | WECC_CO | Colorado | Las Animas | 1.8 | 1999 | 9999 |  |  |  | 7.2573 | Default Emission Factor
Trinidad (CO) | 511_G_7 | 511 | G | 7 |  | Combustion Turbine | WECC_CO | Colorado | Las Animas | 1.8 | 1999 | 9999 |  |  |  | 7.2573 | Default Emission Factor
LaO Energy Systems | 52006_G_GEN4 | 52006 | G | GEN4 |  | Combined Cycle | MIS_LA | Louisiana | Iberville | 49 | 1969 | 9999 |  |  |  | 0.05244 | NEI 2019
LaO Energy Systems | 52006_G_GEN5 | 52006 | G | GEN5 |  | Combined Cycle | MIS_LA | Louisiana | Iberville | 52 | 1978 | 9999 |  |  |  | 0.02193 | NEI 2019
LaO Energy Systems | 52006_G_GEN6 | 52006 | G | GEN6 |  | Combined Cycle | MIS_LA | Louisiana | Iberville | 52 | 1979 | 9999 |  |  |  | 0.05244 | NEI 2019
Doswell Energy Center | 52019_G_GEN1 | 52019 | G | GEN1 | 10033 | Combined Cycle | PJM_Dom | Virginia | Hanover | 104.7 | 1991 | 9999 | 2019 | 106.4108 | 1470806.15 | 0.18888 | NEI 2019
Doswell Energy Center | 52019_G_GEN2 | 52019 | G | GEN2 | 10034 | Combined Cycle | PJM_Dom | Virginia | Hanover | 104.7 | 1991 | 9999 | 2019 | 100.8801 | 724155.44 | 0.18888 | NEI 2019
Doswell Energy Center | 52019_G_GEN3 | 52019 | G | GEN3 | 10033 | Combined Cycle | PJM_Dom | Virginia | Hanover | 123 | 1991 | 9999 |  |  |  | 0.18888 | NEI 2019
Doswell Energy Center | 52019_G_GEN4 | 52019 | G | GEN4 | 10035 | Combined Cycle | PJM_Dom | Virginia | Hanover | 104.7 | 1992 | 9999 | 2019 | 98.9036 | 1522121.09 | 0.18261 | NEI 2019
Doswell Energy Center | 52019_G_GEN5 | 52019 | G | GEN5 | 10036 | Combined Cycle | PJM_Dom | Virginia | Hanover | 104.7 | 1992 | 9999 | 2019 | 107.4159 | 737609.34 | 0.18261 | NEI 2019
Doswell Energy Center | 52019_G_GEN6 | 52019 | G | GEN6 | 10035 | Combined Cycle | PJM_Dom | Virginia | Hanover | 123 | 1992 | 9999 |  |  |  | 0.18261 | NEI 2019
Doswell Energy Center | 52019_G_GEN7 | 52019 | G | GEN7 | 3712 | Combustion Turbine | PJM_Dom | Virginia | Hanover | 170 | 2001 | 9999 | 2019 | 1.8497 | 329000.0143 | 0.01124 | NEI 2019
Doswell Energy Center | 52019_G_GEN8 | 52019 | G | GEN8 | 91240 | Combustion Turbine | PJM_Dom | Virginia | Hanover | 165 | 2018 | 9999 |  |  |  | 0.72922 | Default Emission Factor
Doswell Energy Center | 52019_G_GEN9 | 52019 | G | GEN9 | 91239 | Combustion Turbine | PJM_Dom | Virginia | Hanover | 165 | 2018 | 9999 |  |  |  | 0.72922 | Default Emission Factor
ITT Cogen Facility | 52021_G_GEN1 | 52021 | G | GEN1 |  | Combustion Turbine | PJM_COMD | Illinois | Cook | 3.5 | 1991 | 2045 |  |  |  | 0.72922 | Default Emission Factor
ITT Cogen Facility | 52021_G_GEN2 | 52021 | G | GEN2 |  | Combustion Turbine | PJM_COMD | Illinois | Cook | 3.5 | 1991 | 2045 |  |  |  | 0.72922 | Default Emission Factor
Dartmouth Power Associates LP | 52026_G_GEN1 | 52026 | G | GEN1 | 3713 | Combined Cycle | NENGREST | Massachusetts | Bristol | 35.1 | 1992 | 9999 |  |  |  | 0.14444 | NEI 2019
Dartmouth Power Associates LP | 52026_G_GEN2 | 52026 | G | GEN2 | 3713 | Combined Cycle | NENGREST | Massachusetts | Bristol | 27 | 1992 | 9999 | 2019 | 3.5041 | 48519 | 0.14444 | NEI 2019
Dartmouth Power Associates LP | 52026_G_GEN3 | 52026 | G | GEN3 | 90589 | Combustion Turbine | NENGREST | Massachusetts | Bristol | 19.6 | 2009 | 9999 | 2019 | 0.4122 | 6109 | 0.13495 | NEI 2019
Nassau Energy Corp | 52056_G_GT1 | 52056 | G | GT1 | 3714 | Combined Cycle | NY_Z_K | New York | Nassau | 43 | 1991 | 9999 | 2019 | 36.6709 | 290659.53 | 0.22106 | NEI 2019
Nassau Energy Corp | 52056_G_ST1 | 52056 | G | ST1 | 3714 | Combined Cycle | NY_Z_K | New York | Nassau | 12 | 1991 | 9999 | 2019 | 2.2182 | 61184.69 | 0.22106 | NEI 2019
Hartford Hospital Cogeneration | 52061_G_GEN2 | 52061 | G | GEN2 |  | Combined Cycle | NENG_CT | Connecticut | Hartford | 2.4 | 1988 | 2024 |  |  |  | 0.14766 | Default Emission Factor
Hartford Hospital Cogeneration | 52061_G_GEN3 | 52061 | G | GEN3 |  | Combined Cycle | NENG_CT | Connecticut | Hartford | 5.2 | 1988 | 2024 |  |  |  | 0.14766 | Default Emission Factor
Dominguez Plant | 52064_G_GEN1 | 52064 | G | GEN1 |  | Non-Fossil Waste | WECC_SCE | California | Los Angeles | 3.5 | 1976 | 9999 |  |  |  | 6.5998 | Default Emission Factor
Houston Plant | 52065_G_GEN1 | 52065 | G | GEN1 |  | Non-Fossil Waste | ERC_REST | Texas | Harris | 7 | 1977 | 9999 |  |  |  | 6.5998 | Default Emission Factor
UCLA So Campus Cogen Project | 52073_G_GEN1 | 52073 | G | GEN1 |  | Combined Cycle | WEC_LADW | California | Los Angeles | 12.5 | 1993 | 9999 |  |  |  | 0.14766 | Default Emission Factor
UCLA So Campus Cogen Project | 52073_G_GEN2 | 52073 | G | GEN2 |  | Combined Cycle | WEC_LADW | California | Los Angeles | 12.5 | 1993 | 9999 |  |  |  | 0.14766 | Default Emission Factor
UCLA So Campus Cogen Project | 52073_G_GEN3 | 52073 | G | GEN3 |  | Combined Cycle | WEC_LADW | California | Los Angeles | 11 | 1993 | 9999 |  |  |  | 0.14766 | Default Emission Factor
McKittrick Cogen | 52076_G_UNIT1 | 52076 | G | UNIT1 |  | Combustion Turbine | WECC_SCE | California | Kern | 4.8 | 2012 | 9999 | 2018 | 0.71795 | 39588 | 0.03627 | California Air Resources Board
McKittrick Cogen | 52076_G_UNIT2 | 52076 | G | UNIT2 |  | Combustion Turbine | WECC_SCE | California | Kern | 4.8 | 2012 | 9999 | 2018 | 0.71795 | 39588 | 0.03627 | California Air Resources Board
Lost Hills Cogeneration Plant | 52077_G_GEN5 | 52077 | G | GEN5 |  | Combustion Turbine | WECC_SCE | California | Kern | 2.7 | 1985 | 9999 |  |  |  | 0.72922 | Default Emission Factor
Lost Hills Cogeneration Plant | 52077_G_GEN6 | 52077 | G | GEN6 |  | Combustion Turbine | WECC_SCE | California | Kern | 2.7 | 1985 | 9999 |  |  |  | 0.72922 | Default Emission Factor
Cymric 31X Cogen | 52081_G_TG1 | 52081 | G | TG1 |  | Combustion Turbine | WEC_CALN | California | Kern | 2.7 | 1988 | 9999 |  |  |  | 0.72922 | Default Emission Factor
Cymric 31X Cogen | 52081_G_TG2 | 52081 | G | TG2 |  | Combustion Turbine | WEC_CALN | California | Kern | 2.7 | 1988 | 9999 |  |  |  | 0.72922 | Default Emission Factor
Cymric 6Z Cogen | 52082_G_TG1 | 52082 | G | TG1 |  | Combustion Turbine | WEC_CALN | California | Kern | 2.7 | 1986 | 9999 |  |  |  | 0.72922 | Default Emission Factor
Cymric 6Z Cogen | 52082_G_TG2 | 52082 | G | TG2 |  | Combustion Turbine | WEC_CALN | California | Kern | 2.7 | 1986 | 9999 |  |  |  | 0.72922 | Default Emission Factor
Taft 26C Cogen | 52085_G_TG1 | 52085 | G | TG1 |  | Combustion Turbine | WEC_CALN | California | Kern | 2.7 | 1982 | 9999 |  |  |  | 0.72922 | Default Emission Factor
Taft 26C Cogen | 52085_G_TG2 | 52085 | G | TG2 |  | Combustion Turbine | WEC_CALN | California | Kern | 2.7 | 1982 | 9999 |  |  |  | 0.72922 | Default Emission Factor
Taft 26C Cogen | 52085_G_TG3 | 52085 | G | TG3 |  | Combustion Turbine | WEC_CALN | California | Kern | 2.7 | 1982 | 9999 |  |  |  | 0.72922 | Default Emission Factor
Taft 26C Cogen | 52085_G_TG4 | 52085 | G | TG4 |  | Combustion Turbine | WEC_CALN | California | Kern | 2.7 | 1982 | 9999 |  |  |  | 0.72922 | Default Emission Factor
Coalinga 25D Cogen | 52086_G_TG1 | 52086 | G | TG1 |  | Combustion Turbine | WEC_CALN | California | Fresno | 2.7 | 1986 | 9999 |  |  |  | 0.72922 | Default Emission Factor
Coalinga 25D Cogen | 52086_G_TG2 | 52086 | G | TG2 |  | Combustion Turbine | WEC_CALN | California | Fresno | 2.7 | 1986 | 9999 |  |  |  | 0.72922 | Default Emission Factor
Coalinga 25D Cogen | 52086_G_TG3 | 52086 | G | TG3 |  | Combustion Turbine | WEC_CALN | California | Fresno | 2.7 | 1987 | 9999 |  |  |  | 0.72922 | Default Emission Factor
Coalinga 25D Cogen | 52086_G_TG4 | 52086 | G | TG4 |  | Combustion Turbine | WEC_CALN | California | Fresno | 2.7 | 1987 | 9999 |  |  |  | 0.72922 | Default Emission Factor
Elizabeth River Power Station | 52087_G_GEN1 | 52087 | G | GEN1 | 88298 | Combustion Turbine | PJM_Dom | Virginia | Chesapeake City | 116 | 1992 | 9999 | 2019 | 5.7252 | 32637.6667 | 0.35084 | NEI 2019
Elizabeth River Power Station | 52087_G_GEN2 | 52087 | G | GEN2 | 88299 | Combustion Turbine | PJM_Dom | Virginia | Chesapeake City | 116 | 1992 | 9999 | 2019 | 6.5391 | 32637.6667 | 0.40071 | NEI 2019
Elizabeth River Power Station | 52087_G_GEN3 | 52087 | G | GEN3 | 88300 | Combustion Turbine | PJM_Dom | Virginia | Chesapeake City | 116 | 1992 | 9999 | 2019 | 2.3348 | 32637.6667 | 0.14308 | NEI 2019
Texas City Power Plant | 52088_G_GEN1 | 52088 | G | GEN1 | 89949 | Combined Cycle | ERC_REST | Texas | Galveston | 139 | 1987 | 9999 |  |  |  | 0.11157 | NEI 2019
Texas City Power Plant | 52088_G_GEN2 | 52088 | G | GEN2 | 89949 | Combined Cycle | ERC_REST | Texas | Galveston | 104 | 1987 | 9999 | 2019 | 13.0699 | 473351 | 0.11157 | NEI 2019
Texas City Power Plant | 52088_G_GEN3 | 52088 | G | GEN3 | 89950 | Combined Cycle | ERC_REST | Texas | Galveston | 104 | 1987 | 9999 | 2019 | 45.365 | 480004 | 0.11157 | NEI 2019
Texas City Power Plant | 52088_G_GEN4 | 52088 | G | GEN4 | 89951 | Combined Cycle | ERC_REST | Texas | Galveston | 104 | 1987 | 9999 | 2019 | 39.1853 | 796639 | 0.11157 | NEI 2019
New York Methodist Hospital | 52091_G_01-8N | 52091 | G | 01-8N |  | Combustion Turbine | NY_Z_J | New York | Kings | 0.8 | 2006 | 9999 |  |  |  | 7.2573 | Default Emission Factor
New York Methodist Hospital | 52091_G_02-8P | 52091 | G | 02-8P |  | Combustion Turbine | NY_Z_J | New York | Kings | 1 | 2006 | 9999 |  |  |  | 7.2573 | Default Emission Factor
New York Methodist Hospital | 52091_G_03-8L | 52091 | G | 03-8L |  | Combustion Turbine | NY_Z_J | New York | Kings | 1 | 2008 | 9999 |  |  |  | 7.2573 | Default Emission Factor
New York Methodist Hospital | 52091_G_04-6Z | 52091 | G | 04-6Z |  | Combustion Turbine | NY_Z_J | New York | Kings | 0.8 | 2006 | 9999 |  |  |  | 7.2573 | Default Emission Factor
New York Methodist Hospital | 52091_G_05-6Z | 52091 | G | 05-6Z |  | Combustion Turbine | NY_Z_J | New York | Kings | 0.8 | 2006 | 9999 |  |  |  | 7.2573 | Default Emission Factor
Berry Placerita Cogen | 52096_G_GEN1 | 52096 | G | GEN1 |  | Combustion Turbine | WECC_SCE | California | Los Angeles | 19.6 | 1990 | 9999 |  |  |  | 0.72922 | Default Emission Factor
Berry Placerita Cogen | 52096_G_GEN2 | 52096 | G | GEN2 |  | Combustion Turbine | WECC_SCE | California | Los Angeles | 19.6 | 1990 | 9999 |  |  |  | 0.72922 | Default Emission Factor
Cymric 36W Cogen | 52104_G_GEN1 | 52104 | G | GEN1 |  | Combustion Turbine | WEC_CALN | California | Kern | 2.7 | 1982 | 9999 |  |  |  | 0.72922 | Default Emission Factor
Cymric 36W Cogen | 52104_G_GEN2 | 52104 | G | GEN2 |  | Combustion Turbine | WEC_CALN | California | Kern | 2.7 | 1982 | 9999 |  |  |  | 0.72922 | Default Emission Factor
Cymric 36W Cogen | 52104_G_GEN3 | 52104 | G | GEN3 |  | Combustion Turbine | WEC_CALN | California | Kern | 2.7 | 1982 | 9999 |  |  |  | 0.72922 | Default Emission Factor
Cymric 36W Cogen | 52104_G_GEN4 | 52104 | G | GEN4 |  | Combustion Turbine | WEC_CALN | California | Kern | 2.7 | 1982 | 9999 |  |  |  | 0.72922 | Default Emission Factor
Kern River Eastridge Cogen | 52107_G_101A | 52107 | G | 101A |  | Combustion Turbine | WEC_CALN | California | Kern | 20.8 | 1988 | 9999 |  |  |  | 0.72922 | Default Emission Factor
Kern River Eastridge Cogen | 52107_G_101B | 52107 | G | 101B |  | Combustion Turbine | WEC_CALN | California | Kern | 20.8 | 1988 | 9999 |  |  |  | 0.72922 | Default Emission Factor
Wasson CO2 Removal Plant | 52122_G_GEN1 | 52122 | G | GEN1 |  | Combustion Turbine | SPP_SPS | Texas | Yoakum | 18.6 | 1988 | 9999 |  |  |  | 0.72922 | Default Emission Factor
Power Station 4 | 52132_G_GEN1 | 52132 | G | GEN1 |  | Combined Cycle | ERC_REST | Texas | Galveston | 69 | 1986 | 9999 |  |  |  | 0.06005 | NEI 2019
Power Station 4 | 52132_G_GEN2 | 52132 | G | GEN2 |  | Combined Cycle | ERC_REST | Texas | Galveston | 69 | 1986 | 9999 | 2019 | 18.8177 | 282063 | 0.06005 | NEI 2019
C P Kelco San Diego Plant | 52147_G_GEN1 | 52147 | G | GEN1 |  | Combustion Turbine | WEC_SDGE | California | San Diego | 8 | 1983 | 9999 | 2018 | 4.1744 | 24538.3459 | 0.34024 | California Air Resources Board
C P Kelco San Diego Plant | 52147_G_GEN2 | 52147 | G | GEN2 |  | Combustion Turbine | WEC_SDGE | California | San Diego | 9.3 | 1983 | 9999 | 2018 | 4.8528 | 28525.8271 | 0.34024 | California Air Resources Board
C P Kelco San Diego Plant | 52147_G_GEN3 | 52147 | G | GEN3 |  | Combustion Turbine | WEC_SDGE | California | San Diego | 9.3 | 1983 | 9999 | 2018 | 4.8528 | 28525.8271 | 0.34024 | California Air Resources Board
Riverbay | 52168_G_GEN3 | 52168 | G | GEN3 | 90513 | Combustion Turbine | NY_Z_J | New York | Bronx | 12.3 | 2011 | 9999 |  |  |  | 0.72922 | Default Emission Factor
Riverbay | 52168_G_GEN4 | 52168 | G | GEN4 | 90514 | Combustion Turbine | NY_Z_J | New York | Bronx | 12.3 | 2011 | 9999 |  |  |  | 0.72922 | Default Emission Factor
Riverbay | 52168_G_U0007 | 52168 | G | U0007 |  | Combustion Turbine | NY_Z_J | New York | Bronx | 1.5 | 2011 | 9999 |  |  |  | 7.2573 | Default Emission Factor
Midway Sunset Cogen | 52169_G_A | 52169 | G | A |  | Combustion Turbine | WEC_CALN | California | Kern | 73 | 1989 | 9999 |  |  |  | 0.72922 | Default Emission Factor
Midway Sunset Cogen | 52169_G_B | 52169 | G | B |  | Combustion Turbine | WEC_CALN | California | Kern | 73 | 1989 | 9999 |  |  |  | 0.72922 | Default Emission Factor
Midway Sunset Cogen | 52169_G_C | 52169 | G | C |  | Combustion Turbine | WEC_CALN | California | Kern | 73 | 1989 | 9999 |  |  |  | 0.72922 | Default Emission Factor
C R Wing Cogen Plant | 52176_G_GEN1 | 52176 | G | GEN1 | 89347 | Combined Cycle | ERC_WEST | Texas | Howard | 71 | 1987 | 9999 | 2019 | 14.6335 | 350922 | 0.0522 | NEI 2019
C R Wing Cogen Plant | 52176_G_GEN2 | 52176 | G | GEN2 | 89348 | Combined Cycle | ERC_WEST | Texas | Howard | 71 | 1987 | 9999 | 2019 | 11.4445 | 330752 | 0.0522 | NEI 2019
C R Wing Cogen Plant | 52176_G_GEN3 | 52176 | G | GEN3 | 89347 | Combined Cycle | ERC_WEST | Texas | Howard | 70 | 1988 | 9999 | 2019 | 0.0851 | 320810 | 0.0522 | NEI 2019
Yuba City Cogen Partners | 52186_G_GEN1 | 52186 | G | GEN1 |  | Combustion Turbine | WEC_CALN | California | Sutter | 48.7 | 1990 | 9999 | 2017 | 6.6 | 28267 | 0.46698 | NEI 2019
Delaware City Plant | 52193_G_CT1 | 52193 | G | CT1 |  | Combustion Turbine | PJM_EMAC | Delaware | New Castle | 65 | 2000 | 9999 | 2019 | 7.69 | 559239.1637 | 0.0275 | NEI 2019
Delaware City Plant | 52193_G_CT2 | 52193 | G | CT2 |  | Combustion Turbine | PJM_EMAC | Delaware | New Castle | 65 | 2000 | 9999 | 2019 | 6.56 | 559239.1637 | 0.02346 | NEI 2019
McWilliams | 533_G_1 | 533 | G | 1 | 320 | Combined Cycle | S_SOU | Alabama | Covington | 9 | 1954 | 9999 |  |  |  | 0.04343 | NEI 2019
McWilliams | 533_G_2 | 533 | G | 2 | 320 | Combined Cycle | S_SOU | Alabama | Covington | 9 | 1954 | 9999 |  |  |  | 0.04343 | NEI 2019
McWilliams | 533_G_3 | 533 | G | 3 | 320 | Combined Cycle | S_SOU | Alabama | Covington | 22 | 1959 | 9999 |  |  |  | 0.04343 | NEI 2019
McWilliams | 533_G_4 | 533 | G | 4 | 320 | Combined Cycle | S_SOU | Alabama | Covington | 108 | 1996 | 9999 | 2019 | 7.6 | 350011 | 0.04343 | NEI 2019
McWilliams | 533_G_VAN1 | 533 | G | VAN1 | 324 | Combined Cycle | S_SOU | Alabama | Covington | 171 | 2002 | 9999 | 2019 | 10 | 2154269 | 0.01071 | NEI 2019
McWilliams | 533_G_VAN2 | 533 | G | VAN2 | 325 | Combined Cycle | S_SOU | Alabama | Covington | 168 | 2002 | 9999 | 2019 | 7.2 | 1056392 | 0.01071 | NEI 2019
McWilliams | 533_G_VAN3 | 533 | G | VAN3 | 324 | Combined Cycle | S_SOU | Alabama | Covington | 176 | 2002 | 9999 |  |  |  | 0.01071 | NEI 2019
McClellan (CA) | 535_G_1 | 535 | G | 1 |  | Combustion Turbine | WEC_BANC | California | Sacramento | 77 | 1986 | 9999 | 2017 | 1.8831 | 8862 | 0.42499 | NEI 2019
J K Smith | 54_G_GT1 | 54 | G | GT1 | 50 | Combustion Turbine | PJM_West | Kentucky | Clark | 104 | 1999 | 9999 | 2019 | 2.4654 | 47178.0611 | 0.10451 | NEI 2019
J K Smith | 54_G_GT10 | 54 | G | GT10 | 90542 | Combustion Turbine | PJM_West | Kentucky | Clark | 88 | 2010 | 9999 | 2019 | 1.1937 | 39919.8978 | 0.05981 | NEI 2019
J K Smith | 54_G_GT2 | 54 | G | GT2 | 51 | Combustion Turbine | PJM_West | Kentucky | Clark | 104 | 1999 | 9999 | 2019 | 2.2008 | 47178.0611 | 0.0933 | NEI 2019
J K Smith | 54_G_GT3 | 54 | G | GT3 | 52 | Combustion Turbine | PJM_West | Kentucky | Clark | 104 | 1999 | 9999 | 2017 | 2.2077 | 21679.7554 | 0.20367 | NEI 2019
J K Smith | 54_G_GT4 | 54 | G | GT4 | 9271 | Combustion Turbine | PJM_West | Kentucky | Clark | 74 | 2001 | 9999 | 2019 | 4.3188 | 33569.005 | 0.25731 | NEI 2019
J K Smith | 54_G_GT5 | 54 | G | GT5 | 9272 | Combustion Turbine | PJM_West | Kentucky | Clark | 74 | 2001 | 9999 | 2017 | 4.3656 | 15425.9798 | 0.566 | NEI 2019
J K Smith | 54_G_GT6 | 54 | G | GT6 | 89572 | Combustion Turbine | PJM_West | Kentucky | Clark | 74 | 2005 | 9999 | 2017 | 3.9432 | 15425.9798 | 0.51124 | NEI 2019
J K Smith | 54_G_GT7 | 54 | G | GT7 | 89573 | Combustion Turbine | PJM_West | Kentucky | Clark | 74 | 2005 | 9999 | 2017 | 3.994 | 15425.9798 | 0.51782 | NEI 2019
J K Smith | 54_G_GT9 | 54 | G | GT9 | 90541 | Combustion Turbine | PJM_West | Kentucky | Clark | 88 | 2010 | 9999 | 2019 | 1.6924 | 39919.8978 | 0.08479 | NEI 2019
Branford | 540_G_UN10 | 540 | G | UN10 | 326 | Combustion Turbine | NENG_CT | Connecticut | New Haven | 17.4 | 1967 | 9999 | 2019 | 0.0033909 | 128 | 0.05298 | NEI 2019
WestRock Southeast, LLC. | 54004_G_GEN2 | 54004 | G | GEN2 |  | Combustion Turbine | S_SOU | Georgia | Laurens | 40 | 1989 | 9999 | 2019 | 5.6586 | 26413.94 | 0.42845 | NEI 2019
MM West Covina | 54015_G_GEN2 | 54015 | G | GEN2 |  | Landfill Gas | WECC_SCE | California | Los Angeles | 5.4 | 1993 | 9999 |  |  |  | 8.0181 | Default Emission Factor
Rensselaer Cogen | 54034_G_GEN1 | 54034 | G | GEN1 | 3742 | Combined Cycle | NY_Z_F | New York | Rensselaer | 47 | 1994 | 9999 | 2019 | 0.28077 | 3478 | 0.16146 | NEI 2019
Rensselaer Cogen | 54034_G_GEN2 | 54034 | G | GEN2 | 3742 | Combined Cycle | NY_Z_F | New York | Rensselaer | 33.4 | 1994 | 9999 |  |  |  | 0.16146 | NEI 2019
Lockport Energy Associates LP | 54041_G_GEN1 | 54041 | G | GEN1 | 3743 | Combined Cycle | NY_Z_A | New York | Niagara | 43.6 | 1992 | 9999 |  |  |  | 0.76329 | NEI 2019
Lockport Energy Associates LP | 54041_G_GEN2 | 54041 | G | GEN2 | 3744 | Combined Cycle | NY_Z_A | New York | Niagara | 43.6 | 1992 | 9999 |  |  |  | 0.76329 | NEI 2019
Lockport Energy Associates LP | 54041_G_GEN3 | 54041 | G | GEN3 | 3745 | Combined Cycle | NY_Z_A | New York | Niagara | 43.6 | 1992 | 9999 | 2019 | 79.1991 | 207519.86 | 0.76329 | NEI 2019
Lockport Energy Associates LP | 54041_G_GEN4 | 54041 | G | GEN4 | 3743 | Combined Cycle | NY_Z_A | New York | Niagara | 78 | 1992 | 9999 |  |  |  | 0.76329 | NEI 2019
Riverview Energy Systems | 54057_G_GEN1 | 54057 | G | GEN1 |  | Landfill Gas | MIS_LMI | Michigan | Wayne | 2.8 | 1988 | 9999 | 2018 | 37.245 | 21095.5 | 3.5311 | Michigan Point Source Emission
Riverview Energy Systems | 54057_G_GEN2 | 54057 | G | GEN2 |  | Landfill Gas | MIS_LMI | Michigan | Wayne | 2.8 | 1988 | 9999 | 2018 | 37.245 | 21095.5 | 3.5311 | Michigan Point Source Emission
Indeck Olean Energy Center | 54076_G_GEN1 | 54076 | G | GEN1 | 3747 | Combined Cycle | NY_Z_A | New York | Cattaraugus | 34.1 | 1994 | 9999 | 2019 | 1.9823 | 116588 | 0.03401 | NEI 2019
Indeck Olean Energy Center | 54076_G_GEN2 | 54076 | G | GEN2 | 3747 | Combined Cycle | NY_Z_A | New York | Cattaraugus | 44.6 | 1994 | 9999 |  |  |  | 0.03401 | NEI 2019
Kennedy International Airport Cogen | 54114_G_GEN1 | 54114 | G | GEN1 | 3752 | Combined Cycle | NY_Z_J | New York | Queens | 48.9 | 1994 | 9999 | 2019 | 2.5795 | 242438 | 0.03429 | NEI 2019
Kennedy International Airport Cogen | 54114_G_GEN2 | 54114 | G | GEN2 | 3753 | Combined Cycle | NY_Z_J | New York | Queens | 47.8 | 1994 | 9999 | 2019 | 5.6519 | 237611 | 0.03429 | NEI 2019
Kennedy International Airport Cogen | 54114_G_GEN3 | 54114 | G | GEN3 | 3752 | Combined Cycle | NY_Z_J | New York | Queens | 27.5 | 1995 | 9999 |  |  |  | 0.03429 | NEI 2019
Fortistar North Tonawanda | 54131_G_GEN1 | 54131 | G | GEN1 | 3754 | Combined Cycle | NY_Z_A | New York | Niagara | 39.1 | 1993 | 9999 | 2019 | 2.9305 | 12984 | 0.35208 | NEI 2019
Fortistar North Tonawanda | 54131_G_GEN2 | 54131 | G | GEN2 | 3754 | Combined Cycle | NY_Z_A | New York | Niagara | 20 | 1993 | 9999 | 2019 | 0.20144 | 4807 | 0.35208 | NEI 2019
Stony Brook Cogen Plant | 54149_G_GEN1 | 54149 | G | GEN1 | 3757 | Combustion Turbine | NY_Z_K | New York | Suffolk | 44.5 | 1995 | 9999 | 2019 | 118.8191 | 288649 | 0.82328 | NEI 2019
Cos Cob | 542_G_UN10 | 542 | G | UN10 | 327 | Combustion Turbine | NENG_CT | Connecticut | Fairfield | 19.1 | 1969 | 9999 | 2019 | 0.36358 | 147.046 | 4.9452 | NEI 2019
Cos Cob | 542_G_UN11 | 542 | G | UN11 | 328 | Combustion Turbine | NENG_CT | Connecticut | Fairfield | 18.7 | 1969 | 9999 | 2019 | 0.32857 | 143.9665 | 4.5646 | NEI 2019
Cos Cob | 542_G_UN12 | 542 | G | UN12 | 329 | Combustion Turbine | NENG_CT | Connecticut | Fairfield | 19.1 | 1969 | 9999 | 2019 | 0.29011 | 147.046 | 3.9458 | NEI 2019
Cos Cob | 542_G_UN13 | 542 | G | UN13 | 90364 | Combustion Turbine | NENG_CT | Connecticut | Fairfield | 19.1 | 2008 | 9999 | 2019 | 0.4377 | 147.046 | 5.9532 | NEI 2019
Cos Cob | 542_G_un14 | 542 | G | un14 | 90365 | Combustion Turbine | NENG_CT | Connecticut | Fairfield | 19.6 | 2008 | 9999 | 2019 | 0.16932 | 150.8954 | 2.2442 | NEI 2019
Franklin Heating Station | 54224_G_DG4 | 54224 | G | DG4 |  | Combustion Turbine | MIS_MNWI | Minnesota | Olmsted | 2 | 2009 | 9999 |  |  |  | 7.2573 | Default Emission Factor
Franklin Heating Station | 54224_G_DG5 | 54224 | G | DG5 |  | Combustion Turbine | MIS_MNWI | Minnesota | Olmsted | 2 | 2011 | 9999 |  |  |  | 7.2573 | Default Emission Factor
Franklin Heating Station | 54224_G_EG1 | 54224 | G | EG1 |  | Combustion Turbine | MIS_MNWI | Minnesota | Olmsted | 2 | 2001 | 9999 |  |  |  | 7.2573 | Default Emission Factor
Franklin Heating Station | 54224_G_EG2 | 54224 | G | EG2 |  | Combustion Turbine | MIS_MNWI | Minnesota | Olmsted | 2 | 2001 | 9999 |  |  |  | 7.2573 | Default Emission Factor
Franklin Heating Station | 54224_G_EG3 | 54224 | G | EG3 |  | Combustion Turbine | MIS_MNWI | Minnesota | Olmsted | 2 | 2001 | 9999 |  |  |  | 7.2573 | Default Emission Factor
Franklin Heating Station | 54224_G_GEN1 | 54224 | G | GEN1 |  | O/G Steam | MIS_MNWI | Minnesota | Olmsted | 2 | 1951 | 9999 |  |  |  | 0.95219 | Default Emission Factor
Franklin Heating Station | 54224_G_GEN2 | 54224 | G | GEN2 |  | O/G Steam | MIS_MNWI | Minnesota | Olmsted | 2 | 1951 | 9999 |  |  |  | 0.95219 | Default Emission Factor
Franklin Heating Station | 54224_G_GEN3 | 54224 | G | GEN3 |  | O/G Steam | MIS_MNWI | Minnesota | Olmsted | 6.1 | 1968 | 9999 |  |  |  | 0.95219 | Default Emission Factor
Franklin Heating Station | 54224_G_GEN6 | 54224 | G | GEN6 |  | Non-Fossil Waste | MIS_MNWI | Minnesota | Olmsted | 2.8 | 2006 | 9999 |  |  |  | 6.5998 | Default Emission Factor
Gillette SBMC | 54225_G_CTG3 | 54225 | G | CTG3 |  | Combustion Turbine | NENGREST | Massachusetts | Suffolk | 7.2 | 2011 | 9999 |  |  |  | 0.72922 | Default Emission Factor
Gillette SBMC | 54225_G_DG | 54225 | G | DG |  | Combustion Turbine | NENGREST | Massachusetts | Suffolk | 0.5 | 1991 | 9999 |  |  |  | 7.2573 | Default Emission Factor
Gillette SBMC | 54225_G_DG2 | 54225 | G | DG2 |  | Combustion Turbine | NENGREST | Massachusetts | Suffolk | 0.5 | 1997 | 9999 |  |  |  | 7.2573 | Default Emission Factor
Gillette SBMC | 54225_G_DG3 | 54225 | G | DG3 |  | Combustion Turbine | NENGREST | Massachusetts | Suffolk | 1 | 2000 | 9999 |  |  |  | 7.2573 | Default Emission Factor
Erving Paper Mills | 54228_G_3 | 54228 | G | 3 |  | Combustion Turbine | NENGREST | Massachusetts | Franklin | 5.6 | 2015 | 9999 |  |  |  | 0.72922 | Default Emission Factor
Naval Submarine Base Kings Bay | 54239_G_3023 | 54239 | G | 3023 |  | Combustion Turbine | S_SOU | Georgia | Camden | 2.5 | 1984 | 9999 |  |  |  | 7.2573 | Default Emission Factor
Naval Submarine Base Kings Bay | 54239_G_3024 | 54239 | G | 3024 |  | Combustion Turbine | S_SOU | Georgia | Camden | 2.5 | 1984 | 9999 |  |  |  | 7.2573 | Default Emission Factor
Naval Submarine Base Kings Bay | 54239_G_3025 | 54239 | G | 3025 |  | Combustion Turbine | S_SOU | Georgia | Camden | 2.5 | 1984 | 9999 |  |  |  | 7.2573 | Default Emission Factor
Naval Submarine Base Kings Bay | 54239_G_3027 | 54239 | G | 3027 |  | Combustion Turbine | S_SOU | Georgia | Camden | 2.5 | 1988 | 9999 |  |  |  | 7.2573 | Default Emission Factor
Naval Submarine Base Kings Bay | 54239_G_3028 | 54239 | G | 3028 |  | Combustion Turbine | S_SOU | Georgia | Camden | 2.5 | 1988 | 9999 |  |  |  | 7.2573 | Default Emission Factor
Naval Submarine Base Kings Bay | 54239_G_3029 | 54239 | G | 3029 |  | Combustion Turbine | S_SOU | Georgia | Camden | 2.5 | 1989 | 9999 |  |  |  | 7.2573 | Default Emission Factor
Naval Submarine Base Kings Bay | 54239_G_5876 | 54239 | G | 5876 |  | Combustion Turbine | S_SOU | Georgia | Camden | 2.5 | 1988 | 9999 |  |  |  | 7.2573 | Default Emission Factor
Naval Submarine Base Kings Bay | 54239_G_5877 | 54239 | G | 5877 |  | Combustion Turbine | S_SOU | Georgia | Camden | 2.5 | 1989 | 9999 |  |  |  | 7.2573 | Default Emission Factor
Naval Submarine Base Kings Bay | 54239_G_5878 | 54239 | G | 5878 |  | Combustion Turbine | S_SOU | Georgia | Camden | 2.5 | 1989 | 9999 |  |  |  | 7.2573 | Default Emission Factor
Naval Submarine Base Kings Bay | 54239_G_5879 | 54239 | G | 5879 |  | Combustion Turbine | S_SOU | Georgia | Camden | 2.5 | 1989 | 9999 |  |  |  | 7.2573 | Default Emission Factor
Naval Submarine Base Kings Bay | 54239_G_5880 | 54239 | G | 5880 |  | Combustion Turbine | S_SOU | Georgia | Camden | 2.5 | 1989 | 9999 |  |  |  | 7.2573 | Default Emission Factor
Naval Submarine Base Kings Bay | 54239_G_5881 | 54239 | G | 5881 |  | Combustion Turbine | S_SOU | Georgia | Camden | 2.5 | 1988 | 9999 |  |  |  | 7.2573 | Default Emission Factor
Saint Marys Hospital Power Plant | 54262_G_1 | 54262 | G | 1 |  | Combustion Turbine | MIS_MNWI | Minnesota | Olmsted | 4.5 | 1996 | 9999 |  |  |  | 0.72922 | Default Emission Factor
Saint Marys Hospital Power Plant | 54262_G_4 | 54262 | G | 4 |  | O/G Steam | MIS_MNWI | Minnesota | Olmsted | 2.7 | 1971 | 9999 |  |  |  | 0.95219 | Default Emission Factor
Saint Marys Hospital Power Plant | 54262_G_5 | 54262 | G | 5 |  | Combustion Turbine | MIS_MNWI | Minnesota | Olmsted | 2.5 | 1978 | 9999 |  |  |  | 7.2573 | Default Emission Factor
Saint Marys Hospital Power Plant | 54262_G_7 | 54262 | G | 7 |  | Combustion Turbine | MIS_MNWI | Minnesota | Olmsted | 2.5 | 2011 | 9999 |  |  |  | 7.2573 | Default Emission Factor
March Point Cogeneration | 54268_G_GTG1 | 54268 | G | GTG1 |  | Combustion Turbine | WECC_PNW | Washington | Skagit | 39.6 | 1991 | 9999 |  |  |  | 0.72922 | Default Emission Factor
March Point Cogeneration | 54268_G_GTG2 | 54268 | G | GTG2 |  | Combustion Turbine | WECC_PNW | Washington | Skagit | 40 | 1991 | 9999 |  |  |  | 0.72922 | Default Emission Factor
March Point Cogeneration | 54268_G_GTG3 | 54268 | G | GTG3 |  | Combustion Turbine | WECC_PNW | Washington | Skagit | 40.6 | 1993 | 9999 |  |  |  | 0.72922 | Default Emission Factor
Saguaro Power | 54271_G_CTG1 | 54271 | G | CTG1 |  | Combined Cycle | WECC_SNV | Nevada | Clark | 36 | 1991 | 9999 |  |  |  | 0.04498 | NEI 2019
Saguaro Power | 54271_G_CTG2 | 54271 | G | CTG2 |  | Combined Cycle | WECC_SNV | Nevada | Clark | 36 | 1991 | 9999 | 2019 | 7.143 | 261456 | 0.04498 | NEI 2019
Saguaro Power | 54271_G_STG | 54271 | G | STG |  | Combined Cycle | WECC_SNV | Nevada | Clark | 29 | 1991 | 9999 | 2019 | 9.876 | 495220 | 0.04498 | NEI 2019
West Group Data Center | 54294_G_1 | 54294 | G | 1 |  | Combustion Turbine | MIS_MNWI | Minnesota | Dakota | 0.6 | 2005 | 9999 |  |  |  | 7.2573 | Default Emission Factor
West Group Data Center | 54294_G_2 | 54294 | G | 2 |  | Combustion Turbine | MIS_MNWI | Minnesota | Dakota | 0.6 | 2005 | 9999 |  |  |  | 7.2573 | Default Emission Factor
West Group Data Center | 54294_G_3 | 54294 | G | 3 |  | Combustion Turbine | MIS_MNWI | Minnesota | Dakota | 0.6 | 2005 | 9999 |  |  |  | 7.2573 | Default Emission Factor
West Group Data Center | 54294_G_4 | 54294 | G | 4 |  | Combustion Turbine | MIS_MNWI | Minnesota | Dakota | 0.6 | 2005 | 9999 |  |  |  | 7.2573 | Default Emission Factor
Goodyear Beaumont Chemical Plant | 54321_G_2N80 | 54321 | G | 2N80 |  | Combustion Turbine | MIS_WOTA | Texas | Jefferson | 4 | 1999 | 9999 | 2018 | 30.9543 | 36182.75 | 1.711 | Texas Emissions Inventory
Goodyear Beaumont Chemical Plant | 54321_G_N802 | 54321 | G | N802 |  | Combustion Turbine | MIS_WOTA | Texas | Jefferson | 4 | 1999 | 9999 | 2018 | 30.9543 | 36182.75 | 1.711 | Texas Emissions Inventory
Goodyear Beaumont Chemical Plant | 54321_G_N803 | 54321 | G | N803 |  | Combustion Turbine | MIS_WOTA | Texas | Jefferson | 4 | 1999 | 9999 | 2018 | 30.9543 | 36182.75 | 1.711 | Texas Emissions Inventory
Goodyear Beaumont Chemical Plant | 54321_G_N804 | 54321 | G | N804 |  | Combustion Turbine | MIS_WOTA | Texas | Jefferson | 4 | 1999 | 9999 | 2018 | 30.9543 | 36182.75 | 1.711 | Texas Emissions Inventory
Ocean State Power II | 54324_G_GEN1 | 54324 | G | GEN1 | 3760 | Combined Cycle | NENGREST | Rhode Island | Providence | 71.2 | 1991 | 9999 |  |  |  | 0.14766 | Default Emission Factor
Ocean State Power II | 54324_G_GEN2 | 54324 | G | GEN2 | 3761 | Combined Cycle | NENGREST | Rhode Island | Providence | 71.2 | 1991 | 9999 |  |  |  | 0.14766 | Default Emission Factor
Ocean State Power II | 54324_G_GEN3 | 54324 | G | GEN3 | 3760 | Combined Cycle | NENGREST | Rhode Island | Providence | 76.2 | 1991 | 9999 |  |  |  | 0.14766 | Default Emission Factor
Bucknell University | 54333_G_G001 | 54333 | G | G001 |  | Combined Cycle | PJM_WMAC | Pennsylvania | Union | 4.3 | 1998 | 9999 |  |  |  | 0.14766 | Default Emission Factor
Bucknell University | 54333_G_G502 | 54333 | G | G502 |  | Combined Cycle | PJM_WMAC | Pennsylvania | Union | 0.8 | 1991 | 9999 |  |  |  | 0.14766 | Default Emission Factor
Rio Grande Valley Sugar Growers | 54338_G_GENE | 54338 | G | GENE |  | Combustion Turbine | ERC_REST | Texas | Hidalgo | 1.4 | 2011 | 9999 |  |  |  | 7.2573 | Default Emission Factor
Orange Cogeneration Facility | 54365_G_APC1 | 54365 | G | APC1 | 3762 | Combined Cycle | FRCC | Florida | Polk | 43 | 1995 | 9999 | 2019 | 32.6507 | 143638.57 | 0.43283 | NEI 2019
Orange Cogeneration Facility | 54365_G_APC2 | 54365 | G | APC2 | 3763 | Combined Cycle | FRCC | Florida | Polk | 43 | 1995 | 9999 | 2019 | 52.4008 | 161190.72 | 0.43283 | NEI 2019
Orange Cogeneration Facility | 54365_G_APC3 | 54365 | G | APC3 | 3762 | Combined Cycle | FRCC | Florida | Polk | 24.6 | 1995 | 9999 |  |  |  | 0.43283 | NEI 2019
University of Colorado | 54372_G_GT1 | 54372 | G | GT1 |  | Combined Cycle | WECC_CO | Colorado | Boulder | 15 | 1992 | 9999 | 2019 | 0.45 | 4479.27 | 0.5734 | NEI 2019
University of Colorado | 54372_G_GT2 | 54372 | G | GT2 |  | Combined Cycle | WECC_CO | Colorado | Boulder | 15 | 1992 | 9999 | 2019 | 1.24 | 1485.2 | 0.5734 | NEI 2019
University of Colorado | 54372_G_ST1 | 54372 | G | ST1 |  | Combined Cycle | WECC_CO | Colorado | Boulder | 1 | 1992 | 9999 |  |  |  | 0.5734 | NEI 2019
Devon Station | 544_G_10 | 544 | G | 10 | 330 | Combustion Turbine | NENG_CT | Connecticut | New Haven | 14.4 | 1985 | 9999 |  |  |  | 0.75865 | Default Emission Factor
Devon Station | 544_G_11 | 544 | G | 11 | 331 | Combustion Turbine | NENG_CT | Connecticut | New Haven | 29.3 | 1996 | 9999 |  |  |  | 0.72922 | Default Emission Factor
Devon Station | 544_G_12 | 544 | G | 12 | 332 | Combustion Turbine | NENG_CT | Connecticut | New Haven | 29.2 | 1996 | 9999 |  |  |  | 0.72922 | Default Emission Factor
Devon Station | 544_G_13 | 544 | G | 13 | 333 | Combustion Turbine | NENG_CT | Connecticut | New Haven | 29.9 | 1996 | 9999 |  |  |  | 0.72922 | Default Emission Factor
Devon Station | 544_G_14 | 544 | G | 14 | 334 | Combustion Turbine | NENG_CT | Connecticut | New Haven | 29.7 | 1996 | 9999 |  |  |  | 0.72922 | Default Emission Factor
Capitol Heat and Power | 54406_G_P31 | 54406 | G | P31 |  | Combustion Turbine | MIS_WUMS | Wisconsin | Dane | 1 | 2011 | 9999 |  |  |  | 7.2573 | Default Emission Factor
Capitol Heat and Power | 54406_G_P32 | 54406 | G | P32 |  | Combustion Turbine | MIS_WUMS | Wisconsin | Dane | 1 | 2011 | 9999 |  |  |  | 7.2573 | Default Emission Factor
Waupun Correctional Central Heating Plt | 54407_G_1 | 54407 | G | 1 |  | O/G Steam | MIS_WUMS | Wisconsin | Dodge | 1 | 1951 | 9999 |  |  |  | 0.95219 | Default Emission Factor
Waupun Correctional Central Heating Plt | 54407_G_2 | 54407 | G | 2 |  | O/G Steam | MIS_WUMS | Wisconsin | Dodge | 0.5 | 1951 | 9999 |  |  |  | 0.95219 | Default Emission Factor
Waupun Correctional Central Heating Plt | 54407_G_3 | 54407 | G | 3 |  | Combustion Turbine | MIS_WUMS | Wisconsin | Dodge | 0.8 | 1991 | 9999 |  |  |  | 7.2573 | Default Emission Factor
Waupun Correctional Central Heating Plt | 54407_G_4 | 54407 | G | 4 |  | Combustion Turbine | MIS_WUMS | Wisconsin | Dodge | 1.5 | 1998 | 9999 |  |  |  | 7.2573 | Default Emission Factor
UW Madison Charter Street Plant | 54408_G_3 | 54408 | G | 3 |  | Combustion Turbine | MIS_WUMS | Wisconsin | Dane | 1.3 | 1965 | 9999 |  |  |  | 7.2573 | Default Emission Factor
Western Power & Steam Inc | 54410_G_CTG | 54410 | G | CTG |  | Combustion Turbine | WEC_CALN | California | Kern | 19.6 | 1990 | 9999 |  |  |  | 0.72922 | Default Emission Factor
Mulberry Cogeneration Facility | 54426_G_GT1 | 54426 | G | GT1 | 3772 | Combined Cycle | FRCC | Florida | Polk | 76 | 1994 | 9999 | 2019 | 0.5924 | 392608 | 0.00302 | NEI 2019
Mulberry Cogeneration Facility | 54426_G_ST1 | 54426 | G | ST1 | 3772 | Combined Cycle | FRCC | Florida | Polk | 37 | 1994 | 9999 |  |  |  | 0.00302 | NEI 2019
Welport Lease Project | 54447_G_TI | 54447 | G | TI |  | Combustion Turbine | WEC_CALN | California | Kern | 4 | 1990 | 9999 |  |  |  | 0.72922 | Default Emission Factor
Dome Project | 54449_G_T1 | 54449 | G | T1 |  | Combustion Turbine | WEC_CALN | California | Kern | 2.5 | 1988 | 9999 |  |  |  | 0.72922 | Default Emission Factor
Dome Project | 54449_G_T2 | 54449 | G | T2 |  | Combustion Turbine | WEC_CALN | California | Kern | 2.5 | 1988 | 9999 |  |  |  | 0.72922 | Default Emission Factor
Hewlett Packard Enterprise | 54457_G_ALF1 | 54457 | G | ALF1 |  | Combustion Turbine | S_SOU | Georgia | Fulton | 1 | 1989 | 9999 |  |  |  | 7.2573 | Default Emission Factor
Hewlett Packard Enterprise | 54457_G_ALF2 | 54457 | G | ALF2 |  | Combustion Turbine | S_SOU | Georgia | Fulton | 1 | 1989 | 9999 |  |  |  | 7.2573 | Default Emission Factor
Hewlett Packard Enterprise | 54457_G_ALF3 | 54457 | G | ALF3 |  | Combustion Turbine | S_SOU | Georgia | Fulton | 1 | 1989 | 9999 |  |  |  | 7.2573 | Default Emission Factor
Hewlett Packard Enterprise | 54457_G_ALF4 | 54457 | G | ALF4 |  | Combustion Turbine | S_SOU | Georgia | Fulton | 1 | 1989 | 9999 |  |  |  | 7.2573 | Default Emission Factor
Hewlett Packard Enterprise | 54457_G_ALF5 | 54457 | G | ALF5 |  | Combustion Turbine | S_SOU | Georgia | Fulton | 1 | 1991 | 9999 |  |  |  | 7.2573 | Default Emission Factor
Hewlett Packard Enterprise | 54457_G_B1GN1 | 54457 | G | B1GN1 |  | Combustion Turbine | S_SOU | Georgia | Fulton | 1.4 | 2005 | 9999 |  |  |  | 7.2573 | Default Emission Factor
Hewlett Packard Enterprise | 54457_G_B1GN2 | 54457 | G | B1GN2 |  | Combustion Turbine | S_SOU | Georgia | Fulton | 1.4 | 2005 | 9999 |  |  |  | 7.2573 | Default Emission Factor
Orlando Cogen LP | 54466_G_GEN1 | 54466 | G | GEN1 | 3773 | Combined Cycle | FRCC | Florida | Orange | 120 | 1993 | 9999 | 2019 | 7.7978 | 1014108 | 0.01538 | NEI 2019
Sumas Power Plant | 54476_G_GEN1 | 54476 | G | GEN1 | 90428 | Combined Cycle | WECC_PNW | Washington | Whatcom | 84.7 | 1993 | 9999 |  |  |  | 0.01323 | NEI 2019
Sumas Power Plant | 54476_G_GEN2 | 54476 | G | GEN2 | 90428 | Combined Cycle | WECC_PNW | Washington | Whatcom | 40.8 | 1993 | 9999 | 2019 | 3.2 | 483617 | 0.01323 | NEI 2019
Crotched Mountain Rehabilitation Center | 54515_G_GEN1 | 54515 | G | GEN1 |  | Combustion Turbine | NENGREST | New Hampshire | Hillsborough | 0.7 | 1990 | 9999 |  |  |  | 7.2573 | Default Emission Factor
Crotched Mountain Rehabilitation Center | 54515_G_GEN2 | 54515 | G | GEN2 |  | Combustion Turbine | NENGREST | New Hampshire | Hillsborough | 0.7 | 1990 | 9999 |  |  |  | 7.2573 | Default Emission Factor
Crotched Mountain Rehabilitation Center | 54515_G_GEN3 | 54515 | G | GEN3 |  | Combustion Turbine | NENGREST | New Hampshire | Hillsborough | 0.7 | 1990 | 9999 |  |  |  | 7.2573 | Default Emission Factor
Sierra Pacific Sonora | 54517_G_GEN3 | 54517 | G | GEN3 |  | Biomass | WEC_CALN | California | Tuolumne | 6 | 2018 | 9999 | 2018 | 173.76 | 29478 | 11.7891 | California Air Resources Board
Formosa Plastics | 54518_G_GT2 | 54518 | G | GT2 |  | Combustion Turbine | MIS_LA | Louisiana | East Baton Rouge | 33 | 1990 | 9999 |  |  |  | 0.72922 | Default Emission Factor
Formosa Plastics | 54518_G_GT3 | 54518 | G | GT3 |  | Combustion Turbine | MIS_LA | Louisiana | East Baton Rouge | 33 | 1996 | 9999 | 2019 | 8.24 | 142632 | 0.11554 | NEI 2019
Sumpter Energy Associates | 54536_G_0202 | 54536 | G | 0202 |  | Landfill Gas | MIS_LMI | Michigan | Wayne | 0.8 | 1998 | 9999 |  |  |  | 8.0181 | Default Emission Factor
Sumpter Energy Associates | 54536_G_0203 | 54536 | G | 0203 |  | Landfill Gas | MIS_LMI | Michigan | Wayne | 0.8 | 1998 | 9999 |  |  |  | 8.0181 | Default Emission Factor
Sumpter Energy Associates | 54536_G_0204 | 54536 | G | 0204 |  | Landfill Gas | MIS_LMI | Michigan | Wayne | 0.8 | 1998 | 9999 |  |  |  | 8.0181 | Default Emission Factor
Sumpter Energy Associates | 54536_G_0205 | 54536 | G | 0205 |  | Landfill Gas | MIS_LMI | Michigan | Wayne | 0.8 | 1998 | 9999 |  |  |  | 8.0181 | Default Emission Factor
Sumpter Energy Associates | 54536_G_0386 | 54536 | G | 0386 |  | Landfill Gas | MIS_LMI | Michigan | Wayne | 0.8 | 1992 | 9999 |  |  |  | 8.0181 | Default Emission Factor
Sumpter Energy Associates | 54536_G_0388 | 54536 | G | 0388 |  | Landfill Gas | MIS_LMI | Michigan | Wayne | 0.8 | 1992 | 9999 |  |  |  | 8.0181 | Default Emission Factor
Sumpter Energy Associates | 54536_G_0389 | 54536 | G | 0389 |  | Landfill Gas | MIS_LMI | Michigan | Wayne | 0.8 | 1992 | 9999 |  |  |  | 8.0181 | Default Emission Factor
Sumpter Energy Associates | 54536_G_0392 | 54536 | G | 0392 |  | Landfill Gas | MIS_LMI | Michigan | Wayne | 0.8 | 1992 | 9999 |  |  |  | 8.0181 | Default Emission Factor
Sumpter Energy Associates | 54536_G_0435 | 54536 | G | 0435 |  | Landfill Gas | MIS_LMI | Michigan | Wayne | 0.8 | 1992 | 9999 |  |  |  | 8.0181 | Default Emission Factor
Sumpter Energy Associates | 54536_G_0437 | 54536 | G | 0437 |  | Landfill Gas | MIS_LMI | Michigan | Wayne | 0.8 | 1992 | 9999 |  |  |  | 8.0181 | Default Emission Factor
Sumpter Energy Associates | 54536_G_0440 | 54536 | G | 0440 |  | Landfill Gas | MIS_LMI | Michigan | Wayne | 0.8 | 1992 | 9999 |  |  |  | 8.0181 | Default Emission Factor
Sumpter Energy Associates | 54536_G_0447 | 54536 | G | 0447 |  | Landfill Gas | MIS_LMI | Michigan | Wayne | 0.8 | 1992 | 9999 |  |  |  | 8.0181 | Default Emission Factor
Sumpter Energy Associates | 54536_G_0464 | 54536 | G | 0464 |  | Landfill Gas | MIS_LMI | Michigan | Wayne | 0.8 | 1992 | 9999 |  |  |  | 8.0181 | Default Emission Factor
Sumpter Energy Associates | 54536_G_0467 | 54536 | G | 0467 |  | Landfill Gas | MIS_LMI | Michigan | Wayne | 0.8 | 1992 | 9999 |  |  |  | 8.0181 | Default Emission Factor
Ferndale Generating Station | 54537_G_CT1A | 54537 | G | CT1A | 90752 | Combined Cycle | WECC_PNW | Washington | Whatcom | 86 | 1994 | 9999 | 2019 | 6.6 | 699187 | 0.02271 | NEI 2019
Ferndale Generating Station | 54537_G_CT1B | 54537 | G | CT1B | 90753 | Combined Cycle | WECC_PNW | Washington | Whatcom | 86 | 1994 | 9999 | 2019 | 5.3 | 348617 | 0.02271 | NEI 2019
Ferndale Generating Station | 54537_G_ST1 | 54537 | G | ST1 | 90752 | Combined Cycle | WECC_PNW | Washington | Whatcom | 98 | 1994 | 9999 |  |  |  | 0.02271 | NEI 2019
Hartwell Energy Facility | 54538_G_MAG1 | 54538 | G | MAG1 | 5039 | Combustion Turbine | S_SOU | Georgia | Hart | 149.5 | 1994 | 9999 | 2019 | 27.3 | 179099.0943 | 0.30486 | NEI 2019
Hartwell Energy Facility | 54538_G_MAG2 | 54538 | G | MAG2 | 5040 | Combustion Turbine | S_SOU | Georgia | Hart | 148.6 | 1994 | 9999 | 2019 | 6.3 | 178020.9057 | 0.07078 | NEI 2019
Venice Resources Gas Recovery | 54539_G_GEN1 | 54539 | G | GEN1 |  | Landfill Gas | MIS_LMI | Michigan | Shiawassee | 0.8 | 1992 | 9999 |  |  |  | 8.0181 | Default Emission Factor
Venice Resources Gas Recovery | 54539_G_GEN2 | 54539 | G | GEN2 |  | Landfill Gas | MIS_LMI | Michigan | Shiawassee | 0.8 | 1992 | 9999 |  |  |  | 8.0181 | Default Emission Factor
Sithe Independence Station | 54547_G_1 | 54547 | G | 1 | 3774 | Combined Cycle | NY_Z_C&E | New York | Oswego | 155.3 | 1994 | 9999 |  |  |  | 0.14766 | Default Emission Factor
Sithe Independence Station | 54547_G_2 | 54547 | G | 2 | 3775 | Combined Cycle | NY_Z_C&E | New York | Oswego | 155.3 | 1994 | 9999 |  |  |  | 0.14766 | Default Emission Factor
Sithe Independence Station | 54547_G_3 | 54547 | G | 3 | 3776 | Combined Cycle | NY_Z_C&E | New York | Oswego | 155.3 | 1994 | 9999 |  |  |  | 0.44592 | NEI 2019
Sithe Independence Station | 54547_G_4 | 54547 | G | 4 | 3777 | Combined Cycle | NY_Z_C&E | New York | Oswego | 155.3 | 1994 | 9999 | 2019 | 526.7225 | 3045908.64 | 0.44592 | NEI 2019
Sithe Independence Station | 54547_G_5 | 54547 | G | 5 | 3774 | Combined Cycle | NY_Z_C&E | New York | Oswego | 167.5 | 1994 | 9999 |  |  |  | 0.14766 | Default Emission Factor
Sithe Independence Station | 54547_G_6 | 54547 | G | 6 | 3776 | Combined Cycle | NY_Z_C&E | New York | Oswego | 167.5 | 1994 | 9999 | 2019 | 0.0942 | 1734160.18 | 0.44592 | NEI 2019
ExxonMobil Mobile Bay Onshore | 54550_G_901 | 54550 | G | 901 |  | Combined Cycle | S_SOU | Alabama | Mobile | 0.9 | 1993 | 9999 |  |  |  | 0.14766 | Default Emission Factor
ExxonMobil Mobile Bay Onshore | 54550_G_901A | 54550 | G | 901A |  | Combined Cycle | S_SOU | Alabama | Mobile | 3.4 | 1993 | 9999 |  |  |  | 0.14766 | Default Emission Factor
ExxonMobil Mobile Bay Onshore | 54550_G_901B | 54550 | G | 901B |  | Combined Cycle | S_SOU | Alabama | Mobile | 3.4 | 1993 | 9999 |  |  |  | 0.14766 | Default Emission Factor
ExxonMobil Mobile Bay Onshore | 54550_G_901C | 54550 | G | 901C |  | Combined Cycle | S_SOU | Alabama | Mobile | 3.4 | 1993 | 9999 |  |  |  | 0.14766 | Default Emission Factor
Ingredion Incorporated | 54556_G_TG03 | 54556 | G | TG03 |  | Combustion Turbine | PJM_COMD | Illinois | Cook | 4.4 | 1996 | 2045 |  |  |  | 0.72922 | Default Emission Factor
Ingredion Incorporated | 54556_G_TG04 | 54556 | G | TG04 |  | Combustion Turbine | PJM_COMD | Illinois | Cook | 4.4 | 1996 | 2045 |  |  |  | 0.72922 | Default Emission Factor
MM Yolo Power | 54567_G_1 | 54567 | G | 1 |  | Landfill Gas | WEC_CALN | California | Yolo | 0.5 | 1990 | 9999 | 2018 | 12.496 | 3630.2 | 6.8845 | California Air Resources Board
MM Yolo Power | 54567_G_2 | 54567 | G | 2 |  | Landfill Gas | WEC_CALN | California | Yolo | 0.5 | 1990 | 9999 | 2018 | 12.496 | 3630.2 | 6.8845 | California Air Resources Board
MM Yolo Power | 54567_G_3 | 54567 | G | 3 |  | Landfill Gas | WEC_CALN | California | Yolo | 0.5 | 1990 | 9999 | 2018 | 12.496 | 3630.2 | 6.8845 | California Air Resources Board
MM Yolo Power | 54567_G_4 | 54567 | G | 4 |  | Landfill Gas | WEC_CALN | California | Yolo | 0.6 | 1993 | 9999 | 2018 | 14.9952 | 4356.24 | 6.8845 | California Air Resources Board
MM Yolo Power | 54567_G_5 | 54567 | G | 5 |  | Landfill Gas | WEC_CALN | California | Yolo | 0.4 | 1998 | 9999 | 2018 | 9.9968 | 2904.16 | 6.8845 | California Air Resources Board
Saranac Facility | 54574_G_GEN1 | 54574 | G | GEN1 | 3780 | Combined Cycle | NY_Z_D | New York | Clinton | 82.3 | 1994 | 9999 | 2019 | 0.56793 | 45930 | 0.02516 | NEI 2019
Saranac Facility | 54574_G_GEN2 | 54574 | G | GEN2 | 3781 | Combined Cycle | NY_Z_D | New York | Clinton | 82 | 1994 | 9999 | 2019 | 0.23554 | 8373 | 0.02516 | NEI 2019
Saranac Facility | 54574_G_GEN3 | 54574 | G | GEN3 | 3780 | Combined Cycle | NY_Z_D | New York | Clinton | 85.6 | 1994 | 9999 | 2019 | 0.2179 | 26886 | 0.02516 | NEI 2019
Tanner Street Generation | 54586_G_TRENT | 54586 | G | TRENT | 90384 | Combined Cycle | NENGREST | Massachusetts | Middlesex | 58 | 2008 | 9999 | 2019 | 0.154 | 11022 | 0.02319 | NEI 2019
Tanner Street Generation | 54586_G_VAX | 54586 | G | VAX | 90384 | Combined Cycle | NENGREST | Massachusetts | Middlesex | 17 | 1992 | 9999 |  |  |  | 0.02319 | NEI 2019
Massena Energy Facility | 54592_G_GEN1 | 54592 | G | GEN1 | 3783 | Combined Cycle | NY_Z_D | New York | St Lawrence | 46 | 1992 | 9999 | 2019 | 0.1275 | 925 | 0.17218 | NEI 2019
Massena Energy Facility | 54592_G_GEN2 | 54592 | G | GEN2 | 3783 | Combined Cycle | NY_Z_D | New York | St Lawrence | 35 | 1992 | 9999 |  |  |  | 0.17218 | NEI 2019
Massena Energy Facility | 54592_G_IC | 54592 | G | IC |  | Combustion Turbine | NY_Z_D | New York | St Lawrence | 2 | 1992 | 9999 |  |  |  | 7.2573 | Default Emission Factor
Batavia Power Plant | 54593_G_GEN1 | 54593 | G | GEN1 | 3784 | Combined Cycle | NY_Z_B | New York | Genesee | 34.3 | 1992 | 9999 | 2019 | 1.0335 | 6597 | 0.22166 | NEI 2019
Batavia Power Plant | 54593_G_GEN2 | 54593 | G | GEN2 | 3784 | Combined Cycle | NY_Z_B | New York | Genesee | 14.5 | 1992 | 9999 |  |  |  | 0.22166 | NEI 2019
Batavia Power Plant | 54593_G_GEN3 | 54593 | G | GEN3 |  | Combustion Turbine | NY_Z_B | New York | Genesee | 1 | 1992 | 9999 |  |  |  | 7.2573 | Default Emission Factor
Montville Station | 546_G_10 | 546 | G | 10 |  | Combustion Turbine | NENG_CT | Connecticut | New London | 2.7 | 1967 | 9999 | 2019 | 0.016179 | 18.5 | 1.7491 | NEI 2019
Montville Station | 546_G_11 | 546 | G | 11 |  | Combustion Turbine | NENG_CT | Connecticut | New London | 2.7 | 1967 | 9999 | 2019 | 0.019313 | 18.5 | 2.0879 | NEI 2019
American Gypsum Cogeneration | 54630_G_D-1 | 54630 | G | D-1 |  | Combustion Turbine | WECC_CO | Colorado | Eagle | 1.2 | 1990 | 9999 |  |  |  | 7.2573 | Default Emission Factor
American Gypsum Cogeneration | 54630_G_D-2 | 54630 | G | D-2 |  | Combustion Turbine | WECC_CO | Colorado | Eagle | 1.2 | 1990 | 9999 |  |  |  | 7.2573 | Default Emission Factor
American Gypsum Cogeneration | 54630_G_T-1 | 54630 | G | T-1 |  | Combustion Turbine | WECC_CO | Colorado | Eagle | 2.6 | 1990 | 9999 |  |  |  | 0.72922 | Default Emission Factor
American Gypsum Cogeneration | 54630_G_T-2 | 54630 | G | T-2 |  | Combustion Turbine | WECC_CO | Colorado | Eagle | 2.6 | 1990 | 9999 |  |  |  | 0.72922 | Default Emission Factor
JCO Oxides Olefins Plant | 54637_G_GCG1 | 54637 | G | GCG1 |  | Combustion Turbine | MIS_WOTA | Texas | Jefferson | 30.5 | 1992 | 9999 | 2019 | 7.2403 | 281670.5 | 0.05141 | NEI 2019
JCO Oxides Olefins Plant | 54637_G_GCG2 | 54637 | G | GCG2 |  | Combustion Turbine | MIS_WOTA | Texas | Jefferson | 30.5 | 1992 | 9999 | 2019 | 8.537 | 281670.5 | 0.06062 | NEI 2019
NAEA Lakewood LLC | 54640_G_GEN1 | 54640 | G | GEN1 | 3790 | Combined Cycle | PJM_EMAC | New Jersey | Ocean | 84.6 | 1994 | 9999 | 2019 | 12.2658 | 352989 | 0.0695 | NEI 2019
NAEA Lakewood LLC | 54640_G_GEN2 | 54640 | G | GEN2 | 3791 | Combined Cycle | PJM_EMAC | New Jersey | Ocean | 83.6 | 1994 | 9999 |  |  |  | 0.0695 | NEI 2019
NAEA Lakewood LLC | 54640_G_GEN3 | 54640 | G | GEN3 | 3790 | Combined Cycle | PJM_EMAC | New Jersey | Ocean | 79.7 | 1994 | 9999 |  |  |  | 0.0695 | NEI 2019
Pheasant Run Landfill Gas Recovery | 54661_G_GE10 | 54661 | G | GE10 |  | Landfill Gas | MIS_WUMS | Wisconsin | Kenosha | 0.8 | 2002 | 9999 |  |  |  | 8.0181 | Default Emission Factor
Pheasant Run Landfill Gas Recovery | 54661_G_GE11 | 54661 | G | GE11 |  | Landfill Gas | MIS_WUMS | Wisconsin | Kenosha | 0.8 | 2002 | 9999 |  |  |  | 8.0181 | Default Emission Factor
Pheasant Run Landfill Gas Recovery | 54661_G_GEN1 | 54661 | G | GEN1 |  | Landfill Gas | MIS_WUMS | Wisconsin | Kenosha | 0.8 | 1992 | 9999 |  |  |  | 8.0181 | Default Emission Factor
Pheasant Run Landfill Gas Recovery | 54661_G_GEN2 | 54661 | G | GEN2 |  | Landfill Gas | MIS_WUMS | Wisconsin | Kenosha | 0.8 | 1992 | 9999 |  |  |  | 8.0181 | Default Emission Factor
Pheasant Run Landfill Gas Recovery | 54661_G_GEN3 | 54661 | G | GEN3 |  | Landfill Gas | MIS_WUMS | Wisconsin | Kenosha | 0.8 | 1996 | 9999 |  |  |  | 8.0181 | Default Emission Factor
Pheasant Run Landfill Gas Recovery | 54661_G_GEN4 | 54661 | G | GEN4 |  | Landfill Gas | MIS_WUMS | Wisconsin | Kenosha | 0.8 | 2000 | 9999 |  |  |  | 8.0181 | Default Emission Factor
Pheasant Run Landfill Gas Recovery | 54661_G_GEN5 | 54661 | G | GEN5 |  | Landfill Gas | MIS_WUMS | Wisconsin | Kenosha | 0.8 | 2000 | 9999 |  |  |  | 8.0181 | Default Emission Factor
Pheasant Run Landfill Gas Recovery | 54661_G_GEN6 | 54661 | G | GEN6 |  | Landfill Gas | MIS_WUMS | Wisconsin | Kenosha | 0.8 | 2000 | 9999 |  |  |  | 8.0181 | Default Emission Factor
Pheasant Run Landfill Gas Recovery | 54661_G_GEN7 | 54661 | G | GEN7 |  | Landfill Gas | MIS_WUMS | Wisconsin | Kenosha | 0.8 | 2000 | 9999 |  |  |  | 8.0181 | Default Emission Factor
Pheasant Run Landfill Gas Recovery | 54661_G_GEN8 | 54661 | G | GEN8 |  | Landfill Gas | MIS_WUMS | Wisconsin | Kenosha | 0.8 | 2002 | 9999 |  |  |  | 8.0181 | Default Emission Factor
Pheasant Run Landfill Gas Recovery | 54661_G_GEN9 | 54661 | G | GEN9 |  | Landfill Gas | MIS_WUMS | Wisconsin | Kenosha | 0.8 | 2002 | 9999 |  |  |  | 8.0181 | Default Emission Factor
Woodland Landfill Gas Recovery | 54662_G_GEN1 | 54662 | G | GEN1 |  | Landfill Gas | PJM_COMD | Illinois | Kane | 0.8 | 1992 | 9999 |  |  |  | 8.0181 | Default Emission Factor
Woodland Landfill Gas Recovery | 54662_G_GEN2 | 54662 | G | GEN2 |  | Landfill Gas | PJM_COMD | Illinois | Kane | 0.8 | 1992 | 9999 |  |  |  | 8.0181 | Default Emission Factor
Woodland Landfill Gas Recovery | 54662_G_GEN3 | 54662 | G | GEN3 |  | Landfill Gas | PJM_COMD | Illinois | Kane | 1.6 | 2010 | 9999 |  |  |  | 8.0181 | Default Emission Factor
Woodland Landfill Gas Recovery | 54662_G_GEN4 | 54662 | G | GEN4 |  | Landfill Gas | PJM_COMD | Illinois | Kane | 1.6 | 2010 | 9999 |  |  |  | 8.0181 | Default Emission Factor
Turnkey Landfill Gas Recovery | 54663_G_GEN1 | 54663 | G | GEN1 |  | Landfill Gas | NENGREST | New Hampshire | Strafford | 0.8 | 1992 | 9999 | 2017 | 2.5754 | 1662.5 | 3.0982 | NEI 2019
Turnkey Landfill Gas Recovery | 54663_G_GEN2 | 54663 | G | GEN2 |  | Landfill Gas | NENGREST | New Hampshire | Strafford | 0.8 | 1992 | 9999 | 2017 | 2.1008 | 1662.5 | 2.5273 | NEI 2019
Turnkey Landfill Gas Recovery | 54663_G_GEN3 | 54663 | G | GEN3 |  | Landfill Gas | NENGREST | New Hampshire | Strafford | 0.8 | 1992 | 9999 | 2017 | 1.8533 | 1662.5 | 2.2295 | NEI 2019
Turnkey Landfill Gas Recovery | 54663_G_GEN4 | 54663 | G | GEN4 |  | Landfill Gas | NENGREST | New Hampshire | Strafford | 0.8 | 1993 | 9999 | 2017 | 18.7388 | 1662.5 | 22.5429 | NEI 2019
Turnkey Landfill Gas Recovery | 54663_G_GEN5 | 54663 | G | GEN5 |  | Landfill Gas | NENGREST | New Hampshire | Strafford | 2.9 | 1997 | 9999 | 2017 | 9.6776 | 10265.5 | 1.8855 | NEI 2019
Turnkey Landfill Gas Recovery | 54663_G_GEN6 | 54663 | G | GEN6 |  | Landfill Gas | NENGREST | New Hampshire | Strafford | 2.9 | 1997 | 9999 | 2017 | 11.9642 | 10265.5 | 2.331 | NEI 2019
Oyster Creek Unit VIII | 54676_G_G81 | 54676 | G | G81 |  | Combined Cycle | ERC_REST | Texas | Brazoria | 73 | 1994 | 9999 | 2019 | 6.8842 | 1392551 | 0.02991 | NEI 2019
Oyster Creek Unit VIII | 54676_G_G82 | 54676 | G | G82 |  | Combined Cycle | ERC_REST | Texas | Brazoria | 73 | 1994 | 9999 | 2019 | 16.0569 | 601588 | 0.02991 | NEI 2019
Oyster Creek Unit VIII | 54676_G_G83 | 54676 | G | G83 |  | Combined Cycle | ERC_REST | Texas | Brazoria | 73 | 1994 | 9999 | 2019 | 15.895 | 602521 | 0.02991 | NEI 2019
Oyster Creek Unit VIII | 54676_G_G84 | 54676 | G | G84 |  | Combined Cycle | ERC_REST | Texas | Brazoria | 160 | 1994 | 9999 |  |  |  | 0.02991 | NEI 2019
Yuma Cogeneration Associates | 54694_G_GEN1 | 54694 | G | GEN1 | 91085 | Combined Cycle | WECC_AZ | Arizona | Yuma | 35.1 | 1994 | 9999 |  |  |  | 0.22754 | NEI 2019
Yuma Cogeneration Associates | 54694_G_GEN2 | 54694 | G | GEN2 | 91085 | Combined Cycle | WECC_AZ | Arizona | Yuma | 17.1 | 1994 | 9999 | 2019 | 6.783 | 59620 | 0.22754 | NEI 2019
Metro Methane Recovery Facility | 54700_G_GEN1 | 54700 | G | GEN1 |  | Landfill Gas | MIS_MIDA | Iowa | Polk | 0.8 | 1998 | 9999 |  |  |  | 8.0181 | Default Emission Factor
Metro Methane Recovery Facility | 54700_G_GEN10 | 54700 | G | GEN10 |  | Landfill Gas | MIS_MIDA | Iowa | Polk | 1.6 | 2014 | 9999 |  |  |  | 8.0181 | Default Emission Factor
Metro Methane Recovery Facility | 54700_G_GEN11 | 54700 | G | GEN11 |  | Landfill Gas | MIS_MIDA | Iowa | Polk | 1.6 | 2014 | 9999 |  |  |  | 8.0181 | Default Emission Factor
Metro Methane Recovery Facility | 54700_G_GEN12 | 54700 | G | GEN12 |  | Landfill Gas | MIS_MIDA | Iowa | Polk | 1.6 | 2014 | 9999 |  |  |  | 8.0181 | Default Emission Factor
Metro Methane Recovery Facility | 54700_G_GEN2 | 54700 | G | GEN2 |  | Landfill Gas | MIS_MIDA | Iowa | Polk | 0.8 | 1998 | 9999 |  |  |  | 8.0181 | Default Emission Factor
Metro Methane Recovery Facility | 54700_G_GEN3 | 54700 | G | GEN3 |  | Landfill Gas | MIS_MIDA | Iowa | Polk | 0.8 | 1998 | 9999 |  |  |  | 8.0181 | Default Emission Factor
Metro Methane Recovery Facility | 54700_G_GEN4 | 54700 | G | GEN4 |  | Landfill Gas | MIS_MIDA | Iowa | Polk | 0.8 | 1998 | 9999 |  |  |  | 8.0181 | Default Emission Factor
Metro Methane Recovery Facility | 54700_G_GEN5 | 54700 | G | GEN5 |  | Landfill Gas | MIS_MIDA | Iowa | Polk | 0.8 | 1998 | 9999 |  |  |  | 8.0181 | Default Emission Factor
Metro Methane Recovery Facility | 54700_G_GEN6 | 54700 | G | GEN6 |  | Landfill Gas | MIS_MIDA | Iowa | Polk | 0.8 | 1998 | 9999 |  |  |  | 8.0181 | Default Emission Factor
Metro Methane Recovery Facility | 54700_G_GEN7 | 54700 | G | GEN7 |  | Landfill Gas | MIS_MIDA | Iowa | Polk | 0.8 | 1998 | 9999 |  |  |  | 8.0181 | Default Emission Factor
Metro Methane Recovery Facility | 54700_G_GEN8 | 54700 | G | GEN8 |  | Landfill Gas | MIS_MIDA | Iowa | Polk | 0.8 | 1998 | 9999 |  |  |  | 8.0181 | Default Emission Factor
Alliant SBD 9205 A Y McDonald | 54710_G_0001 | 54710 | G | 0001 |  | Combustion Turbine | MIS_IA | Iowa | Dubuque | 1.5 | 1993 | 9999 |  |  |  | 7.2573 | Default Emission Factor
Alliant SBD 9205 A Y McDonald | 54710_G_0002 | 54710 | G | 0002 |  | Combustion Turbine | MIS_IA | Iowa | Dubuque | 1.6 | 1990 | 9999 |  |  |  | 7.2573 | Default Emission Factor
Alliant SBD 9205 A Y McDonald | 54710_G_0003 | 54710 | G | 0003 |  | Combustion Turbine | MIS_IA | Iowa | Dubuque | 0.5 | 2016 | 9999 |  |  |  | 7.2573 | Default Emission Factor
Alliant SBD 9201 Norplex | 54712_G_0002 | 54712 | G | 0002 |  | Combustion Turbine | MIS_IA | Iowa | Allamakee | 1 | 2014 | 9999 |  |  |  | 7.2573 | Default Emission Factor
Alliant SBD 9201 Norplex | 54712_G_0044 | 54712 | G | 0044 |  | Combustion Turbine | MIS_IA | Iowa | Allamakee | 1.1 | 1988 | 9999 |  |  |  | 7.2573 | Default Emission Factor
Alliant SBD 9107 JBS USA | 54715_G_2665 | 54715 | G | 2665 |  | Combustion Turbine | MIS_IA | Iowa | Marshall | 1.6 | 1992 | 9999 |  |  |  | 7.2573 | Default Emission Factor
Alliant SBD 9107 JBS USA | 54715_G_2688 | 54715 | G | 2688 |  | Combustion Turbine | MIS_IA | Iowa | Marshall | 1.6 | 1992 | 9999 |  |  |  | 7.2573 | Default Emission Factor
Alliant SBD 9107 JBS USA | 54715_G_2689 | 54715 | G | 2689 |  | Combustion Turbine | MIS_IA | Iowa | Marshall | 1.6 | 1992 | 9999 |  |  |  | 7.2573 | Default Emission Factor
Alliant SBD 9107 JBS USA | 54715_G_4644 | 54715 | G | 4644 |  | Combustion Turbine | MIS_IA | Iowa | Marshall | 1.6 | 1994 | 9999 |  |  |  | 7.2573 | Default Emission Factor
Alliant SBD 9107 JBS USA | 54715_G_4658 | 54715 | G | 4658 |  | Combustion Turbine | MIS_IA | Iowa | Marshall | 1.6 | 1996 | 9999 |  |  |  | 7.2573 | Default Emission Factor
Alliant SBD 9107 JBS USA | 54715_G_4659 | 54715 | G | 4659 |  | Combustion Turbine | MIS_IA | Iowa | Marshall | 1.6 | 1998 | 9999 |  |  |  | 7.2573 | Default Emission Factor
Alliant SBD 9107 JBS USA | 54715_G_4660 | 54715 | G | 4660 |  | Combustion Turbine | MIS_IA | Iowa | Marshall | 1.8 | 2000 | 9999 |  |  |  | 7.2573 | Default Emission Factor
Alliant SBD 8602 Marion Sub | 54716_G_1536 | 54716 | G | 1536 |  | Combustion Turbine | MIS_IA | Iowa | Linn | 1.5 | 1986 | 9999 |  |  |  | 7.2573 | Default Emission Factor
Alliant SBD 8602 Marion Sub | 54716_G_2734 | 54716 | G | 2734 |  | Combustion Turbine | MIS_IA | Iowa | Linn | 1.5 | 1986 | 9999 |  |  |  | 7.2573 | Default Emission Factor
Alliant SBD 8602 Marion Sub | 54716_G_2741 | 54716 | G | 2741 |  | Combustion Turbine | MIS_IA | Iowa | Linn | 1.1 | 1986 | 9999 |  |  |  | 7.2573 | Default Emission Factor
Alliant SBD 8602 Marion Sub | 54716_G_2785 | 54716 | G | 2785 |  | Combustion Turbine | MIS_IA | Iowa | Linn | 1.5 | 1986 | 9999 |  |  |  | 7.2573 | Default Emission Factor
Alliant SBD 9106 Rockwell CR | 54717_G_2671 | 54717 | G | 2671 |  | Combustion Turbine | MIS_IA | Iowa | Linn | 1.6 | 1992 | 9999 |  |  |  | 7.2573 | Default Emission Factor
Alliant SBD 9106 Rockwell CR | 54717_G_2672 | 54717 | G | 2672 |  | Combustion Turbine | MIS_IA | Iowa | Linn | 1.6 | 1992 | 9999 |  |  |  | 7.2573 | Default Emission Factor
Alliant SBD 9106 Rockwell CR | 54717_G_2675 | 54717 | G | 2675 |  | Combustion Turbine | MIS_IA | Iowa | Linn | 1.6 | 1992 | 9999 |  |  |  | 7.2573 | Default Emission Factor
Alliant SBD 9106 Rockwell CR | 54717_G_2678 | 54717 | G | 2678 |  | Combustion Turbine | MIS_IA | Iowa | Linn | 1.6 | 1992 | 9999 |  |  |  | 7.2573 | Default Emission Factor
Alliant SBD 9106 Rockwell CR | 54717_G_2679 | 54717 | G | 2679 |  | Combustion Turbine | MIS_IA | Iowa | Linn | 1.6 | 1992 | 9999 |  |  |  | 7.2573 | Default Emission Factor
Alliant SBD 9106 Rockwell CR | 54717_G_2682 | 54717 | G | 2682 |  | Combustion Turbine | MIS_IA | Iowa | Linn | 1.6 | 1992 | 9999 |  |  |  | 7.2573 | Default Emission Factor
Alliant SBD 9106 Rockwell CR | 54717_G_2683 | 54717 | G | 2683 |  | Combustion Turbine | MIS_IA | Iowa | Linn | 1.6 | 1992 | 9999 |  |  |  | 7.2573 | Default Emission Factor
Alliant SBD 9106 Rockwell CR | 54717_G_2684 | 54717 | G | 2684 |  | Combustion Turbine | MIS_IA | Iowa | Linn | 1.6 | 1992 | 9999 |  |  |  | 7.2573 | Default Emission Factor
Alliant SBD 9106 Rockwell CR | 54717_G_2685 | 54717 | G | 2685 |  | Combustion Turbine | MIS_IA | Iowa | Linn | 1.6 | 1992 | 9999 |  |  |  | 7.2573 | Default Emission Factor
Alliant SBD 9106 Rockwell CR | 54717_G_2690 | 54717 | G | 2690 |  | Combustion Turbine | MIS_IA | Iowa | Linn | 1.6 | 1992 | 9999 |  |  |  | 7.2573 | Default Emission Factor
Alliant SBD 9206 Donaldson | 54718_G_4632 | 54718 | G | 4632 |  | Combustion Turbine | MIS_IA | Iowa | Howard | 1.6 | 1995 | 9999 |  |  |  | 7.2573 | Default Emission Factor
Alliant SBD 9203 Profol | 54719_G_6916 | 54719 | G | 6916 |  | Combustion Turbine | MIS_IA | Iowa | Linn | 1.8 | 1996 | 9999 |  |  |  | 7.2573 | Default Emission Factor
Alliant SBD 9203 Profol | 54719_G_6917 | 54719 | G | 6917 |  | Combustion Turbine | MIS_IA | Iowa | Linn | 1.8 | 2001 | 9999 |  |  |  | 7.2573 | Default Emission Factor
Alliant SBD 9203 Profol | 54719_G_6918 | 54719 | G | 6918 |  | Combustion Turbine | MIS_IA | Iowa | Linn | 2 | 2012 | 9999 |  |  |  | 7.2573 | Default Emission Factor
Alliant SBD 8601 Quad Graphics | 54720_G_2736 | 54720 | G | 2736 |  | Combustion Turbine | MIS_IA | Iowa | Iowa | 1.5 | 1986 | 9999 |  |  |  | 7.2573 | Default Emission Factor
Alliant SBD 8601 Quad Graphics | 54720_G_3489 | 54720 | G | 3489 |  | Combustion Turbine | MIS_IA | Iowa | Iowa | 1 | 1991 | 9999 |  |  |  | 7.2573 | Default Emission Factor
Alliant SBD 8601 Quad Graphics | 54720_G_7164 | 54720 | G | 7164 |  | Combustion Turbine | MIS_IA | Iowa | Iowa | 1.1 | 1996 | 9999 |  |  |  | 7.2573 | Default Emission Factor
I 95 Landfill Phase II | 54723_G_UNT1 | 54723 | G | UNT1 |  | Landfill Gas | PJM_Dom | Virginia | Fairfax | 0.8 | 1993 | 9999 | 2019 | 59.1989 | 20789 | 5.6952 | NEI 2019
I 95 Landfill Phase II | 54723_G_UNT2 | 54723 | G | UNT2 |  | Landfill Gas | PJM_Dom | Virginia | Fairfax | 0.8 | 1993 | 9999 |  |  |  | 5.6952 | NEI 2019
I 95 Landfill Phase II | 54723_G_UNT3 | 54723 | G | UNT3 |  | Landfill Gas | PJM_Dom | Virginia | Fairfax | 0.8 | 1993 | 9999 |  |  |  | 5.6952 | NEI 2019
I 95 Landfill Phase II | 54723_G_UNT4 | 54723 | G | UNT4 |  | Landfill Gas | PJM_Dom | Virginia | Fairfax | 0.8 | 1993 | 9999 |  |  |  | 5.6952 | NEI 2019
Alliant SBD 9301 Prairie Farms | 54735_G_0079 | 54735 | G | 0079 |  | Combustion Turbine | MIS_IA | Iowa | Dubuque | 1.8 | 1993 | 9999 |  |  |  | 7.2573 | Default Emission Factor
Alliant SBD 9301 Prairie Farms | 54735_G_0080 | 54735 | G | 0080 |  | Combustion Turbine | MIS_IA | Iowa | Dubuque | 1.1 | 1998 | 9999 |  |  |  | 7.2573 | Default Emission Factor
Port Neches Plant | 54748_G_G1 | 54748 | G | G1 |  | Combustion Turbine | MIS_WOTA | Texas | Jefferson | 32 | 1994 | 9999 | 2019 | 30.45 | 264252 | 0.23046 | NEI 2019
Goal Line LP | 54749_G_CTG | 54749 | G | CTG | 3795 | Combined Cycle | WEC_SDGE | California | San Diego | 40 | 1994 | 9999 | 2017 | 17.78 | 18417 | 1.5938 | NEI 2019
Goal Line LP | 54749_G_STG | 54749 | G | STG | 3795 | Combined Cycle | WEC_SDGE | California | San Diego | 9.4 | 1994 | 9999 |  |  |  | 1.5938 | NEI 2019
Coopersville | 54756_G_3-1 | 54756 | G | 3-1 |  | Landfill Gas | MIS_LMI | Michigan | Ottawa | 0.8 | 1994 | 9999 | 2019 | 151.9 | 28842 | 10.5333 | NEI 2019
Coopersville | 54756_G_3-2 | 54756 | G | 3-2 |  | Landfill Gas | MIS_LMI | Michigan | Ottawa | 0.8 | 1994 | 9999 |  |  |  | 10.5333 | NEI 2019
Coopersville | 54756_G_3-3 | 54756 | G | 3-3 |  | Landfill Gas | MIS_LMI | Michigan | Ottawa | 0.8 | 1994 | 9999 |  |  |  | 10.5333 | NEI 2019
Coopersville | 54756_G_3-4 | 54756 | G | 3-4 |  | Landfill Gas | MIS_LMI | Michigan | Ottawa | 0.8 | 1994 | 9999 |  |  |  | 10.5333 | NEI 2019
Coopersville | 54756_G_3-5 | 54756 | G | 3-5 |  | Landfill Gas | MIS_LMI | Michigan | Ottawa | 0.8 | 1994 | 9999 |  |  |  | 10.5333 | NEI 2019
Coopersville | 54756_G_3-6 | 54756 | G | 3-6 |  | Landfill Gas | MIS_LMI | Michigan | Ottawa | 0.8 | 1994 | 9999 |  |  |  | 10.5333 | NEI 2019
Coopersville | 54756_G_3-7 | 54756 | G | 3-7 |  | Landfill Gas | MIS_LMI | Michigan | Ottawa | 1.6 | 2006 | 9999 | 2017 | 33.84 | 10283.5 | 6.5814 | NEI 2019
Grand Blanc Generating Station | 54757_G_4-1 | 54757 | G | 4-1 |  | Landfill Gas | MIS_LMI | Michigan | Genesee | 0.8 | 1994 | 9999 |  |  |  | 8.0181 | Default Emission Factor
Grand Blanc Generating Station | 54757_G_4-2 | 54757 | G | 4-2 |  | Landfill Gas | MIS_LMI | Michigan | Genesee | 0.8 | 1994 | 9999 |  |  |  | 8.0181 | Default Emission Factor
Grand Blanc Generating Station | 54757_G_4-3 | 54757 | G | 4-3 |  | Landfill Gas | MIS_LMI | Michigan | Genesee | 0.8 | 1994 | 9999 |  |  |  | 8.0181 | Default Emission Factor
Grand Blanc Generating Station | 54757_G_4-4 | 54757 | G | 4-4 |  | Landfill Gas | MIS_LMI | Michigan | Genesee | 0.8 | 2000 | 9999 |  |  |  | 8.0181 | Default Emission Factor
Grand Blanc Generating Station | 54757_G_4-5 | 54757 | G | 4-5 |  | Landfill Gas | MIS_LMI | Michigan | Genesee | 0.8 | 2003 | 9999 |  |  |  | 8.0181 | Default Emission Factor
Grand Blanc Generating Station | 54757_G_4-7 | 54757 | G | 4-7 |  | Landfill Gas | MIS_LMI | Michigan | Genesee | 1.6 | 2012 | 9999 |  |  |  | 8.0181 | Default Emission Factor
Grand Blanc Generating Station | 54757_G_4-8 | 54757 | G | 4-8 |  | Landfill Gas | MIS_LMI | Michigan | Genesee | 1.6 | 2012 | 9999 |  |  |  | 8.0181 | Default Emission Factor
Grand Blanc Generating Station | 54757_G_CIB | 54757 | G | CIB |  | Landfill Gas | MIS_LMI | Michigan | Genesee | 0.6 | 2010 | 9999 |  |  |  | 8.0181 | Default Emission Factor
Hermiston Generating Plant | 54761_G_GEN1 | 54761 | G | GEN1 | 3796 | Combined Cycle | WECC_PNW | Oregon | Umatilla | 80 | 1996 | 9999 | 2019 | 468.2489 | 1517808 | 0.61701 | NEI 2019
Hermiston Generating Plant | 54761_G_GEN2 | 54761 | G | GEN2 | 3796 | Combined Cycle | WECC_PNW | Oregon | Umatilla | 152 | 1996 | 9999 |  |  |  | 0.61701 | NEI 2019
Hermiston Generating Plant | 54761_G_GEN3 | 54761 | G | GEN3 | 3797 | Combined Cycle | WECC_PNW | Oregon | Umatilla | 80 | 1996 | 9999 | 2019 | 412.3691 | 1344822 | 0.61327 | NEI 2019
Hermiston Generating Plant | 54761_G_GEN4 | 54761 | G | GEN4 | 3797 | Combined Cycle | WECC_PNW | Oregon | Umatilla | 152 | 1996 | 9999 |  |  |  | 0.61327 | NEI 2019
Live Oak Limited | 54768_G_GEN1 | 54768 | G | GEN1 | 91245 | Combustion Turbine | WEC_CALN | California | Kern | 46 | 1992 | 9999 | 2017 | 1.2662 | 24019 | 0.10543 | NEI 2019
NYU Luthern Medical Center | 54769_G_GEN1 | 54769 | G | GEN1 |  | Combustion Turbine | NY_Z_J | New York | Kings | 0.8 | 1994 | 9999 |  |  |  | 3.2013 | Default Emission Factor
NYU Luthern Medical Center | 54769_G_GEN2 | 54769 | G | GEN2 |  | Combustion Turbine | NY_Z_J | New York | Kings | 0.8 | 1994 | 9999 |  |  |  | 3.2013 | Default Emission Factor
NYU Luthern Medical Center | 54769_G_GEN3 | 54769 | G | GEN3 |  | Combustion Turbine | NY_Z_J | New York | Kings | 1.5 | 2006 | 9999 |  |  |  | 7.2573 | Default Emission Factor
NYU Luthern Medical Center | 54769_G_GEN4 | 54769 | G | GEN4 |  | Combustion Turbine | NY_Z_J | New York | Kings | 1.5 | 2006 | 9999 |  |  |  | 7.2573 | Default Emission Factor
University of Iowa Main Power Plant | 54775_G_DG7 | 54775 | G | DG7 |  | Combustion Turbine | MIS_MIDA | Iowa | Johnson | 1.7 | 1998 | 9999 |  |  |  | 7.2573 | Default Emission Factor
University of Iowa Main Power Plant | 54775_G_GEN10 | 54775 | G | GEN10 |  | Combustion Turbine | MIS_MIDA | Iowa | Johnson | 2 | 2014 | 9999 |  |  |  | 3.2013 | Default Emission Factor
University of Iowa Main Power Plant | 54775_G_GEN7 | 54775 | G | GEN7 |  | Combustion Turbine | MIS_MIDA | Iowa | Johnson | 2 | 2014 | 9999 |  |  |  | 3.2013 | Default Emission Factor
University of Iowa Main Power Plant | 54775_G_GEN8 | 54775 | G | GEN8 |  | Combustion Turbine | MIS_MIDA | Iowa | Johnson | 2 | 2014 | 9999 |  |  |  | 3.2013 | Default Emission Factor
University of Iowa Main Power Plant | 54775_G_GEN9 | 54775 | G | GEN9 |  | Combustion Turbine | MIS_MIDA | Iowa | Johnson | 2 | 2014 | 9999 |  |  |  | 3.2013 | Default Emission Factor
Seneca Energy | 54782_G_GE10 | 54782 | G | GE10 |  | Landfill Gas | NY_Z_C&E | New York | Seneca | 0.8 | 1998 | 9999 |  |  |  | 8.0181 | Default Emission Factor
Seneca Energy | 54782_G_GE11 | 54782 | G | GE11 |  | Landfill Gas | NY_Z_C&E | New York | Seneca | 0.8 | 1998 | 9999 |  |  |  | 8.0181 | Default Emission Factor
Seneca Energy | 54782_G_GE12 | 54782 | G | GE12 |  | Landfill Gas | NY_Z_C&E | New York | Seneca | 0.8 | 1998 | 9999 |  |  |  | 8.0181 | Default Emission Factor
Seneca Energy | 54782_G_GE13 | 54782 | G | GE13 |  | Landfill Gas | NY_Z_C&E | New York | Seneca | 0.8 | 1998 | 9999 |  |  |  | 8.0181 | Default Emission Factor
Seneca Energy | 54782_G_GE14 | 54782 | G | GE14 |  | Landfill Gas | NY_Z_C&E | New York | Seneca | 0.8 | 1998 | 9999 |  |  |  | 8.0181 | Default Emission Factor
Seneca Energy | 54782_G_GE15 | 54782 | G | GE15 |  | Landfill Gas | NY_Z_C&E | New York | Seneca | 1.6 | 2007 | 9999 |  |  |  | 8.0181 | Default Emission Factor
Seneca Energy | 54782_G_GE16 | 54782 | G | GE16 |  | Landfill Gas | NY_Z_C&E | New York | Seneca | 1.6 | 2007 | 9999 |  |  |  | 8.0181 | Default Emission Factor
Seneca Energy | 54782_G_GE17 | 54782 | G | GE17 |  | Landfill Gas | NY_Z_C&E | New York | Seneca | 1.6 | 2007 | 9999 |  |  |  | 8.0181 | Default Emission Factor
Seneca Energy | 54782_G_GE18 | 54782 | G | GE18 |  | Landfill Gas | NY_Z_C&E | New York | Seneca | 1.6 | 2007 | 9999 |  |  |  | 8.0181 | Default Emission Factor
Seneca Energy | 54782_G_GEN1 | 54782 | G | GEN1 |  | Landfill Gas | NY_Z_C&E | New York | Seneca | 0.8 | 1996 | 9999 |  |  |  | 8.0181 | Default Emission Factor
Seneca Energy | 54782_G_GEN2 | 54782 | G | GEN2 |  | Landfill Gas | NY_Z_C&E | New York | Seneca | 0.8 | 1996 | 9999 |  |  |  | 8.0181 | Default Emission Factor
Seneca Energy | 54782_G_GEN3 | 54782 | G | GEN3 |  | Landfill Gas | NY_Z_C&E | New York | Seneca | 0.8 | 1996 | 9999 |  |  |  | 8.0181 | Default Emission Factor
Seneca Energy | 54782_G_GEN4 | 54782 | G | GEN4 |  | Landfill Gas | NY_Z_C&E | New York | Seneca | 0.8 | 1996 | 9999 |  |  |  | 8.0181 | Default Emission Factor
Seneca Energy | 54782_G_GEN5 | 54782 | G | GEN5 |  | Landfill Gas | NY_Z_C&E | New York | Seneca | 0.8 | 1996 | 9999 |  |  |  | 8.0181 | Default Emission Factor
Seneca Energy | 54782_G_GEN6 | 54782 | G | GEN6 |  | Landfill Gas | NY_Z_C&E | New York | Seneca | 0.8 | 1997 | 9999 |  |  |  | 8.0181 | Default Emission Factor
Seneca Energy | 54782_G_GEN7 | 54782 | G | GEN7 |  | Landfill Gas | NY_Z_C&E | New York | Seneca | 0.8 | 1997 | 9999 |  |  |  | 8.0181 | Default Emission Factor
Seneca Energy | 54782_G_GEN8 | 54782 | G | GEN8 |  | Landfill Gas | NY_Z_C&E | New York | Seneca | 0.8 | 1998 | 9999 |  |  |  | 8.0181 | Default Emission Factor
Seneca Energy | 54782_G_GEN9 | 54782 | G | GEN9 |  | Landfill Gas | NY_Z_C&E | New York | Seneca | 0.8 | 1998 | 9999 |  |  |  | 8.0181 | Default Emission Factor
Grays Ferry Cogeneration | 54785_G_GEN2 | 54785 | G | GEN2 | 3798 | Combined Cycle | PJM_EMAC | Pennsylvania | Philadelphia | 114 | 1997 | 9999 |  |  |  | 0.14766 | Default Emission Factor
Evanston Township High School | 54788_G_GEN1 | 54788 | G | GEN1 |  | Combustion Turbine | PJM_COMD | Illinois | Cook | 0.8 | 1992 | 2045 |  |  |  | 3.2013 | Default Emission Factor
Evanston Township High School | 54788_G_GEN2 | 54788 | G | GEN2 |  | Combustion Turbine | PJM_COMD | Illinois | Cook | 0.8 | 1992 | 2045 |  |  |  | 3.2013 | Default Emission Factor
Evanston Township High School | 54788_G_GEN3 | 54788 | G | GEN3 |  | Combustion Turbine | PJM_COMD | Illinois | Cook | 0.8 | 1992 | 2045 |  |  |  | 3.2013 | Default Emission Factor
Plymouth State College Cogeneration | 54803_G_A | 54803 | G | A |  | Combustion Turbine | NENGREST | New Hampshire | Grafton | 1.2 | 1994 | 9999 |  |  |  | 7.2573 | Default Emission Factor
Plymouth State College Cogeneration | 54803_G_B | 54803 | G | B |  | Combustion Turbine | NENGREST | New Hampshire | Grafton | 1.6 | 2000 | 9999 |  |  |  | 7.2573 | Default Emission Factor
Milford Power LP | 54805_G_GT-1 | 54805 | G | GT-1 | 3800 | Combined Cycle | NENGREST | Massachusetts | Worcester | 123 | 1993 | 9999 | 2019 | 3.6372 | 212072 | 0.0343 | NEI 2019
Milford Power LP | 54805_G_ST-1 | 54805 | G | ST-1 | 3800 | Combined Cycle | NENGREST | Massachusetts | Worcester | 81.8 | 1993 | 9999 |  |  |  | 0.0343 | NEI 2019
New York University Central Plant | 54808_G_GT1 | 54808 | G | GT1 |  | Combined Cycle | NY_Z_J | New York | New York | 5.5 | 2010 | 9999 |  |  |  | 0.14766 | Default Emission Factor
New York University Central Plant | 54808_G_GT2 | 54808 | G | GT2 |  | Combined Cycle | NY_Z_J | New York | New York | 5.5 | 2010 | 9999 |  |  |  | 0.14766 | Default Emission Factor
New York University Central Plant | 54808_G_T1 | 54808 | G | T1 |  | Combined Cycle | NY_Z_J | New York | New York | 1.8 | 1984 | 9999 |  |  |  | 0.14766 | Default Emission Factor
Shepherd Center | 54813_G_1 | 54813 | G | 1 |  | Combustion Turbine | S_SOU | Georgia | Fulton | 0.6 | 1992 | 9999 |  |  |  | 7.2573 | Default Emission Factor
Shepherd Center | 54813_G_2 | 54813 | G | 2 |  | Combustion Turbine | S_SOU | Georgia | Fulton | 0.6 | 1992 | 9999 |  |  |  | 7.2573 | Default Emission Factor
Shepherd Center | 54813_G_3 | 54813 | G | 3 |  | Combustion Turbine | S_SOU | Georgia | Fulton | 0.2 | 1989 | 9999 |  |  |  | 7.2573 | Default Emission Factor
Shepherd Center | 54813_G_4 | 54813 | G | 4 |  | Combustion Turbine | S_SOU | Georgia | Fulton | 0.3 | 1981 | 9999 |  |  |  | 7.2573 | Default Emission Factor
Johnson County | 54817_G_GT-1 | 54817 | G | GT-1 | 3804 | Combined Cycle | ERC_REST | Texas | Johnson | 163 | 1996 | 9999 | 2019 | 62.47 | 517931 | 0.19938 | NEI 2019
Johnson County | 54817_G_ST-1 | 54817 | G | ST-1 | 3804 | Combined Cycle | ERC_REST | Texas | Johnson | 104 | 1996 | 9999 | 2017 | 2.0511 | 129285 | 0.19938 | NEI 2019
Brandywine Power Facility | 54832_G_1 | 54832 | G | 1 | 3806 | Combined Cycle | PJM_SMAC | Maryland | Prince Georges | 78.6 | 1996 | 9999 | 2019 | 22.596 | 494009 | 0.12494 | NEI 2019
Brandywine Power Facility | 54832_G_2 | 54832 | G | 2 | 3807 | Combined Cycle | PJM_SMAC | Maryland | Prince Georges | 78.6 | 1996 | 9999 | 2019 | 21.52 | 212185 | 0.12494 | NEI 2019
Brandywine Power Facility | 54832_G_3 | 54832 | G | 3 | 3806 | Combined Cycle | PJM_SMAC | Maryland | Prince Georges | 72.8 | 1996 | 9999 |  |  |  | 0.12494 | NEI 2019
Valdosta Water Treatment Plant | 54839_G_GEN1 | 54839 | G | GEN1 |  | Combustion Turbine | S_SOU | Georgia | Lowndes | 1.7 | 1993 | 9999 |  |  |  | 7.2573 | Default Emission Factor
Valdosta Water Treatment Plant | 54839_G_GEN2 | 54839 | G | GEN2 |  | Combustion Turbine | S_SOU | Georgia | Lowndes | 1.7 | 2008 | 9999 |  |  |  | 7.2573 | Default Emission Factor
Outagamie County Co-Generation Facility | 54842_G_G1 | 54842 | G | G1 |  | Landfill Gas | MIS_WUMS | Wisconsin | Outagamie | 1.6 | 2007 | 9999 |  |  |  | 8.0181 | Default Emission Factor
Outagamie County Co-Generation Facility | 54842_G_G2 | 54842 | G | G2 |  | Landfill Gas | MIS_WUMS | Wisconsin | Outagamie | 1.6 | 2007 | 9999 |  |  |  | 8.0181 | Default Emission Factor
Outagamie County Co-Generation Facility | 54842_G_G3 | 54842 | G | G3 |  | Landfill Gas | MIS_WUMS | Wisconsin | Outagamie | 1.6 | 2007 | 9999 |  |  |  | 8.0181 | Default Emission Factor
Outagamie County Co-Generation Facility | 54842_G_G4 | 54842 | G | G4 |  | Landfill Gas | MIS_WUMS | Wisconsin | Outagamie | 1.6 | 2016 | 9999 |  |  |  | 8.0181 | Default Emission Factor
Gordonsville Energy LP | 54844_G_GOR1 | 54844 | G | GOR1 | 10119 | Combined Cycle | PJM_Dom | Virginia | Louisa | 68.4 | 1994 | 9999 | 2019 | 11.48 | 1203488 | 0.01908 | NEI 2019
Gordonsville Energy LP | 54844_G_GOR2 | 54844 | G | GOR2 | 10120 | Combined Cycle | PJM_Dom | Virginia | Louisa | 68.4 | 1994 | 9999 |  |  |  | 0.14766 | Default Emission Factor
Gordonsville Energy LP | 54844_G_GOR3 | 54844 | G | GOR3 | 10119 | Combined Cycle | PJM_Dom | Virginia | Louisa | 40.6 | 1994 | 9999 |  |  |  | 0.01908 | NEI 2019
Gordonsville Energy LP | 54844_G_GOR4 | 54844 | G | GOR4 | 10120 | Combined Cycle | PJM_Dom | Virginia | Louisa | 40.6 | 1994 | 9999 |  |  |  | 0.14766 | Default Emission Factor
South Georgia Medical Center | 54848_G_GEN 7 | 54848 | G | GEN 7 |  | Combustion Turbine | S_SOU | Georgia | Lowndes | 0.8 | 2008 | 9999 |  |  |  | 7.2573 | Default Emission Factor
South Georgia Medical Center | 54848_G_GEN1A | 54848 | G | GEN1A |  | Combustion Turbine | S_SOU | Georgia | Lowndes | 2 | 2013 | 9999 |  |  |  | 7.2573 | Default Emission Factor
South Georgia Medical Center | 54848_G_GEN2A | 54848 | G | GEN2A |  | Combustion Turbine | S_SOU | Georgia | Lowndes | 2 | 2013 | 9999 |  |  |  | 7.2573 | Default Emission Factor
South Georgia Medical Center | 54848_G_GEN4 | 54848 | G | GEN4 |  | Combustion Turbine | S_SOU | Georgia | Lowndes | 0.7 | 2001 | 9999 |  |  |  | 7.2573 | Default Emission Factor
Cox Waste to Energy | 54850_G_01 | 54850 | G | 01 |  | Biomass | PJM_West | Kentucky | Taylor | 3 | 1995 | 9999 |  |  |  | 7.9218 | Default Emission Factor
Cox Waste to Energy | 54850_G_02 | 54850 | G | 02 |  | Biomass | PJM_West | Kentucky | Taylor | 0.3 | 2002 | 9999 |  |  |  | 7.9218 | Default Emission Factor
Sun Peak Generating Station | 54854_G_5657 | 54854 | G | 5657 | 90972 | Combustion Turbine | WECC_SNV | Nevada | Clark | 74 | 1991 | 9999 | 2019 | 2.37 | 17964 | 0.26386 | NEI 2019
Sun Peak Generating Station | 54854_G_5658 | 54854 | G | 5658 | 90973 | Combustion Turbine | WECC_SNV | Nevada | Clark | 74 | 1991 | 9999 | 2019 | 2.58 | 17964 | 0.28724 | NEI 2019
Sun Peak Generating Station | 54854_G_5659 | 54854 | G | 5659 | 90974 | Combustion Turbine | WECC_SNV | Nevada | Clark | 74 | 1991 | 9999 | 2019 | 2.82 | 17964 | 0.31396 | NEI 2019
Southwestern Bell Telephone | 54858_G_E/G1 | 54858 | G | E/G1 |  | Combustion Turbine | MIS_MO | Missouri | St Louis City | 2 | 1992 | 9999 |  |  |  | 7.2573 | Default Emission Factor
Southwestern Bell Telephone | 54858_G_E/G2 | 54858 | G | E/G2 |  | Combustion Turbine | MIS_MO | Missouri | St Louis City | 2 | 1992 | 9999 |  |  |  | 7.2573 | Default Emission Factor
Southwestern Bell Telephone | 54858_G_E/G3 | 54858 | G | E/G3 |  | Combustion Turbine | MIS_MO | Missouri | St Louis City | 2 | 1992 | 9999 |  |  |  | 7.2573 | Default Emission Factor
Southwestern Bell Telephone | 54858_G_E/G4 | 54858 | G | E/G4 |  | Combustion Turbine | MIS_MO | Missouri | St Louis City | 2.8 | 2005 | 9999 |  |  |  | 7.2573 | Default Emission Factor
Southwestern Bell Telephone | 54858_G_E/G5 | 54858 | G | E/G5 |  | Combustion Turbine | MIS_MO | Missouri | St Louis City | 2.8 | 2008 | 9999 |  |  |  | 7.2573 | Default Emission Factor
Southwestern Bell Telephone | 54858_G_E/G6 | 54858 | G | E/G6 |  | Combustion Turbine | MIS_MO | Missouri | St Louis City | 2.8 | 2011 | 9999 |  |  |  | 7.2573 | Default Emission Factor
Southwestern Bell Telephone | 54858_G_E/G7 | 54858 | G | E/G7 |  | Combustion Turbine | MIS_MO | Missouri | St Louis City | 2.8 | 2011 | 9999 |  |  |  | 7.2573 | Default Emission Factor
Atlanta Gift Mart LP | 54877_G_BUG | 54877 | G | BUG |  | Combustion Turbine | S_SOU | Georgia | Fulton | 1.2 | 1991 | 9999 |  |  |  | 7.2573 | Default Emission Factor
CenturyLink Regional HQ | 54882_G_GEN2 | 54882 | G | GEN2 |  | Combustion Turbine | S_VACA | North Carolina | Franklin | 0.6 | 1993 | 9999 |  |  |  | 7.2573 | Default Emission Factor
Presence Saint Mary of Nazareth Hospital | 54886_G_GEN1 | 54886 | G | GEN1 |  | Combustion Turbine | PJM_COMD | Illinois | Cook | 0.8 | 1993 | 2045 |  |  |  | 3.2013 | Default Emission Factor
Presence Saint Mary of Nazareth Hospital | 54886_G_GEN3 | 54886 | G | GEN3 |  | Combustion Turbine | PJM_COMD | Illinois | Cook | 0.8 | 1993 | 2045 |  |  |  | 3.2013 | Default Emission Factor
Presence Saint Mary of Nazareth Hospital | 54886_G_GEN4 | 54886 | G | GEN4 |  | Combustion Turbine | PJM_COMD | Illinois | Cook | 0.9 | 1993 | 2030 |  |  |  | 7.2573 | Default Emission Factor
Presence Saint Mary of Nazareth Hospital | 54886_G_GEN5 | 54886 | G | GEN5 |  | Combustion Turbine | PJM_COMD | Illinois | Cook | 0.9 | 1993 | 2030 |  |  |  | 7.2573 | Default Emission Factor
Presence Saint Mary of Nazareth Hospital | 54886_G_GEN6 | 54886 | G | GEN6 |  | Combustion Turbine | PJM_COMD | Illinois | Cook | 0.8 | 2006 | 2030 |  |  |  | 7.2573 | Default Emission Factor
Peoples Generating Station | 54890_G_GEN1 | 54890 | G | GEN1 |  | Landfill Gas | MIS_LMI | Michigan | Saginaw | 2.2 | 1995 | 9999 |  |  |  | 8.0181 | Default Emission Factor
Adrian Energy Associates LLC | 54903_G_UNT1 | 54903 | G | UNT1 |  | Landfill Gas | MIS_LMI | Michigan | Lenawee | 0.8 | 1994 | 9999 |  |  |  | 8.0181 | Default Emission Factor
Adrian Energy Associates LLC | 54903_G_UNT2 | 54903 | G | UNT2 |  | Landfill Gas | MIS_LMI | Michigan | Lenawee | 0.8 | 1994 | 9999 |  |  |  | 8.0181 | Default Emission Factor
Adrian Energy Associates LLC | 54903_G_UNT3 | 54903 | G | UNT3 |  | Landfill Gas | MIS_LMI | Michigan | Lenawee | 0.8 | 1994 | 9999 |  |  |  | 8.0181 | Default Emission Factor
Brent Run Generating Station | 54910_G_7-1 | 54910 | G | 7-1 |  | Landfill Gas | MIS_LMI | Michigan | Genesee | 0.8 | 1998 | 9999 | 2018 | 43.6183 | 7279.8519 | 11.9833 | Michigan Point Source Emission
Brent Run Generating Station | 54910_G_7-2 | 54910 | G | 7-2 |  | Landfill Gas | MIS_LMI | Michigan | Genesee | 0.8 | 1998 | 9999 | 2018 | 43.6183 | 7279.8519 | 11.9833 | Michigan Point Source Emission
Brent Run Generating Station | 54910_G_7-3 | 54910 | G | 7-3 |  | Landfill Gas | MIS_LMI | Michigan | Genesee | 0.6 | 2010 | 9999 | 2018 | 32.7137 | 5459.8889 | 11.9833 | Michigan Point Source Emission
Brent Run Generating Station | 54910_G_7-4 | 54910 | G | 7-4 |  | Landfill Gas | MIS_LMI | Michigan | Genesee | 1.6 | 2012 | 9999 | 2018 | 87.2367 | 14559.7037 | 11.9833 | Michigan Point Source Emission
Brent Run Generating Station | 54910_G_7-5 | 54910 | G | 7-5 |  | Landfill Gas | MIS_LMI | Michigan | Genesee | 1.6 | 2012 | 9999 | 2018 | 87.2367 | 14559.7037 | 11.9833 | Michigan Point Source Emission
Brooklyn Navy Yard Cogeneration | 54914_G_01 | 54914 | G | 01 | 3809 | Combined Cycle | NY_Z_J | New York | Kings | 90 | 1996 | 9999 | 2017 | 13.1681 | 865444 | 0.02527 | NEI 2019
Brooklyn Navy Yard Cogeneration | 54914_G_02 | 54914 | G | 02 | 3810 | Combined Cycle | NY_Z_J | New York | Kings | 90 | 1996 | 9999 | 2017 | 15.8769 | 738130 | 0.03656 | NEI 2019
Brooklyn Navy Yard Cogeneration | 54914_G_03 | 54914 | G | 03 | 3809 | Combined Cycle | NY_Z_J | New York | Kings | 35 | 1996 | 9999 | 2019 | 0.01077 | 177609 | 0.02527 | NEI 2019
Brooklyn Navy Yard Cogeneration | 54914_G_04 | 54914 | G | 04 | 3810 | Combined Cycle | NY_Z_J | New York | Kings | 35 | 1996 | 9999 | 2019 | 0.0089 | 130999 | 0.03656 | NEI 2019
Michigan Power LP | 54915_G_G001 | 54915 | G | G001 | 3811 | Combined Cycle | MIS_LMI | Michigan | Mason | 58 | 1995 | 9999 | 2019 | 20.94 | 1020436 | 0.04104 | NEI 2019
Michigan Power LP | 54915_G_G101 | 54915 | G | G101 | 3811 | Combined Cycle | MIS_LMI | Michigan | Mason | 70 | 1995 | 9999 |  |  |  | 0.04104 | NEI 2019
Twin Bridges LFGTE | 54925_G_I-1 | 54925 | G | I-1 |  | Landfill Gas | MIS_INKY | Indiana | Hendricks | 0.8 | 1994 | 9999 |  |  |  | 8.0181 | Default Emission Factor
Twin Bridges LFGTE | 54925_G_I-2 | 54925 | G | I-2 |  | Landfill Gas | MIS_INKY | Indiana | Hendricks | 0.8 | 1994 | 9999 |  |  |  | 8.0181 | Default Emission Factor
Twin Bridges LFGTE | 54925_G_I-3 | 54925 | G | I-3 |  | Landfill Gas | MIS_INKY | Indiana | Hendricks | 0.8 | 1994 | 9999 |  |  |  | 8.0181 | Default Emission Factor
Twin Bridges LFGTE | 54925_G_I-4 | 54925 | G | I-4 |  | Landfill Gas | MIS_INKY | Indiana | Hendricks | 0.8 | 1994 | 9999 |  |  |  | 8.0181 | Default Emission Factor
Twin Bridges LFGTE | 54925_G_II-1 | 54925 | G | II-1 |  | Landfill Gas | MIS_INKY | Indiana | Hendricks | 0.8 | 2002 | 9999 |  |  |  | 8.0181 | Default Emission Factor
Twin Bridges LFGTE | 54925_G_II-2 | 54925 | G | II-2 |  | Landfill Gas | MIS_INKY | Indiana | Hendricks | 0.8 | 2002 | 9999 |  |  |  | 8.0181 | Default Emission Factor
Twin Bridges LFGTE | 54925_G_II-3 | 54925 | G | II-3 |  | Landfill Gas | MIS_INKY | Indiana | Hendricks | 0.8 | 2002 | 9999 |  |  |  | 8.0181 | Default Emission Factor
Twin Bridges LFGTE | 54925_G_II-4 | 54925 | G | II-4 |  | Landfill Gas | MIS_INKY | Indiana | Hendricks | 0.8 | 2002 | 9999 |  |  |  | 8.0181 | Default Emission Factor
Twin Bridges LFGTE | 54925_G_III-1 | 54925 | G | III-1 |  | Landfill Gas | MIS_INKY | Indiana | Hendricks | 0.8 | 2009 | 9999 |  |  |  | 8.0181 | Default Emission Factor
Twin Bridges LFGTE | 54925_G_III-2 | 54925 | G | III-2 |  | Landfill Gas | MIS_INKY | Indiana | Hendricks | 0.8 | 2009 | 9999 |  |  |  | 8.0181 | Default Emission Factor
Twin Bridges LFGTE | 54925_G_III-3 | 54925 | G | III-3 |  | Landfill Gas | MIS_INKY | Indiana | Hendricks | 0.8 | 2009 | 9999 |  |  |  | 8.0181 | Default Emission Factor
Twin Bridges LFGTE | 54925_G_III-4 | 54925 | G | III-4 |  | Landfill Gas | MIS_INKY | Indiana | Hendricks | 0.8 | 2009 | 9999 |  |  |  | 8.0181 | Default Emission Factor
Twin Bridges LFGTE | 54925_G_IV-1 | 54925 | G | IV-1 |  | Landfill Gas | MIS_INKY | Indiana | Hendricks | 1.6 | 2012 | 9999 |  |  |  | 8.0181 | Default Emission Factor
Twin Bridges LFGTE | 54925_G_IV-2 | 54925 | G | IV-2 |  | Landfill Gas | MIS_INKY | Indiana | Hendricks | 1.6 | 2012 | 9999 |  |  |  | 8.0181 | Default Emission Factor
Prairie View I & II LFGTE | 54926_G_I-1 | 54926 | G | I-1 |  | Landfill Gas | PJM_West | Indiana | St Joseph | 0.8 | 1994 | 9999 |  |  |  | 8.0181 | Default Emission Factor
Prairie View I & II LFGTE | 54926_G_I-2 | 54926 | G | I-2 |  | Landfill Gas | PJM_West | Indiana | St Joseph | 0.8 | 1994 | 9999 |  |  |  | 8.0181 | Default Emission Factor
Prairie View I & II LFGTE | 54926_G_I-3 | 54926 | G | I-3 |  | Landfill Gas | PJM_West | Indiana | St Joseph | 0.8 | 1994 | 9999 |  |  |  | 8.0181 | Default Emission Factor
Prairie View I & II LFGTE | 54926_G_I-4 | 54926 | G | I-4 |  | Landfill Gas | PJM_West | Indiana | St Joseph | 0.8 | 1994 | 9999 |  |  |  | 8.0181 | Default Emission Factor
Prairie View I & II LFGTE | 54926_G_II-1 | 54926 | G | II-1 |  | Landfill Gas | PJM_West | Indiana | St Joseph | 0.8 | 2007 | 9999 |  |  |  | 8.0181 | Default Emission Factor
Prairie View I & II LFGTE | 54926_G_II-2 | 54926 | G | II-2 |  | Landfill Gas | PJM_West | Indiana | St Joseph | 0.8 | 2007 | 9999 |  |  |  | 8.0181 | Default Emission Factor
Prairie View I & II LFGTE | 54926_G_II-3 | 54926 | G | II-3 |  | Landfill Gas | PJM_West | Indiana | St Joseph | 0.8 | 2007 | 9999 |  |  |  | 8.0181 | Default Emission Factor
Prairie View I & II LFGTE | 54926_G_II-4 | 54926 | G | II-4 |  | Landfill Gas | PJM_West | Indiana | St Joseph | 0.8 | 2007 | 9999 |  |  |  | 8.0181 | Default Emission Factor
Grand Isle Gas Plant / Treating Station | 54927_G_1 | 54927 | G | 1 |  | Combustion Turbine | MIS_AMSO | Louisiana | Jefferson | 2.9 | 1965 | 9999 |  |  |  | 3.2013 | Default Emission Factor
Grand Isle Gas Plant / Treating Station | 54927_G_2 | 54927 | G | 2 |  | Combustion Turbine | MIS_AMSO | Louisiana | Jefferson | 2.9 | 1965 | 9999 |  |  |  | 3.2013 | Default Emission Factor
Grand Isle Gas Plant / Treating Station | 54927_G_3 | 54927 | G | 3 |  | Combustion Turbine | MIS_AMSO | Louisiana | Jefferson | 2.9 | 1965 | 9999 |  |  |  | 3.2013 | Default Emission Factor
Alliant SBD 9403 Aegon DC | 54929_G_6111 | 54929 | G | 6111 |  | Combustion Turbine | MIS_IA | Iowa | Linn | 1.1 | 1995 | 9999 |  |  |  | 7.2573 | Default Emission Factor
Alliant SBD 9403 Aegon DC | 54929_G_6112 | 54929 | G | 6112 |  | Combustion Turbine | MIS_IA | Iowa | Linn | 1.5 | 2003 | 9999 |  |  |  | 7.2573 | Default Emission Factor
Alliant SBD 9403 Aegon DC | 54929_G_6113 | 54929 | G | 6113 |  | Combustion Turbine | MIS_IA | Iowa | Linn | 1.5 | 2007 | 9999 |  |  |  | 7.2573 | Default Emission Factor
Richard J Donovan Correctional Facility | 54936_G_03 | 54936 | G | 03 |  | Combustion Turbine | WEC_SDGE | California | San Diego | 2.2 | 1987 | 9999 |  |  |  | 0.72922 | Default Emission Factor
EKS Landfill | 54939_G_UNT1 | 54939 | G | UNT1 |  | Landfill Gas | MIS_MNWI | Minnesota | Dakota | 1.5 | 1994 | 9999 |  |  |  | 8.0181 | Default Emission Factor
EKS Landfill | 54939_G_UNT2 | 54939 | G | UNT2 |  | Landfill Gas | MIS_MNWI | Minnesota | Dakota | 1.5 | 1994 | 9999 |  |  |  | 8.0181 | Default Emission Factor
EKS Landfill | 54939_G_UNT4 | 54939 | G | UNT4 |  | Landfill Gas | MIS_MNWI | Minnesota | Dakota | 1.5 | 2011 | 9999 |  |  |  | 8.0181 | Default Emission Factor
Univ of Oregon Central Power Station | 54950_G_CTG1 | 54950 | G | CTG1 |  | Combined Cycle | WECC_PNW | Oregon | Lane | 7.5 | 2012 | 9999 |  |  |  | 0.14766 | Default Emission Factor
Univ of Oregon Central Power Station | 54950_G_STG1 | 54950 | G | STG1 |  | Combined Cycle | WECC_PNW | Oregon | Lane | 1.5 | 2012 | 9999 |  |  |  | 0.14766 | Default Emission Factor
Deercroft I & II LFGTE | 54956_G_I-1 | 54956 | G | I-1 |  | Combustion Turbine | MIS_INKY | Indiana | LaPorte | 0.8 | 1999 | 9999 |  |  |  | 3.2013 | Default Emission Factor
Deercroft I & II LFGTE | 54956_G_I-2 | 54956 | G | I-2 |  | Combustion Turbine | MIS_INKY | Indiana | LaPorte | 0.8 | 1999 | 9999 |  |  |  | 3.2013 | Default Emission Factor
Deercroft I & II LFGTE | 54956_G_I-3 | 54956 | G | I-3 |  | Combustion Turbine | MIS_INKY | Indiana | LaPorte | 0.8 | 1999 | 9999 |  |  |  | 3.2013 | Default Emission Factor
Deercroft I & II LFGTE | 54956_G_I-4 | 54956 | G | I-4 |  | Combustion Turbine | MIS_INKY | Indiana | LaPorte | 0.8 | 1999 | 9999 |  |  |  | 3.2013 | Default Emission Factor
Deercroft I & II LFGTE | 54956_G_II-1 | 54956 | G | II-1 |  | Landfill Gas | MIS_INKY | Indiana | LaPorte | 0.8 | 2007 | 9999 |  |  |  | 8.0181 | Default Emission Factor
Deercroft I & II LFGTE | 54956_G_II-2 | 54956 | G | II-2 |  | Landfill Gas | MIS_INKY | Indiana | LaPorte | 0.8 | 2007 | 9999 |  |  |  | 8.0181 | Default Emission Factor
Deercroft I & II LFGTE | 54956_G_II-3 | 54956 | G | II-3 |  | Landfill Gas | MIS_INKY | Indiana | LaPorte | 0.8 | 2007 | 9999 |  |  |  | 8.0181 | Default Emission Factor
Deercroft I & II LFGTE | 54956_G_II-4 | 54956 | G | II-4 |  | Landfill Gas | MIS_INKY | Indiana | LaPorte | 0.8 | 2007 | 9999 |  |  |  | 8.0181 | Default Emission Factor
Alliant SBD 9302 Aegon NP | 54967_G_7906 | 54967 | G | 7906 |  | Combustion Turbine | MIS_IA | Iowa | Linn | 1.2 | 1995 | 9999 |  |  |  | 7.2573 | Default Emission Factor
Alliant SBD 9502 Eaton | 54968_G_0385 | 54968 | G | 0385 |  | Combustion Turbine | MIS_IA | Iowa | Wright | 1.8 | 1995 | 9999 |  |  |  | 7.2573 | Default Emission Factor
Alliant SBD 9502 Eaton | 54968_G_0386 | 54968 | G | 0386 |  | Combustion Turbine | MIS_IA | Iowa | Wright | 1.8 | 1995 | 9999 |  |  |  | 7.2573 | Default Emission Factor
Alliant SBD 9502 Eaton | 54968_G_5824 | 54968 | G | 5824 |  | Combustion Turbine | MIS_IA | Iowa | Wright | 1.8 | 2000 | 9999 |  |  |  | 7.2573 | Default Emission Factor
Sauder Power Plant | 54974_G_UNT1 | 54974 | G | UNT1 |  | Biomass | PJM_ATSI | Ohio | Fulton | 3.6 | 1993 | 9999 | 2019 | 14.95 | 13091 | 2.284 | NEI 2019
Sauder Power Plant | 54974_G_UNT2 | 54974 | G | UNT2 |  | Biomass | PJM_ATSI | Ohio | Fulton | 3.6 | 1993 | 9999 | 2019 | 39.88 | 11678 | 6.8299 | NEI 2019
Ocean County Landfill | 54980_G_UNT1 | 54980 | G | UNT1 |  | Landfill Gas | PJM_EMAC | New Jersey | Ocean | 0.8 | 1997 | 9999 |  |  |  | 8.0181 | Default Emission Factor
Ocean County Landfill | 54980_G_UNT10 | 54980 | G | UNT10 |  | Landfill Gas | PJM_EMAC | New Jersey | Ocean | 1.5 | 2006 | 9999 |  |  |  | 8.0181 | Default Emission Factor
Ocean County Landfill | 54980_G_UNT11 | 54980 | G | UNT11 |  | Landfill Gas | PJM_EMAC | New Jersey | Ocean | 1.5 | 2006 | 9999 |  |  |  | 8.0181 | Default Emission Factor
Ocean County Landfill | 54980_G_UNT12 | 54980 | G | UNT12 |  | Landfill Gas | PJM_EMAC | New Jersey | Ocean | 1.5 | 2006 | 9999 |  |  |  | 8.0181 | Default Emission Factor
Ocean County Landfill | 54980_G_UNT2 | 54980 | G | UNT2 |  | Landfill Gas | PJM_EMAC | New Jersey | Ocean | 0.8 | 1997 | 9999 |  |  |  | 8.0181 | Default Emission Factor
Ocean County Landfill | 54980_G_UNT3 | 54980 | G | UNT3 |  | Landfill Gas | PJM_EMAC | New Jersey | Ocean | 0.8 | 1997 | 9999 |  |  |  | 8.0181 | Default Emission Factor
Ocean County Landfill | 54980_G_UNT4 | 54980 | G | UNT4 |  | Landfill Gas | PJM_EMAC | New Jersey | Ocean | 0.8 | 1997 | 9999 |  |  |  | 8.0181 | Default Emission Factor
Ocean County Landfill | 54980_G_UNT5 | 54980 | G | UNT5 |  | Landfill Gas | PJM_EMAC | New Jersey | Ocean | 0.8 | 1997 | 9999 |  |  |  | 8.0181 | Default Emission Factor
Ocean County Landfill | 54980_G_UNT6 | 54980 | G | UNT6 |  | Landfill Gas | PJM_EMAC | New Jersey | Ocean | 0.8 | 1997 | 9999 |  |  |  | 8.0181 | Default Emission Factor
Ocean County Landfill | 54980_G_UNT7 | 54980 | G | UNT7 |  | Landfill Gas | PJM_EMAC | New Jersey | Ocean | 1.5 | 2006 | 9999 |  |  |  | 8.0181 | Default Emission Factor
Ocean County Landfill | 54980_G_UNT8 | 54980 | G | UNT8 |  | Landfill Gas | PJM_EMAC | New Jersey | Ocean | 1.5 | 2006 | 9999 |  |  |  | 8.0181 | Default Emission Factor
Ocean County Landfill | 54980_G_UNT9 | 54980 | G | UNT9 |  | Landfill Gas | PJM_EMAC | New Jersey | Ocean | 1.5 | 2006 | 9999 |  |  |  | 8.0181 | Default Emission Factor
Salem Energy Systems LLC | 54984_G_UNT2 | 54984 | G | UNT2 |  | Landfill Gas | S_VACA | North Carolina | Forsyth | 3.3 | 2017 | 9999 |  |  |  | 8.0181 | Default Emission Factor
Crestwood Dothan | 54985_G_GEN1 | 54985 | G | GEN1 |  | Combustion Turbine | S_SOU | Alabama | Houston | 1.2 | 1995 | 9999 |  |  |  | 7.2573 | Default Emission Factor
Crestwood Dothan | 54985_G_GEN2 | 54985 | G | GEN2 |  | Combustion Turbine | S_SOU | Alabama | Houston | 1.2 | 1995 | 9999 |  |  |  | 7.2573 | Default Emission Factor
Crestwood Dothan | 54985_G_GEN3 | 54985 | G | GEN3 |  | Combustion Turbine | S_SOU | Alabama | Houston | 1.5 | 2002 | 9999 |  |  |  | 7.2573 | Default Emission Factor
Crestwood Dothan | 54985_G_GEN5 | 54985 | G | GEN5 |  | Combustion Turbine | S_SOU | Alabama | Houston | 1.2 | 1996 | 9999 |  |  |  | 7.2573 | Default Emission Factor
Crestwood Dothan | 54985_G_GEN7 | 54985 | G | GEN7 |  | Combustion Turbine | S_SOU | Alabama | Houston | 1.2 | 1997 | 9999 |  |  |  | 7.2573 | Default Emission Factor
Crestwood Dothan | 54985_G_GEN8 | 54985 | G | GEN8 |  | Combustion Turbine | S_SOU | Alabama | Houston | 0.7 | 1997 | 9999 |  |  |  | 7.2573 | Default Emission Factor
Crestwood Dothan | 54985_G_GEN9 | 54985 | G | GEN9 |  | Combustion Turbine | S_SOU | Alabama | Houston | 2 | 2002 | 9999 |  |  |  | 7.2573 | Default Emission Factor
Pine Tree Acres | 54989_G_GEN1 | 54989 | G | GEN1 |  | Landfill Gas | MIS_LMI | Michigan | Macomb | 0.8 | 1998 | 9999 | 2019 | 347.35 | 71891 | 9.6632 | NEI 2019
Pine Tree Acres | 54989_G_GEN2 | 54989 | G | GEN2 |  | Landfill Gas | MIS_LMI | Michigan | Macomb | 0.8 | 1998 | 9999 |  |  |  | 9.6632 | NEI 2019
Pine Tree Acres | 54989_G_GEN3 | 54989 | G | GEN3 |  | Landfill Gas | MIS_LMI | Michigan | Macomb | 0.8 | 1998 | 9999 |  |  |  | 9.6632 | NEI 2019
Pine Tree Acres | 54989_G_GEN4 | 54989 | G | GEN4 |  | Landfill Gas | MIS_LMI | Michigan | Macomb | 0.8 | 1998 | 9999 |  |  |  | 9.6632 | NEI 2019
Pine Tree Acres | 54989_G_GEN5 | 54989 | G | GEN5 |  | Landfill Gas | MIS_LMI | Michigan | Macomb | 0.8 | 1998 | 9999 |  |  |  | 9.6632 | NEI 2019
Pine Tree Acres | 54989_G_GEN6 | 54989 | G | GEN6 |  | Landfill Gas | MIS_LMI | Michigan | Macomb | 0.8 | 2003 | 9999 |  |  |  | 9.6632 | NEI 2019
Pine Tree Acres | 54989_G_GEN7 | 54989 | G | GEN7 |  | Landfill Gas | MIS_LMI | Michigan | Macomb | 0.8 | 2003 | 9999 |  |  |  | 9.6632 | NEI 2019
Pine Tree Acres | 54989_G_GEN8 | 54989 | G | GEN8 |  | Landfill Gas | MIS_LMI | Michigan | Macomb | 1.6 | 2010 | 9999 |  |  |  | 9.6632 | NEI 2019
Pine Tree Acres | 54989_G_GEN9 | 54989 | G | GEN9 |  | Landfill Gas | MIS_LMI | Michigan | Macomb | 1.6 | 2010 | 9999 |  |  |  | 9.6632 | NEI 2019
Kettle Falls Generating Station | 550_G_2 | 550 | G | 2 |  | Combustion Turbine | WECC_PNW | Washington | Stevens | 6.2 | 2002 | 9999 | 2019 | 0.5 | 18274 | 0.05472 | NEI 2019
Nashua Plant | 55006_G_UNT2 | 55006 | G | UNT2 |  | Landfill Gas | NENGREST | New Hampshire | Hillsborough | 0.7 | 1996 | 9999 |  |  |  | 8.0181 | Default Emission Factor
Nashua Plant | 55006_G_UNT3 | 55006 | G | UNT3 |  | Landfill Gas | NENGREST | New Hampshire | Hillsborough | 1.5 | 2016 | 9999 |  |  |  | 8.0181 | Default Emission Factor
LSP-Cottage Grove LP | 55010_G_CTG1 | 55010 | G | CTG1 | 3812 | Combined Cycle | MIS_MNWI | Minnesota | Washington | 154 | 1997 | 9999 | 2019 | 17.85 | 336929 | 0.07343 | NEI 2019
LSP-Cottage Grove LP | 55010_G_STG1 | 55010 | G | STG1 | 3812 | Combined Cycle | MIS_MNWI | Minnesota | Washington | 97 | 1997 | 9999 | 2019 | 0.47 | 162075 | 0.07343 | NEI 2019
LSP-Whitewater LP | 55011_G_CTG1 | 55011 | G | CTG1 | 3813 | Combined Cycle | MIS_WUMS | Wisconsin | Jefferson | 162 | 1997 | 9999 | 2019 | 173.2143 | 822840.33 | 0.42102 | NEI 2019
LSP-Whitewater LP | 55011_G_STG1 | 55011 | G | STG1 | 3813 | Combined Cycle | MIS_WUMS | Wisconsin | Jefferson | 99 | 1997 | 9999 |  |  |  | 0.42102 | NEI 2019
Greene Valley Gas Recovery | 55014_G_GEN1 | 55014 | G | GEN1 |  | Landfill Gas | PJM_COMD | Illinois | DuPage | 2.9 | 1996 | 9999 |  |  |  | 8.0181 | Default Emission Factor
Greene Valley Gas Recovery | 55014_G_GEN2 | 55014 | G | GEN2 |  | Landfill Gas | PJM_COMD | Illinois | DuPage | 2.9 | 1996 | 9999 |  |  |  | 8.0181 | Default Emission Factor
Sweeny Cogen Facility | 55015_G_GEN1 | 55015 | G | GEN1 | 3814 | Combustion Turbine | ERC_REST | Texas | Brazoria | 109 | 1997 | 9999 | 2019 | 23.0644 | 690310 | 0.06682 | NEI 2019
Sweeny Cogen Facility | 55015_G_GEN2 | 55015 | G | GEN2 | 3815 | Combustion Turbine | ERC_REST | Texas | Brazoria | 109 | 1997 | 9999 | 2019 | 77.8801 | 690310 | 0.22564 | NEI 2019
Sweeny Cogen Facility | 55015_G_GEN3 | 55015 | G | GEN3 | 3816 | Combustion Turbine | ERC_REST | Texas | Brazoria | 109 | 1997 | 9999 | 2019 | 51.0876 | 690310 | 0.14801 | NEI 2019
Sweeny Cogen Facility | 55015_G_GEN4 | 55015 | G | GEN4 | 3817 | Combustion Turbine | ERC_REST | Texas | Brazoria | 109 | 2000 | 9999 | 2019 | 43.3178 | 690310 | 0.1255 | NEI 2019
Dighton Power Plant | 55026_G_UNT1 | 55026 | G | UNT1 | 3818 | Combined Cycle | NENGREST | Massachusetts | Bristol | 163.3 | 1999 | 9999 | 2019 | 0.7582 | 269815 | 0.00562 | NEI 2019
De Pere Energy Center | 55029_G_CT01 | 55029 | G | CT01 | 3819 | Combustion Turbine | MIS_WUMS | Wisconsin | Brown | 168.6 | 1999 | 9999 | 2019 | 56.388 | 118184.998 | 0.95423 | NEI 2019
Androscoggin Energy Center | 55031_G_CT01 | 55031 | G | CT01 | 3820 | Combustion Turbine | NENG_ME | Maine | Franklin | 51.2 | 1999 | 9999 | 2019 | 22.78 | 132488.4722 | 0.34388 | NEI 2019
Androscoggin Energy Center | 55031_G_CT02 | 55031 | G | CT02 | 3821 | Combustion Turbine | NENG_ME | Maine | Franklin | 45.2 | 1999 | 9999 | 2017 | 22.648 | 64630.853 | 0.70084 | NEI 2019
Androscoggin Energy Center | 55031_G_CT03 | 55031 | G | CT03 | 3822 | Combustion Turbine | NENG_ME | Maine | Franklin | 44.1 | 2000 | 9999 | 2019 | 5.87 | 114116.0474 | 0.10288 | NEI 2019
Rio Bravo | 55039_G_GT1 | 55039 | G | GT1 | 3824 | Combustion Turbine | WECC_NM | New Mexico | Bernalillo | 138 | 2000 | 9999 | 2019 | 1.7 | 269482.997 | 0.01262 | NEI 2019
Mid-Georgia Cogeneration Facility | 55040_G_CT1 | 55040 | G | CT1 | 3825 | Combined Cycle | S_SOU | Georgia | Houston | 101.5 | 1997 | 9999 | 2019 | 38.4611 | 75842 | 0.77487 | NEI 2019
Mid-Georgia Cogeneration Facility | 55040_G_CT2 | 55040 | G | CT2 | 3826 | Combined Cycle | S_SOU | Georgia | Houston | 101.5 | 1998 | 9999 | 2019 | 41.076 | 82910 | 0.77487 | NEI 2019
Mid-Georgia Cogeneration Facility | 55040_G_ST1 | 55040 | G | ST1 | 3825 | Combined Cycle | S_SOU | Georgia | Houston | 100 | 1997 | 9999 | 2019 | 9.58 | 71265 | 0.77487 | NEI 2019
Berkshire Power | 55041_G_GEN2 | 55041 | G | GEN2 | 3827 | Combined Cycle | NENGREST | Massachusetts | Hampden | 229.3 | 1999 | 9999 | 2019 | 9 | 367488 | 0.04898 | NEI 2019
Bridgeport Energy Project | 55042_G_GEN1 | 55042 | G | GEN1 | 3828 | Combined Cycle | NENG_CT | Connecticut | Fairfield | 164 | 1998 | 9999 | 2019 | 61.86 | 1667220 | 0.10403 | NEI 2019
Bridgeport Energy Project | 55042_G_GEN2 | 55042 | G | GEN2 | 3829 | Combined Cycle | NENG_CT | Connecticut | Fairfield | 164 | 1998 | 9999 | 2019 | 66.2548 | 795714 | 0.10403 | NEI 2019
Bridgeport Energy Project | 55042_G_GEN3 | 55042 | G | GEN3 | 3828 | Combined Cycle | NENG_CT | Connecticut | Fairfield | 164 | 1999 | 9999 |  |  |  | 0.10403 | NEI 2019
Cherokee County Cogen | 55043_G_GT1 | 55043 | G | GT1 | 3830 | Combined Cycle | S_VACA | South Carolina | Cherokee | 51 | 1998 | 9999 | 2019 | 8.43 | 565676.84 | 0.02981 | NEI 2019
Cherokee County Cogen | 55043_G_ST1 | 55043 | G | ST1 | 3830 | Combined Cycle | S_VACA | South Carolina | Cherokee | 35 | 1998 | 9999 |  |  |  | 0.02981 | NEI 2019
Pasadena Cogeneration | 55047_G_CTG1 | 55047 | G | CTG1 | 3831 | Combined Cycle | ERC_REST | Texas | Harris | 165 | 1998 | 9999 | 2019 | 119.2846 | 820733 | 0.21476 | NEI 2019
Pasadena Cogeneration | 55047_G_CTG2 | 55047 | G | CTG2 | 3832 | Combined Cycle | ERC_REST | Texas | Harris | 165 | 2000 | 9999 | 2019 | 186.2037 | 1055940 | 0.24793 | NEI 2019
Pasadena Cogeneration | 55047_G_CTG3 | 55047 | G | CTG3 | 3833 | Combined Cycle | ERC_REST | Texas | Harris | 165 | 2000 | 9999 | 2019 | 161.1902 | 968043 | 0.24793 | NEI 2019
Pasadena Cogeneration | 55047_G_STG1 | 55047 | G | STG1 | 3831 | Combined Cycle | ERC_REST | Texas | Harris | 60 | 1998 | 9999 | 2019 | 5.8013 | 344177 | 0.21476 | NEI 2019
Pasadena Cogeneration | 55047_G_STG2 | 55047 | G | STG2 | 3832 | Combined Cycle | ERC_REST | Texas | Harris | 165 | 2000 | 9999 | 2017 | 8.439 | 846459 | 0.24793 | NEI 2019
Tiverton Power Plant | 55048_G_UNT1 | 55048 | G | UNT1 | 3836 | Combined Cycle | NENGREST | Rhode Island | Newport | 177.4 | 2000 | 9999 | 2019 | 48.19 | 1140160 | 0.08453 | NEI 2019
Tiverton Power Plant | 55048_G_UNT2 | 55048 | G | UNT2 | 3836 | Combined Cycle | NENGREST | Rhode Island | Newport | 90.6 | 2000 | 9999 |  |  |  | 0.08453 | NEI 2019
Axiall Plaquemine | 55051_G_X773 | 55051 | G | X773 |  | Combustion Turbine | MIS_AMSO | Louisiana | Iberville | 75 | 1997 | 9999 | 2019 | 174.3465 | 511117.998 | 0.68222 | NEI 2019
Axiall Plaquemine | 55051_G_X774 | 55051 | G | X774 |  | Combustion Turbine | MIS_AMSO | Louisiana | Iberville | 75 | 1997 | 9999 | 2019 | 195.101 | 511117.998 | 0.76343 | NEI 2019
Axiall Plaquemine | 55051_G_X775 | 55051 | G | X775 |  | Combustion Turbine | MIS_AMSO | Louisiana | Iberville | 75 | 1997 | 9999 | 2019 | 182.838 | 511117.998 | 0.71544 | NEI 2019
Jameson Gas Processing Plant | 55052_G_620 | 55052 | G | 620 |  | Combustion Turbine | ERC_WEST | Texas | Coke | 0.4 | 1981 | 9999 |  |  |  | 3.2013 | Default Emission Factor
Jameson Gas Processing Plant | 55052_G_621 | 55052 | G | 621 |  | Combustion Turbine | ERC_WEST | Texas | Coke | 0.4 | 1981 | 9999 |  |  |  | 3.2013 | Default Emission Factor
Jameson Gas Processing Plant | 55052_G_622 | 55052 | G | 622 |  | Combustion Turbine | ERC_WEST | Texas | Coke | 0.5 | 1986 | 9999 |  |  |  | 3.2013 | Default Emission Factor
Jameson Gas Processing Plant | 55052_G_GN410 | 55052 | G | GN410 |  | Combustion Turbine | ERC_WEST | Texas | Coke | 0.5 | 2017 | 9999 |  |  |  | 3.2013 | Default Emission Factor
Livingston Generating Facility | 55054_G_1 | 55054 | G | 1 |  | Landfill Gas | PJM_COMD | Illinois | Livingston | 3.4 | 1999 | 9999 |  |  |  | 8.0181 | Default Emission Factor
Livingston Generating Facility | 55054_G_3 | 55054 | G | 3 |  | Landfill Gas | PJM_COMD | Illinois | Livingston | 3.4 | 1999 | 9999 |  |  |  | 8.0181 | Default Emission Factor
Livingston Generating Facility | 55054_G_GEN2 | 55054 | G | GEN2 |  | Landfill Gas | PJM_COMD | Illinois | Livingston | 3.4 | 2000 | 9999 |  |  |  | 8.0181 | Default Emission Factor
Tenaska Georgia Generation Facility | 55061_G_GTG1 | 55061 | G | GTG1 | 3837 | Combustion Turbine | S_SOU | Georgia | Heard | 157.5 | 2001 | 9999 | 2017 | 0.1002 | 13230.5 | 0.01515 | NEI 2019
Tenaska Georgia Generation Facility | 55061_G_GTG2 | 55061 | G | GTG2 | 3838 | Combustion Turbine | S_SOU | Georgia | Heard | 157.5 | 2001 | 9999 |  |  |  | 0.72922 | Default Emission Factor
Tenaska Georgia Generation Facility | 55061_G_GTG3 | 55061 | G | GTG3 | 3839 | Combustion Turbine | S_SOU | Georgia | Heard | 157.5 | 2001 | 9999 | 2017 | 0.0855 | 13230.5 | 0.01293 | NEI 2019
Tenaska Georgia Generation Facility | 55061_G_GTG4 | 55061 | G | GTG4 | 3840 | Combustion Turbine | S_SOU | Georgia | Heard | 157.5 | 2002 | 9999 |  |  |  | 0.72922 | Default Emission Factor
Tenaska Georgia Generation Facility | 55061_G_GTG5 | 55061 | G | GTG5 | 3841 | Combustion Turbine | S_SOU | Georgia | Heard | 157.5 | 2002 | 9999 | 2017 | 0.0735 | 13230.5 | 0.01111 | NEI 2019
Tenaska Georgia Generation Facility | 55061_G_GTG6 | 55061 | G | GTG6 | 3842 | Combustion Turbine | S_SOU | Georgia | Heard | 157.5 | 2002 | 9999 | 2017 | 0.0735 | 13230.5 | 0.01111 | NEI 2019
Tenaska Frontier Generation Station | 55062_G_GTG1 | 55062 | G | GTG1 | 3843 | Combined Cycle | ERC_FRNT | Texas | Grimes | 155 | 2000 | 9999 | 2019 | 66.8242 | 641985 | 0.10662 | NEI 2019
Tenaska Frontier Generation Station | 55062_G_GTG2 | 55062 | G | GTG2 | 3844 | Combined Cycle | ERC_FRNT | Texas | Grimes | 155 | 2000 | 9999 | 2019 | 66.141 | 661029 | 0.10662 | NEI 2019
Tenaska Frontier Generation Station | 55062_G_GTG3 | 55062 | G | GTG3 | 3845 | Combined Cycle | ERC_FRNT | Texas | Grimes | 155 | 2000 | 9999 | 2019 | 79.9299 | 1019756 | 0.10662 | NEI 2019
Tenaska Frontier Generation Station | 55062_G_STG1 | 55062 | G | STG1 | 3843 | Combined Cycle | ERC_FRNT | Texas | Grimes | 395 | 2000 | 9999 |  |  |  | 0.10662 | NEI 2019
Batesville Generation Facility | 55063_G_CTG1 | 55063 | G | CTG1 | 3846 | Combined Cycle | S_C_TVA | Mississippi | Panola | 176 | 2000 | 9999 | 2017 | 437.9118 | 547183 | 1.0085 | NEI 2019
Batesville Generation Facility | 55063_G_CTG2 | 55063 | G | CTG2 | 3847 | Combined Cycle | S_C_TVA | Mississippi | Panola | 176 | 2000 | 9999 | 2019 | 412.3447 | 825263 | 0.62935 | NEI 2019
Batesville Generation Facility | 55063_G_CTG3 | 55063 | G | CTG3 | 3848 | Combined Cycle | S_C_TVA | Mississippi | Panola | 176 | 2000 | 9999 | 2019 | 432.7151 | 891085 | 0.61044 | NEI 2019
Batesville Generation Facility | 55063_G_STG1 | 55063 | G | STG1 | 3846 | Combined Cycle | S_C_TVA | Mississippi | Panola | 110 | 2000 | 9999 |  |  |  | 1.0085 | NEI 2019
Batesville Generation Facility | 55063_G_STG2 | 55063 | G | STG2 | 3847 | Combined Cycle | S_C_TVA | Mississippi | Panola | 110 | 2000 | 9999 |  |  |  | 0.62935 | NEI 2019
Batesville Generation Facility | 55063_G_STG3 | 55063 | G | STG3 | 3848 | Combined Cycle | S_C_TVA | Mississippi | Panola | 110 | 2000 | 9999 |  |  |  | 0.61044 | NEI 2019
Black Hawk Station | 55064_G_UNT1 | 55064 | G | UNT1 | 3849 | Combustion Turbine | SPP_SPS | Texas | Hutchinson | 111.2 | 1999 | 9999 | 2019 | 38.1 | 710430.2903 | 0.10726 | NEI 2019
Black Hawk Station | 55064_G_UNT2B | 55064 | G | UNT2B | 3850 | Combustion Turbine | SPP_SPS | Texas | Hutchinson | 113.3 | 2005 | 9999 | 2019 | 25.1 | 723846.6897 | 0.06935 | NEI 2019
Mustang Station | 55065_G_GEN1 | 55065 | G | GEN1 | 3851 | Combined Cycle | SPP_SPS | Texas | Yoakum | 154 | 1999 | 9999 | 2017 | 26.2876 | 1209803 | 0.03958 | NEI 2019
Mustang Station | 55065_G_GEN2 | 55065 | G | GEN2 | 3852 | Combined Cycle | SPP_SPS | Texas | Yoakum | 153 | 1999 | 9999 | 2019 | 18.0735 | 834502 | 0.03958 | NEI 2019
Mustang Station | 55065_G_GEN3 | 55065 | G | GEN3 | 3851 | Combined Cycle | SPP_SPS | Texas | Yoakum | 157 | 2000 | 9999 |  |  |  | 0.03958 | NEI 2019
Heat Recovery Coke Facility | 55066_G_TG18 | 55066 | G | TG18 |  | Non-Fossil Waste | MIS_INKY | Indiana | Lake | 88 | 1998 | 9999 |  |  |  | 6.5998 | Default Emission Factor
MPEA Energy Center | 55067_G_GEN4 | 55067 | G | GEN4 |  | Combustion Turbine | PJM_COMD | Illinois | Cook | 2 | 2010 | 9999 |  |  |  | 7.2573 | Default Emission Factor
MPEA Energy Center | 55067_G_GEN5 | 55067 | G | GEN5 |  | Combustion Turbine | PJM_COMD | Illinois | Cook | 2 | 2010 | 9999 |  |  |  | 7.2573 | Default Emission Factor
MPEA Energy Center | 55067_G_GEN6 | 55067 | G | GEN6 |  | Combustion Turbine | PJM_COMD | Illinois | Cook | 2 | 2010 | 9999 |  |  |  | 7.2573 | Default Emission Factor
Maine Independence Station | 55068_G_GEN1 | 55068 | G | GEN1 | 3853 | Combined Cycle | NENG_ME | Maine | Penobscot | 156.7 | 2000 | 9999 | 2019 | 57.84 | 69360 | 0.86859 | NEI 2019
Maine Independence Station | 55068_G_GEN2 | 55068 | G | GEN2 | 3854 | Combined Cycle | NENG_ME | Maine | Penobscot | 157.7 | 2000 | 9999 | 2019 | 59.99 | 94617 | 0.86859 | NEI 2019
Maine Independence Station | 55068_G_GEN3 | 55068 | G | GEN3 | 3853 | Combined Cycle | NENG_ME | Maine | Penobscot | 179.6 | 2000 | 9999 | 2019 | 1.157 | 109999 | 0.86859 | NEI 2019
Lakeview Gas Recovery | 55074_G_GEN1 | 55074 | G | GEN1 |  | Landfill Gas | PJM_PENE | Pennsylvania | Erie | 3 | 1997 | 9999 |  |  |  | 8.0181 | Default Emission Factor
Lakeview Gas Recovery | 55074_G_GEN2 | 55074 | G | GEN2 |  | Landfill Gas | PJM_PENE | Pennsylvania | Erie | 3 | 1997 | 9999 |  |  |  | 8.0181 | Default Emission Factor
Pine Bluff Energy Center | 55075_G_CT01 | 55075 | G | CT01 | 3855 | Combined Cycle | MIS_AR | Arkansas | Jefferson | 145 | 2001 | 9999 | 2019 | 496.2461 | 978799 | 0.85579 | NEI 2019
Pine Bluff Energy Center | 55075_G_ST01 | 55075 | G | ST01 | 3855 | Combined Cycle | MIS_AR | Arkansas | Jefferson | 47 | 2001 | 9999 | 2019 | 4.0705 | 190459 | 0.85579 | NEI 2019
Desert Star Energy Center | 55077_G_ED01 | 55077 | G | ED01 | 3860 | Combined Cycle | WECC_SNV | Nevada | Clark | 150 | 2000 | 2027 | 2019 | 23.93 | 901680 | 0.07302 | NEI 2019
Desert Star Energy Center | 55077_G_ED02 | 55077 | G | ED02 | 3861 | Combined Cycle | WECC_SNV | Nevada | Clark | 150 | 2000 | 2027 | 2019 | 24.06 | 412822 | 0.07302 | NEI 2019
Desert Star Energy Center | 55077_G_ED03 | 55077 | G | ED03 | 3860 | Combined Cycle | WECC_SNV | Nevada | Clark | 150 | 2000 | 2027 |  |  |  | 0.07302 | NEI 2019
Millennium Power | 55079_G_CT01 | 55079 | G | CT01 | 3862 | Combined Cycle | NENGREST | Massachusetts | Worcester | 214.8 | 2001 | 9999 | 2019 | 25.19 | 902825 | 0.0558 | NEI 2019
Millennium Power | 55079_G_ST01 | 55079 | G | ST01 | 3862 | Combined Cycle | NENGREST | Massachusetts | Worcester | 120.1 | 2001 | 9999 |  |  |  | 0.0558 | NEI 2019
Brownsville Peaking Power | 55081_G_1 | 55081 | G | 1 | 1456 | Combustion Turbine | S_C_TVA | Tennessee | Haywood | 110 | 1999 | 9999 |  |  |  | 0.47615 | NEI 2019
Brownsville Peaking Power | 55081_G_2 | 55081 | G | 2 | 1457 | Combustion Turbine | S_C_TVA | Tennessee | Haywood | 110 | 1999 | 9999 | 2019 | 56.2 | 236059.5175 | 0.47615 | NEI 2019
Brownsville Peaking Power | 55081_G_3 | 55081 | G | 3 | 1458 | Combustion Turbine | S_C_TVA | Tennessee | Haywood | 118 | 1999 | 9999 |  |  |  | 0.39648 | NEI 2019
Brownsville Peaking Power | 55081_G_4 | 55081 | G | 4 | 1459 | Combustion Turbine | S_C_TVA | Tennessee | Haywood | 118 | 1999 | 9999 | 2019 | 50.2 | 253227.4825 | 0.39648 | NEI 2019
Crockett Cogen Project | 55084_G_GE1 | 55084 | G | GE1 |  | Combined Cycle | WEC_CALN | California | Contra Costa | 247.4 | 1995 | 9999 | 2017 | 18.9048 | 1384310 | 0.02731 | NEI 2019
Gregory Power Facility | 55086_G_GT1A | 55086 | G | GT1A | 3863 | Combined Cycle | ERC_REST | Texas | San Patricio | 141 | 2000 | 9999 | 2019 | 12.152 | 125959 | 0.13059 | NEI 2019
Gregory Power Facility | 55086_G_GT1B | 55086 | G | GT1B | 3864 | Combined Cycle | ERC_REST | Texas | San Patricio | 140 | 2000 | 9999 | 2019 | 11.8156 | 160629 | 0.13059 | NEI 2019
Gregory Power Facility | 55086_G_STG | 55086 | G | STG | 3863 | Combined Cycle | ERC_REST | Texas | San Patricio | 85 | 2000 | 9999 | 2019 | 0.0124 | 80665 | 0.13059 | NEI 2019
Zeeland Generating Station | 55087_G_1A | 55087 | G | 1A | 3865 | Combustion Turbine | MIS_LMI | Michigan | Ottawa | 157.6 | 2001 | 9999 |  |  |  | 0.72922 | Default Emission Factor
Zeeland Generating Station | 55087_G_1B | 55087 | G | 1B | 3866 | Combustion Turbine | MIS_LMI | Michigan | Ottawa | 157.1 | 2001 | 9999 |  |  |  | 0.72922 | Default Emission Factor
Zeeland Generating Station | 55087_G_2A | 55087 | G | 2A | 3867 | Combined Cycle | MIS_LMI | Michigan | Ottawa | 159 | 2002 | 9999 |  |  |  | 0.02544 | NEI 2019
Zeeland Generating Station | 55087_G_2B | 55087 | G | 2B | 3868 | Combined Cycle | MIS_LMI | Michigan | Ottawa | 159.6 | 2002 | 9999 |  |  |  | 0.02544 | NEI 2019
Zeeland Generating Station | 55087_G_2C | 55087 | G | 2C | 3867 | Combined Cycle | MIS_LMI | Michigan | Ottawa | 207 | 2002 | 9999 | 2019 | 47.57 | 4075661 | 0.02544 | NEI 2019
Dearborn Industrial Generation | 55088_G_GT 1 | 55088 | G | GT 1 | 89289 | Combustion Turbine | MIS_LMI | Michigan | Wayne | 163 | 2001 | 9999 | 2019 | 21.68 | 1238763.3667 | 0.035 | NEI 2019
Dearborn Industrial Generation | 55088_G_GT2 | 55088 | G | GT2 | 89290 | Combustion Turbine | MIS_LMI | Michigan | Wayne | 163 | 2001 | 9999 | 2019 | 13.055 | 1238763.3667 | 0.02108 | NEI 2019
Dearborn Industrial Generation | 55088_G_GTP1 | 55088 | G | GTP1 | 3869 | Combustion Turbine | MIS_LMI | Michigan | Wayne | 163 | 1999 | 9999 | 2019 | 7.16 | 1238763.3667 | 0.01156 | NEI 2019
Taft Cogeneration Facility | 55089_G_CT1 | 55089 | G | CT1 | 3870 | Combined Cycle | MIS_AMSO | Louisiana | St Charles | 146.6 | 2002 | 9999 | 2019 | 17.2 | 3240259 | 0.01787 | NEI 2019
Taft Cogeneration Facility | 55089_G_CT2 | 55089 | G | CT2 | 3871 | Combined Cycle | MIS_AMSO | Louisiana | St Charles | 142.9 | 2002 | 9999 | 2019 | 16.2 | 1231898 | 0.01787 | NEI 2019
Taft Cogeneration Facility | 55089_G_CT3 | 55089 | G | CT3 | 3872 | Combined Cycle | MIS_AMSO | Louisiana | St Charles | 150.3 | 2002 | 9999 | 2019 | 18.1994 | 1301619 | 0.01787 | NEI 2019
Taft Cogeneration Facility | 55089_G_ST1 | 55089 | G | ST1 | 3870 | Combined Cycle | MIS_AMSO | Louisiana | St Charles | 299.1 | 2002 | 9999 |  |  |  | 0.01787 | NEI 2019
Plummer Cogen | 55090_G_GEN1 | 55090 | G | GEN1 |  | Biomass | WECC_PNW | Idaho | Benewah | 5.8 | 1982 | 9999 | 2017 | 259.1 | 33832 | 15.3169 | NEI 2019
Midlothian Energy Facility | 55091_G_STK1 | 55091 | G | STK1 | 3873 | Combined Cycle | ERC_REST | Texas | Ellis | 260 | 2000 | 9999 | 2019 | 82.2713 | 883233 | 0.1863 | NEI 2019
Midlothian Energy Facility | 55091_G_STK2 | 55091 | G | STK2 | 3874 | Combined Cycle | ERC_REST | Texas | Ellis | 260 | 2000 | 9999 | 2019 | 109.1849 | 822729 | 0.26542 | NEI 2019
Midlothian Energy Facility | 55091_G_STK3 | 55091 | G | STK3 | 3875 | Combined Cycle | ERC_REST | Texas | Ellis | 260 | 2000 | 9999 | 2019 | 197.4221 | 899608 | 0.43891 | NEI 2019
Midlothian Energy Facility | 55091_G_STK4 | 55091 | G | STK4 | 3876 | Combined Cycle | ERC_REST | Texas | Ellis | 259 | 2000 | 9999 | 2019 | 159.661 | 873889 | 0.3654 | NEI 2019
Midlothian Energy Facility | 55091_G_STK5 | 55091 | G | STK5 | 3877 | Combined Cycle | ERC_REST | Texas | Ellis | 279 | 2001 | 9999 | 2019 | 41.9963 | 958630 | 0.08762 | NEI 2019
Midlothian Energy Facility | 55091_G_STK6 | 55091 | G | STK6 | 3878 | Combined Cycle | ERC_REST | Texas | Ellis | 284 | 2001 | 9999 | 2019 | 50.9509 | 1098749 | 0.09274 | NEI 2019
MM Taunton Energy | 55093_G_UNT1 | 55093 | G | UNT1 |  | Landfill Gas | NENGREST | Massachusetts | Bristol | 0.9 | 1997 | 9999 | 2019 | 2.805 | 3499 | 1.6033 | NEI 2019
MM Taunton Energy | 55093_G_UNT2 | 55093 | G | UNT2 |  | Landfill Gas | NENGREST | Massachusetts | Bristol | 0.9 | 1997 | 9999 | 2019 | 9.319 | 3499 | 5.3267 | NEI 2019
MM Taunton Energy | 55093_G_UNT3 | 55093 | G | UNT3 |  | Landfill Gas | NENGREST | Massachusetts | Bristol | 0.9 | 2011 | 9999 | 2019 | 24.0873 | 3499 | 13.7681 | NEI 2019
MM Taunton Energy | 55093_G_UNT4 | 55093 | G | UNT4 |  | Landfill Gas | NENGREST | Massachusetts | Bristol | 0.9 | 2011 | 9999 | 2019 | 25.1711 | 3499 | 14.3876 | NEI 2019
MM San Diego-Miramar | 55094_G_UNT1 | 55094 | G | UNT1 |  | Landfill Gas | WEC_SDGE | California | San Diego | 1.6 | 1997 | 9999 | 2018 | 3.4298 | 12708.75 | 0.53975 | California Air Resources Board
MM San Diego-Miramar | 55094_G_UNT2 | 55094 | G | UNT2 |  | Landfill Gas | WEC_SDGE | California | San Diego | 1.6 | 1997 | 9999 | 2018 | 3.4298 | 12708.75 | 0.53975 | California Air Resources Board
MM San Diego-Miramar | 55094_G_UNT3 | 55094 | G | UNT3 |  | Landfill Gas | WEC_SDGE | California | San Diego | 1.6 | 1997 | 9999 | 2018 | 3.4298 | 12708.75 | 0.53975 | California Air Resources Board
MM San Diego-Miramar | 55094_G_UNT4 | 55094 | G | UNT4 |  | Landfill Gas | WEC_SDGE | California | San Diego | 1.6 | 1997 | 9999 | 2018 | 3.4298 | 12708.75 | 0.53975 | California Air Resources Board
Portside Energy | 55096_G_GT | 55096 | G | GT | 9950 | Combustion Turbine | MIS_INKY | Indiana | Porter | 34 | 1997 | 9999 | 2017 | 22.0718 | 225813 | 0.19549 | NEI 2019
Lamar Power Project | 55097_G_CTG1 | 55097 | G | CTG1 | 3879 | Combined Cycle | ERC_REST | Texas | Lamar | 161 | 2000 | 9999 | 2019 | 110.2863 | 1107859 | 0.12647 | NEI 2019
Lamar Power Project | 55097_G_CTG2 | 55097 | G | CTG2 | 3880 | Combined Cycle | ERC_REST | Texas | Lamar | 153 | 2000 | 9999 | 2019 | 107.5601 | 1056598 | 0.12647 | NEI 2019
Lamar Power Project | 55097_G_CTG3 | 55097 | G | CTG3 | 3881 | Combined Cycle | ERC_REST | Texas | Lamar | 153 | 2000 | 9999 | 2019 | 106.4759 | 1093285 | 0.13671 | NEI 2019
Lamar Power Project | 55097_G_CTG4 | 55097 | G | CTG4 | 3882 | Combined Cycle | ERC_REST | Texas | Lamar | 161 | 2000 | 9999 | 2019 | 136.7194 | 1149053 | 0.13671 | NEI 2019
Lamar Power Project | 55097_G_STG1 | 55097 | G | STG1 | 3879 | Combined Cycle | ERC_REST | Texas | Lamar | 204 | 2000 | 9999 | 2019 | 0.0777 | 1281789 | 0.12647 | NEI 2019
Lamar Power Project | 55097_G_STG2 | 55097 | G | STG2 | 3881 | Combined Cycle | ERC_REST | Texas | Lamar | 204 | 2000 | 9999 | 2019 | 0.0145 | 1315703 | 0.13671 | NEI 2019
Rumford Power, Inc | 55100_G_UNT1 | 55100 | G | UNT1 | 3893 | Combined Cycle | NENG_ME | Maine | Oxford | 164 | 2000 | 9999 | 2019 | 14.9 | 62416 | 0.47744 | NEI 2019
Rumford Power, Inc | 55100_G_UNT2 | 55100 | G | UNT2 | 3893 | Combined Cycle | NENG_ME | Maine | Oxford | 90 | 2000 | 9999 |  |  |  | 0.47744 | NEI 2019
Kalamazoo River Generating Station | 55101_G_0001 | 55101 | G | 0001 | 3894 | Combustion Turbine | MIS_LMI | Michigan | Kalamazoo | 72 | 1999 | 9999 | 2019 | 29.51 | 60651 | 0.97311 | NEI 2019
Livingston Generating Station | 55102_G_001 | 55102 | G | 001 | 3895 | Combustion Turbine | MIS_LMI | Michigan | Otsego | 33 | 1999 | 9999 |  |  |  | 6.3651 | NEI 2019
Livingston Generating Station | 55102_G_002 | 55102 | G | 002 | 3896 | Combustion Turbine | MIS_LMI | Michigan | Otsego | 33 | 1999 | 9999 |  |  |  | 6.3651 | NEI 2019
Livingston Generating Station | 55102_G_003 | 55102 | G | 003 | 3897 | Combustion Turbine | MIS_LMI | Michigan | Otsego | 33 | 1999 | 9999 |  |  |  | 6.3651 | NEI 2019
Livingston Generating Station | 55102_G_004 | 55102 | G | 004 | 3898 | Combustion Turbine | MIS_LMI | Michigan | Otsego | 33 | 1999 | 9999 | 2019 | 36.475 | 11461 | 6.3651 | NEI 2019
Klamath Cogeneration Plant | 55103_G_CT1 | 55103 | G | CT1 | 3899 | Combined Cycle | WECC_PNW | Oregon | Klamath | 155 | 2001 | 9999 | 2017 | 284 | 2210937.49 | 0.25691 | NEI 2019
Klamath Cogeneration Plant | 55103_G_CT2 | 55103 | G | CT2 | 3900 | Combined Cycle | WECC_PNW | Oregon | Klamath | 155 | 2001 | 9999 |  |  |  | 0.25691 | NEI 2019
Klamath Cogeneration Plant | 55103_G_ST1 | 55103 | G | ST1 | 3899 | Combined Cycle | WECC_PNW | Oregon | Klamath | 180 | 2001 | 9999 |  |  |  | 0.25691 | NEI 2019
Rhode Island State Energy Center | 55107_G_CTG1 | 55107 | G | CTG1 | 3903 | Combined Cycle | NENGREST | Rhode Island | Providence | 168 | 2002 | 9999 |  |  |  | 0.26749 | NEI 2019
Rhode Island State Energy Center | 55107_G_CTG2 | 55107 | G | CTG2 | 3904 | Combined Cycle | NENGREST | Rhode Island | Providence | 168 | 2002 | 9999 | 2019 | 411.8065 | 3079007 | 0.26749 | NEI 2019
Rhode Island State Energy Center | 55107_G_STG1 | 55107 | G | STG1 | 3903 | Combined Cycle | NENGREST | Rhode Island | Providence | 218 | 2002 | 9999 |  |  |  | 0.26749 | NEI 2019
Rocky Road Power LLC | 55109_G_T4 | 55109 | G | T4 | 3911 | Combustion Turbine | PJM_COMD | Illinois | Kane | 104 | 2000 | 2045 | 2019 | 1.6029 | 14740.9231 | 0.21747 | NEI 2019
Rocky Road Power LLC | 55109_G_TG1 | 55109 | G | TG1 | 3908 | Combustion Turbine | PJM_COMD | Illinois | Kane | 102.2 | 1999 | 2045 | 2017 | 6.0924 | 5154.7503 | 2.3638 | NEI 2019
Rocky Road Power LLC | 55109_G_TG2 | 55109 | G | TG2 | 3909 | Combustion Turbine | PJM_COMD | Illinois | Kane | 103.6 | 1999 | 2045 | 2019 | 2.6591 | 14684.2272 | 0.36217 | NEI 2019
Rocky Road Power LLC | 55109_G_TG3 | 55109 | G | TG3 | 3910 | Combustion Turbine | PJM_COMD | Illinois | Kane | 28.2 | 1999 | 2045 | 2019 | 3.4973 | 3997.058 | 1.7499 | NEI 2019
Madison | 55110_G_CT1 | 55110 | G | CT1 | 3912 | Combustion Turbine | PJM_West | Ohio | Butler | 71 | 2000 | 9999 | 2019 | 8.36 | 41908.3145 | 0.39897 | NEI 2019
Madison | 55110_G_CT2 | 55110 | G | CT2 | 3913 | Combustion Turbine | PJM_West | Ohio | Butler | 71 | 2000 | 9999 | 2019 | 6.59 | 41908.3145 | 0.3145 | NEI 2019
Madison | 55110_G_CT3 | 55110 | G | CT3 | 3914 | Combustion Turbine | PJM_West | Ohio | Butler | 69 | 2000 | 9999 | 2019 | 17.42 | 40727.7986 | 0.85544 | NEI 2019
Madison | 55110_G_CT4 | 55110 | G | CT4 | 3915 | Combustion Turbine | PJM_West | Ohio | Butler | 70 | 2000 | 9999 | 2019 | 5.04 | 41318.0565 | 0.24396 | NEI 2019
Madison | 55110_G_CT5 | 55110 | G | CT5 | 3916 | Combustion Turbine | PJM_West | Ohio | Butler | 70 | 2000 | 9999 | 2019 | 8.38 | 41318.0565 | 0.40563 | NEI 2019
Madison | 55110_G_CT6 | 55110 | G | CT6 | 3917 | Combustion Turbine | PJM_West | Ohio | Butler | 72 | 2000 | 9999 | 2019 | 11.22 | 42498.5724 | 0.52802 | NEI 2019
Madison | 55110_G_CT7 | 55110 | G | CT7 | 3918 | Combustion Turbine | PJM_West | Ohio | Butler | 73 | 2000 | 9999 | 2019 | 13.35 | 43088.8304 | 0.61965 | NEI 2019
Madison | 55110_G_CT8 | 55110 | G | CT8 | 3919 | Combustion Turbine | PJM_West | Ohio | Butler | 70 | 2000 | 9999 | 2019 | 7.05 | 41318.0565 | 0.34126 | NEI 2019
Vermillion Energy Facility | 55111_G_CT1 | 55111 | G | CT1 | 3920 | Combustion Turbine | MIS_INKY | Indiana | Vermillion | 72 | 2000 | 9999 | 2017 | 2.78 | 7284.625 | 0.76325 | NEI 2019
Vermillion Energy Facility | 55111_G_CT2 | 55111 | G | CT2 | 3921 | Combustion Turbine | MIS_INKY | Indiana | Vermillion | 72 | 2000 | 9999 | 2019 | 1.77 | 12499.25 | 0.28322 | NEI 2019
Vermillion Energy Facility | 55111_G_CT3 | 55111 | G | CT3 | 3922 | Combustion Turbine | MIS_INKY | Indiana | Vermillion | 71 | 2000 | 9999 | 2019 | 2.83 | 12325.6493 | 0.45921 | NEI 2019
Vermillion Energy Facility | 55111_G_CT4 | 55111 | G | CT4 | 3923 | Combustion Turbine | MIS_INKY | Indiana | Vermillion | 73 | 2000 | 9999 | 2019 | 2.05 | 12672.8507 | 0.32353 | NEI 2019
Vermillion Energy Facility | 55111_G_CT5 | 55111 | G | CT5 | 3924 | Combustion Turbine | MIS_INKY | Indiana | Vermillion | 71 | 2000 | 9999 | 2019 | 2.97 | 12325.6493 | 0.48192 | NEI 2019
Vermillion Energy Facility | 55111_G_CT6 | 55111 | G | CT6 | 3925 | Combustion Turbine | MIS_INKY | Indiana | Vermillion | 72 | 2000 | 9999 | 2017 | 2.1 | 7284.625 | 0.57656 | NEI 2019
Vermillion Energy Facility | 55111_G_CT7 | 55111 | G | CT7 | 3926 | Combustion Turbine | MIS_INKY | Indiana | Vermillion | 72 | 2000 | 9999 | 2017 | 2.79 | 7284.625 | 0.766 | NEI 2019
Vermillion Energy Facility | 55111_G_CT8 | 55111 | G | CT8 | 3927 | Combustion Turbine | MIS_INKY | Indiana | Vermillion | 73 | 2000 | 9999 | 2019 | 1.12 | 12672.8507 | 0.17676 | NEI 2019
Sutter Energy Center | 55112_G_CT01 | 55112 | G | CT01 | 3928 | Combined Cycle | WEC_CALN | California | Sutter | 175 | 2001 | 9999 |  |  |  | 0.14766 | Default Emission Factor
Sutter Energy Center | 55112_G_CT02 | 55112 | G | CT02 | 3929 | Combined Cycle | WEC_CALN | California | Sutter | 175 | 2001 | 9999 |  |  |  | 0.14766 | Default Emission Factor
Sutter Energy Center | 55112_G_ST01 | 55112 | G | ST01 | 3928 | Combined Cycle | WEC_CALN | California | Sutter | 180 | 2001 | 9999 |  |  |  | 0.14766 | Default Emission Factor
Rockingham County CT Station | 55116_G_CT1 | 55116 | G | CT1 | 3935 | Combustion Turbine | S_VACA | North Carolina | Rockingham | 165 | 2000 | 9999 |  |  |  | 0.32365 | NEI 2019
Rockingham County CT Station | 55116_G_CT2 | 55116 | G | CT2 | 3936 | Combustion Turbine | S_VACA | North Carolina | Rockingham | 165 | 2000 | 9999 |  |  |  | 0.32365 | NEI 2019
Rockingham County CT Station | 55116_G_CT3 | 55116 | G | CT3 | 3937 | Combustion Turbine | S_VACA | North Carolina | Rockingham | 165 | 2000 | 9999 |  |  |  | 0.32365 | NEI 2019
Rockingham County CT Station | 55116_G_CT4 | 55116 | G | CT4 | 3938 | Combustion Turbine | S_VACA | North Carolina | Rockingham | 165 | 2000 | 9999 |  |  |  | 0.32365 | NEI 2019
Rockingham County CT Station | 55116_G_CT5 | 55116 | G | CT5 | 3939 | Combustion Turbine | S_VACA | North Carolina | Rockingham | 165 | 2000 | 9999 | 2019 | 155.27 | 959483.997 | 0.32365 | NEI 2019
RS Cogen | 55117_G_RS-4 | 55117 | G | RS-4 | 3940 | Combined Cycle | MIS_WOTA | Louisiana | Calcasieu | 80 | 2002 | 9999 |  |  |  | 0.54261 | NEI 2019
RS Cogen | 55117_G_RS-5 | 55117 | G | RS-5 | 3940 | Combined Cycle | MIS_WOTA | Louisiana | Calcasieu | 167.7 | 2002 | 9999 | 2019 | 391.06 | 1719500.39 | 0.54261 | NEI 2019
RS Cogen | 55117_G_RS-6 | 55117 | G | RS-6 | 3941 | Combined Cycle | MIS_WOTA | Louisiana | Calcasieu | 167.7 | 2002 | 9999 | 2019 | 399.38 | 1193962.1 | 0.54261 | NEI 2019
NAFTA Region Olefins Complex Cogen Fac | 55122_G_UN1 | 55122 | G | UN1 |  | Combustion Turbine | MIS_WOTA | Texas | Jefferson | 35 | 2001 | 9999 | 2019 | 32.9493 | 194823.51 | 0.33825 | NEI 2019
NAFTA Region Olefins Complex Cogen Fac | 55122_G_UN2 | 55122 | G | UN2 |  | Combustion Turbine | MIS_WOTA | Texas | Jefferson | 35 | 2001 | 9999 | 2019 | 24.7542 | 194823.51 | 0.25412 | NEI 2019
Magic Valley Generating Station | 55123_G_CTG1 | 55123 | G | CTG1 | 3951 | Combined Cycle | ERC_REST | Texas | Hidalgo | 221 | 2002 | 9999 | 2019 | 74.8702 | 854248 | 0.12416 | NEI 2019
Magic Valley Generating Station | 55123_G_CTG2 | 55123 | G | CTG2 | 3952 | Combined Cycle | ERC_REST | Texas | Hidalgo | 221 | 2002 | 9999 | 2019 | 102.0535 | 955758 | 0.12416 | NEI 2019
Magic Valley Generating Station | 55123_G_STG | 55123 | G | STG | 3951 | Combined Cycle | ERC_REST | Texas | Hidalgo | 240 | 2002 | 9999 |  |  |  | 0.12416 | NEI 2019
Griffith Energy LLC | 55124_G_CTG1 | 55124 | G | CTG1 | 3953 | Combined Cycle | WECC_AZ | Arizona | Mohave | 147 | 2002 | 9999 | 2019 | 68.85 | 870659 | 0.08741 | NEI 2019
Griffith Energy LLC | 55124_G_CTG2 | 55124 | G | CTG2 | 3954 | Combined Cycle | WECC_AZ | Arizona | Mohave | 147 | 2002 | 9999 | 2019 | 61.45 | 913461 | 0.08741 | NEI 2019
Griffith Energy LLC | 55124_G_STG | 55124 | G | STG | 3953 | Combined Cycle | WECC_AZ | Arizona | Mohave | 276 | 2002 | 9999 |  |  |  | 0.08741 | NEI 2019
Milford Power Project | 55126_G_CA01 | 55126 | G | CA01 | 3956 | Combined Cycle | NENG_CT | Connecticut | New Haven | 270.9 | 2004 | 9999 | 2019 | 27.3 | 1890314 | 0.02888 | NEI 2019
Milford Power Project | 55126_G_CA02 | 55126 | G | CA02 | 3957 | Combined Cycle | NENG_CT | Connecticut | New Haven | 266.7 | 2004 | 9999 | 2019 | 13.8 | 1823475 | 0.01514 | NEI 2019
Manchief Electric Generating Station | 55127_G_UN1 | 55127 | G | UN1 | 3958 | Combustion Turbine | WECC_CO | Colorado | Morgan | 132 | 2000 | 9999 | 2017 | 5.45 | 55943 | 0.19484 | NEI 2019
Manchief Electric Generating Station | 55127_G_UN2 | 55127 | G | UN2 | 3959 | Combustion Turbine | WECC_CO | Colorado | Morgan | 132 | 2000 | 9999 | 2017 | 0.68 | 55943 | 0.02431 | NEI 2019
Walton County Power LLC | 55128_G_101G | 55128 | G | 101G | 3960 | Combustion Turbine | S_SOU | Georgia | Walton | 151.5 | 2001 | 9999 |  |  |  | 0.72922 | Default Emission Factor
Walton County Power LLC | 55128_G_102G | 55128 | G | 102G | 3961 | Combustion Turbine | S_SOU | Georgia | Walton | 151.5 | 2001 | 9999 |  |  |  | 0.72922 | Default Emission Factor
Walton County Power LLC | 55128_G_103G | 55128 | G | 103G | 3962 | Combustion Turbine | S_SOU | Georgia | Walton | 151.5 | 2001 | 9999 |  |  |  | 0.72922 | Default Emission Factor
Desert Basin | 55129_G_CTG1 | 55129 | G | CTG1 | 3964 | Combined Cycle | WECC_AZ | Arizona | Pinal | 162 | 2001 | 9999 |  |  |  | 0.14766 | Default Emission Factor
Desert Basin | 55129_G_CTG2 | 55129 | G | CTG2 | 3965 | Combined Cycle | WECC_AZ | Arizona | Pinal | 162 | 2001 | 9999 |  |  |  | 0.14766 | Default Emission Factor
Desert Basin | 55129_G_STG | 55129 | G | STG | 3964 | Combined Cycle | WECC_AZ | Arizona | Pinal | 253 | 2001 | 9999 |  |  |  | 0.14766 | Default Emission Factor
Kendall County Generation Facility | 55131_G_CTG1 | 55131 | G | CTG1 | 3966 | Combined Cycle | PJM_COMD | Illinois | Kendall | 160 | 2002 | 2045 | 2019 | 40.2771 | 1032767 | 0.05117 | NEI 2019
Kendall County Generation Facility | 55131_G_CTG2 | 55131 | G | CTG2 | 3967 | Combined Cycle | PJM_COMD | Illinois | Kendall | 160 | 2002 | 2045 | 2019 | 30.4053 | 1101020 | 0.03642 | NEI 2019
Kendall County Generation Facility | 55131_G_CTG3 | 55131 | G | CTG3 | 3968 | Combined Cycle | PJM_COMD | Illinois | Kendall | 160 | 2002 | 2045 | 2017 | 30.8691 | 1081300 | 0.03817 | NEI 2019
Kendall County Generation Facility | 55131_G_CTG4 | 55131 | G | CTG4 | 3969 | Combined Cycle | PJM_COMD | Illinois | Kendall | 160 | 2002 | 2045 | 2017 | 28.3392 | 1016271 | 0.03637 | NEI 2019
Kendall County Generation Facility | 55131_G_STG1 | 55131 | G | STG1 | 3966 | Combined Cycle | PJM_COMD | Illinois | Kendall | 125 | 2002 | 2045 |  |  |  | 0.05117 | NEI 2019
Kendall County Generation Facility | 55131_G_STG2 | 55131 | G | STG2 | 3967 | Combined Cycle | PJM_COMD | Illinois | Kendall | 125 | 2002 | 2045 |  |  |  | 0.03642 | NEI 2019
Kendall County Generation Facility | 55131_G_STG3 | 55131 | G | STG3 | 3968 | Combined Cycle | PJM_COMD | Illinois | Kendall | 125 | 2002 | 2045 |  |  |  | 0.03817 | NEI 2019
Kendall County Generation Facility | 55131_G_STG4 | 55131 | G | STG4 | 3969 | Combined Cycle | PJM_COMD | Illinois | Kendall | 125 | 2002 | 2045 |  |  |  | 0.03637 | NEI 2019
Tenaska Gateway Generating Station | 55132_G_GTG1 | 55132 | G | GTG1 | 3970 | Combined Cycle | ERC_GWAY | Texas | Rusk | 146 | 2001 | 9999 | 2019 | 63.4927 | 2394747 | 0.09648 | NEI 2019
Tenaska Gateway Generating Station | 55132_G_GTG2 | 55132 | G | GTG2 | 3971 | Combined Cycle | ERC_GWAY | Texas | Rusk | 149 | 2001 | 9999 | 2019 | 63.1891 | 777607 | 0.09648 | NEI 2019
Tenaska Gateway Generating Station | 55132_G_GTG3 | 55132 | G | GTG3 | 3972 | Combined Cycle | ERC_GWAY | Texas | Rusk | 148 | 2001 | 9999 | 2019 | 61.6317 | 731403 | 0.09648 | NEI 2019
Tenaska Gateway Generating Station | 55132_G_STG1 | 55132 | G | STG1 | 3970 | Combined Cycle | ERC_GWAY | Texas | Rusk | 402 | 2001 | 9999 |  |  |  | 0.09648 | NEI 2019
Thomson Reuters Campus Bldg A-D | 55133_G_3086 | 55133 | G | 3086 |  | Combustion Turbine | MIS_MNWI | Minnesota | Dakota | 1.6 | 1999 | 9999 |  |  |  | 7.2573 | Default Emission Factor
Thomson Reuters Campus Bldg A-D | 55133_G_3087 | 55133 | G | 3087 |  | Combustion Turbine | MIS_MNWI | Minnesota | Dakota | 1.6 | 1999 | 9999 |  |  |  | 7.2573 | Default Emission Factor
Thomson Reuters Campus Bldg A-D | 55133_G_3088 | 55133 | G | 3088 |  | Combustion Turbine | MIS_MNWI | Minnesota | Dakota | 1.6 | 1999 | 9999 |  |  |  | 7.2573 | Default Emission Factor
Thomson Reuters Campus Bldg A-D | 55133_G_3089 | 55133 | G | 3089 |  | Combustion Turbine | MIS_MNWI | Minnesota | Dakota | 1.6 | 1999 | 9999 |  |  |  | 7.2573 | Default Emission Factor
Thomson Reuters Campus Bldg A-D | 55133_G_3090 | 55133 | G | 3090 |  | Combustion Turbine | MIS_MNWI | Minnesota | Dakota | 1.6 | 1999 | 9999 |  |  |  | 7.2573 | Default Emission Factor
Thomson Reuters Campus Bldg A-D | 55133_G_3091 | 55133 | G | 3091 |  | Combustion Turbine | MIS_MNWI | Minnesota | Dakota | 1.6 | 1999 | 9999 |  |  |  | 7.2573 | Default Emission Factor
Thomson Reuters Campus Bldg A-D | 55133_G_3093 | 55133 | G | 3093 |  | Combustion Turbine | MIS_MNWI | Minnesota | Dakota | 1.6 | 1999 | 9999 |  |  |  | 7.2573 | Default Emission Factor
Alliant Energy Neenah | 55135_G_CT01 | 55135 | G | CT01 | 3973 | Combustion Turbine | MIS_WUMS | Wisconsin | Winnebago | 152.5 | 2000 | 9999 | 2019 | 63.6699 | 151837.0887 | 0.83866 | NEI 2019
Alliant Energy Neenah | 55135_G_CT02 | 55135 | G | CT02 | 3974 | Combustion Turbine | MIS_WUMS | Wisconsin | Winnebago | 148.4 | 2000 | 9999 | 2019 | 74.8416 | 147754.9113 | 1.0131 | NEI 2019
Rio Nogales Power Project | 55137_G_CTG1 | 55137 | G | CTG1 | 3975 | Combined Cycle | ERC_REST | Texas | Guadalupe | 165 | 2002 | 9999 | 2019 | 13.6 | 2385946 | 0.02136 | NEI 2019
Rio Nogales Power Project | 55137_G_CTG2 | 55137 | G | CTG2 | 3976 | Combined Cycle | ERC_REST | Texas | Guadalupe | 169 | 2002 | 9999 | 2019 | 13.6 | 837414 | 0.02136 | NEI 2019
Rio Nogales Power Project | 55137_G_CTG3 | 55137 | G | CTG3 | 3977 | Combined Cycle | ERC_REST | Texas | Guadalupe | 169 | 2002 | 9999 | 2019 | 16.4 | 858880.99 | 0.02136 | NEI 2019
Rio Nogales Power Project | 55137_G_STG1 | 55137 | G | STG1 | 3975 | Combined Cycle | ERC_REST | Texas | Guadalupe | 323 | 2002 | 9999 |  |  |  | 0.02136 | NEI 2019
Walton Discover Power Facility | 55138_G_UN1 | 55138 | G | UN1 | 88304 | Combustion Turbine | S_SOU | Alabama | LEE | 50 | 1999 | 9999 | 2019 | 5.5205 | 4468.5 | 2.4708 | NEI 2019
Walton Discover Power Facility | 55138_G_UN2 | 55138 | G | UN2 | 88306 | Combustion Turbine | S_SOU | Alabama | LEE | 50 | 1999 | 9999 | 2019 | 0.0365 | 4468.5 | 0.01634 | NEI 2019
Wolf Hollow I LP | 55139_G_CTG1 | 55139 | G | CTG1 | 3981 | Combined Cycle | ERC_REST | Texas | Hood | 212.5 | 2003 | 9999 | 2019 | 25.4653 | 1543404 | 0.04448 | NEI 2019
Wolf Hollow I LP | 55139_G_CTG2 | 55139 | G | CTG2 | 3982 | Combined Cycle | ERC_REST | Texas | Hood | 212.5 | 2003 | 9999 | 2019 | 25.5075 | 748730 | 0.04448 | NEI 2019
Wolf Hollow I LP | 55139_G_ST | 55139 | G | ST | 3981 | Combined Cycle | ERC_REST | Texas | Hood | 280 | 2003 | 9999 |  |  |  | 0.04448 | NEI 2019
Hawk Road Facility | 55141_G_CT1 | 55141 | G | CT1 | 3991 | Combustion Turbine | S_SOU | Georgia | Heard | 153 | 2001 | 9999 | 2019 | 6.1 | 188409.6252 | 0.06475 | NEI 2019
Hawk Road Facility | 55141_G_CT2 | 55141 | G | CT2 | 3992 | Combustion Turbine | S_SOU | Georgia | Heard | 150.3 | 2001 | 9999 | 2019 | 5.9 | 185084.7495 | 0.06376 | NEI 2019
Hawk Road Facility | 55141_G_CT3 | 55141 | G | CT3 | 3993 | Combustion Turbine | S_SOU | Georgia | Heard | 153 | 2001 | 9999 | 2019 | 4.4 | 188409.6252 | 0.04671 | NEI 2019
Hays Energy Project | 55144_G_U1 | 55144 | G | U1 | 4002 | Combined Cycle | ERC_REST | Texas | Hays | 210 | 2002 | 9999 | 2019 | 237.4317 | 776522 | 0.61153 | NEI 2019
Hays Energy Project | 55144_G_U2 | 55144 | G | U2 | 4003 | Combined Cycle | ERC_REST | Texas | Hays | 211 | 2002 | 9999 | 2019 | 8.7499 | 850385 | 0.02058 | NEI 2019
Hays Energy Project | 55144_G_U3 | 55144 | G | U3 | 4004 | Combined Cycle | ERC_REST | Texas | Hays | 210 | 2002 | 9999 | 2019 | 30.3844 | 702565 | 0.0865 | NEI 2019
Hays Energy Project | 55144_G_U4 | 55144 | G | U4 | 4005 | Combined Cycle | ERC_REST | Texas | Hays | 213 | 2002 | 9999 | 2019 | 185.9906 | 789866 | 0.47094 | NEI 2019
Green Country Energy LLC | 55146_G_CTG1 | 55146 | G | CTG1 | 4006 | Combined Cycle | SPP_WEST | Oklahoma | Tulsa | 155 | 2002 | 9999 | 2019 | 12.8689 | 940838 | 0.01652 | NEI 2019
Green Country Energy LLC | 55146_G_CTG2 | 55146 | G | CTG2 | 4007 | Combined Cycle | SPP_WEST | Oklahoma | Tulsa | 155 | 2002 | 9999 | 2019 | 11.0124 | 887708 | 0.01517 | NEI 2019
Green Country Energy LLC | 55146_G_CTG3 | 55146 | G | CTG3 | 4008 | Combined Cycle | SPP_WEST | Oklahoma | Tulsa | 155 | 2002 | 9999 | 2019 | 10.3013 | 1044117 | 0.01209 | NEI 2019
Green Country Energy LLC | 55146_G_STG1 | 55146 | G | STG1 | 4006 | Combined Cycle | SPP_WEST | Oklahoma | Tulsa | 106 | 2002 | 9999 | 2019 | 0.09828 | 629006 | 0.01652 | NEI 2019
Green Country Energy LLC | 55146_G_STG2 | 55146 | G | STG2 | 4007 | Combined Cycle | SPP_WEST | Oklahoma | Tulsa | 106 | 2002 | 9999 |  |  |  | 0.01517 | NEI 2019
Green Country Energy LLC | 55146_G_STG3 | 55146 | G | STG3 | 4008 | Combined Cycle | SPP_WEST | Oklahoma | Tulsa | 106 | 2002 | 9999 |  |  |  | 0.01209 | NEI 2019
Worthington Generation LLC | 55148_G_1 | 55148 | G | 1 | 4017 | Combustion Turbine | MIS_INKY | Indiana | Greene | 41.5 | 2000 | 9999 | 2019 | 4.083 | 15198.25 | 0.5373 | NEI 2019
Worthington Generation LLC | 55148_G_2 | 55148 | G | 2 | 4018 | Combustion Turbine | MIS_INKY | Indiana | Greene | 41.5 | 2000 | 9999 | 2019 | 3.777 | 15198.25 | 0.49703 | NEI 2019
Worthington Generation LLC | 55148_G_3 | 55148 | G | 3 | 4019 | Combustion Turbine | MIS_INKY | Indiana | Greene | 41.5 | 2000 | 9999 | 2019 | 2.6064 | 15198.25 | 0.34299 | NEI 2019
Worthington Generation LLC | 55148_G_4 | 55148 | G | 4 | 4020 | Combustion Turbine | MIS_INKY | Indiana | Greene | 41.5 | 2000 | 9999 | 2019 | 4.233 | 15198.25 | 0.55704 | NEI 2019
Lake Road Generating Plant | 55149_G_U1 | 55149 | G | U1 | 4021 | Combined Cycle | NENG_CT | Connecticut | Windham | 270.8 | 2002 | 9999 | 2019 | 28.3 | 1862989 | 0.03038 | NEI 2019
Lake Road Generating Plant | 55149_G_U2 | 55149 | G | U2 | 4022 | Combined Cycle | NENG_CT | Connecticut | Windham | 275 | 2002 | 9999 | 2019 | 16.8 | 1811289 | 0.01855 | NEI 2019
Lake Road Generating Plant | 55149_G_U3 | 55149 | G | U3 | 4023 | Combined Cycle | NENG_CT | Connecticut | Windham | 286.7 | 2002 | 9999 | 2019 | 19.3 | 1647892 | 0.02342 | NEI 2019
La Paloma Generating Plant | 55151_G_GEN1 | 55151 | G | GEN1 | 4024 | Combined Cycle | WEC_CALN | California | Kern | 243.7 | 2003 | 9999 | 2017 | 22.4317 | 947774 | 0.04734 | NEI 2019
La Paloma Generating Plant | 55151_G_GEN2 | 55151 | G | GEN2 | 4025 | Combined Cycle | WEC_CALN | California | Kern | 241.6 | 2003 | 9999 | 2017 | 12.8297 | 902625 | 0.02843 | NEI 2019
La Paloma Generating Plant | 55151_G_GEN3 | 55151 | G | GEN3 | 4026 | Combined Cycle | WEC_CALN | California | Kern | 237.4 | 2003 | 9999 | 2017 | 8.7911 | 771250 | 0.0228 | NEI 2019
La Paloma Generating Plant | 55151_G_GEN4 | 55151 | G | GEN4 | 4027 | Combined Cycle | WEC_CALN | California | Kern | 242.7 | 2003 | 9999 | 2017 | 5.3495 | 347641 | 0.03078 | NEI 2019
Guadalupe Generating Station | 55153_G_CTG1 | 55153 | G | CTG1 | 4028 | Combined Cycle | ERC_REST | Texas | Guadalupe | 148 | 2000 | 9999 | 2019 | 18.0275 | 715921 | 0.03172 | NEI 2019
Guadalupe Generating Station | 55153_G_CTG2 | 55153 | G | CTG2 | 4029 | Combined Cycle | ERC_REST | Texas | Guadalupe | 148 | 2000 | 9999 | 2019 | 17.9556 | 692925 | 0.03172 | NEI 2019
Guadalupe Generating Station | 55153_G_CTG3 | 55153 | G | CTG3 | 4030 | Combined Cycle | ERC_REST | Texas | Guadalupe | 148 | 2000 | 9999 | 2019 | 43.1365 | 1023515 | 0.05738 | NEI 2019
Guadalupe Generating Station | 55153_G_CTG4 | 55153 | G | CTG4 | 4031 | Combined Cycle | ERC_REST | Texas | Guadalupe | 148 | 2000 | 9999 | 2019 | 49.6553 | 996791 | 0.05738 | NEI 2019
Guadalupe Generating Station | 55153_G_STG1 | 55153 | G | STG1 | 4028 | Combined Cycle | ERC_REST | Texas | Guadalupe | 197 | 2000 | 9999 |  |  |  | 0.03172 | NEI 2019
Guadalupe Generating Station | 55153_G_STG2 | 55153 | G | STG2 | 4030 | Combined Cycle | ERC_REST | Texas | Guadalupe | 197 | 2000 | 9999 |  |  |  | 0.05738 | NEI 2019
Lost Pines 1 Power Project | 55154_G_CTA | 55154 | G | CTA | 4032 | Combined Cycle | ERC_REST | Texas | Bastrop | 169 | 2001 | 9999 | 2019 | 217 | 789392 | 0.32889 | NEI 2019
Lost Pines 1 Power Project | 55154_G_CTB | 55154 | G | CTB | 4033 | Combined Cycle | ERC_REST | Texas | Bastrop | 169 | 2001 | 9999 | 2019 | 184 | 767091 | 0.32889 | NEI 2019
Lost Pines 1 Power Project | 55154_G_ST | 55154 | G | ST | 4032 | Combined Cycle | ERC_REST | Texas | Bastrop | 172 | 2001 | 9999 |  |  |  | 0.32889 | NEI 2019
MM Albany Energy | 55155_G_UNT1 | 55155 | G | UNT1 |  | Landfill Gas | NY_Z_F | New York | Albany | 0.9 | 1998 | 9999 |  |  |  | 8.0181 | Default Emission Factor
MM Albany Energy | 55155_G_UNT2 | 55155 | G | UNT2 |  | Landfill Gas | NY_Z_F | New York | Albany | 0.9 | 1998 | 9999 |  |  |  | 8.0181 | Default Emission Factor
MM Albany Energy | 55155_G_UNT3 | 55155 | G | UNT3 |  | Landfill Gas | NY_Z_F | New York | Albany | 0.9 | 2008 | 9999 |  |  |  | 8.0181 | Default Emission Factor
MM Albany Energy | 55155_G_UNT4 | 55155 | G | UNT4 |  | Landfill Gas | NY_Z_F | New York | Albany | 1.6 | 2012 | 9999 |  |  |  | 8.0181 | Default Emission Factor
MM Albany Energy | 55155_G_UNT5 | 55155 | G | UNT5 |  | Landfill Gas | NY_Z_F | New York | Albany | 1.6 | 2012 | 9999 |  |  |  | 8.0181 | Default Emission Factor
MM Prince William Energy | 55156_G_UNT1 | 55156 | G | UNT1 |  | Landfill Gas | PJM_Dom | Virginia | Prince William | 0.9 | 1998 | 9999 |  |  |  | 8.0181 | Default Emission Factor
MM Prince William Energy | 55156_G_UNT2 | 55156 | G | UNT2 |  | Landfill Gas | PJM_Dom | Virginia | Prince William | 0.9 | 1998 | 9999 |  |  |  | 8.0181 | Default Emission Factor
MM Prince William Energy | 55156_G_UNT3 | 55156 | G | UNT3 |  | Landfill Gas | PJM_Dom | Virginia | Prince William | 1.6 | 2013 | 9999 |  |  |  | 8.0181 | Default Emission Factor
MM Prince William Energy | 55156_G_UNT4 | 55156 | G | UNT4 |  | Landfill Gas | PJM_Dom | Virginia | Prince William | 1.6 | 2013 | 9999 |  |  |  | 8.0181 | Default Emission Factor
MM Prince William Energy | 55156_G_UNT5 | 55156 | G | UNT5 |  | Landfill Gas | PJM_Dom | Virginia | Prince William | 1.6 | 2013 | 9999 |  |  |  | 8.0181 | Default Emission Factor
MM Tulare Energy | 55160_G_UNT1 | 55160 | G | UNT1 |  | Landfill Gas | WECC_SCE | California | Tulare | 0.8 | 1998 | 9999 | 2018 | 19.5107 | 3228 | 12.0884 | California Air Resources Board
MM Tulare Energy | 55160_G_UNT2 | 55160 | G | UNT2 |  | Landfill Gas | WECC_SCE | California | Tulare | 0.8 | 1998 | 9999 | 2018 | 19.5107 | 3228 | 12.0884 | California Air Resources Board
Bluegrass Generating Station | 55164_G_CT1 | 55164 | G | CT1 | 4034 | Combustion Turbine | PJM_West | Kentucky | Oldham | 167 | 2002 | 9999 | 2017 | 33.3 | 26717 | 2.4928 | NEI 2019
Bluegrass Generating Station | 55164_G_CT2 | 55164 | G | CT2 | 4035 | Combustion Turbine | PJM_West | Kentucky | Oldham | 167 | 2002 | 9999 | 2017 | 31.7 | 26717 | 2.373 | NEI 2019
Bluegrass Generating Station | 55164_G_CT3 | 55164 | G | CT3 | 8446 | Combustion Turbine | PJM_West | Kentucky | Oldham | 167 | 2002 | 9999 | 2017 | 40.5 | 26717 | 3.0318 | NEI 2019
Calcasieu | 55165_G_G101 | 55165 | G | G101 | 4036 | Combustion Turbine | MIS_WOTA | Louisiana | Calcasieu | 143.6 | 2000 | 9999 | 2019 | 26.58 | 55875.5657 | 0.9514 | NEI 2019
Calcasieu | 55165_G_G102 | 55165 | G | G102 | 4037 | Combustion Turbine | MIS_WOTA | Louisiana | Calcasieu | 159.4 | 2001 | 9999 | 2019 | 29.35 | 62023.4343 | 0.94642 | NEI 2019
Broad River Energy Center | 55166_G_CT01 | 55166 | G | CT01 | 4041 | Combustion Turbine | S_VACA | South Carolina | Cherokee | 172.2 | 2000 | 9999 | 2019 | 31.7006 | 425155.997 | 0.14913 | NEI 2019
Broad River Energy Center | 55166_G_CT02 | 55166 | G | CT02 | 4042 | Combustion Turbine | S_VACA | South Carolina | Cherokee | 169.2 | 2000 | 9999 |  |  |  | 0.14913 | NEI 2019
Broad River Energy Center | 55166_G_CT03 | 55166 | G | CT03 | 4043 | Combustion Turbine | S_VACA | South Carolina | Cherokee | 169.5 | 2000 | 9999 |  |  |  | 0.14913 | NEI 2019
Broad River Energy Center | 55166_G_CT04 | 55166 | G | CT04 | 8448 | Combustion Turbine | S_VACA | South Carolina | Cherokee | 173.3 | 2001 | 9999 |  |  |  | 0.14913 | NEI 2019
Broad River Energy Center | 55166_G_CT05 | 55166 | G | CT05 | 8450 | Combustion Turbine | S_VACA | South Carolina | Cherokee | 173.6 | 2001 | 9999 |  |  |  | 0.14913 | NEI 2019
Bastrop Energy Center | 55168_G_0001 | 55168 | G | 0001 | 4046 | Combined Cycle | ERC_REST | Texas | Bastrop | 149 | 2002 | 9999 | 2019 | 114.5195 | 909351 | 0.20686 | NEI 2019
Bastrop Energy Center | 55168_G_0002 | 55168 | G | 0002 | 4047 | Combined Cycle | ERC_REST | Texas | Bastrop | 149 | 2002 | 9999 | 2019 | 124.5105 | 665435 | 0.20686 | NEI 2019
Bastrop Energy Center | 55168_G_0003 | 55168 | G | 0003 | 4046 | Combined Cycle | ERC_REST | Texas | Bastrop | 227 | 2002 | 9999 | 2019 | 0.0019 | 736242 | 0.20686 | NEI 2019
Granite Ridge | 55170_G_CT11 | 55170 | G | CT11 | 4048 | Combined Cycle | NENGREST | New Hampshire | Rockingham | 222 | 2003 | 9999 | 2019 | 116.0333 | 906927 | 0.18961 | NEI 2019
Granite Ridge | 55170_G_CT12 | 55170 | G | CT12 | 4049 | Combined Cycle | NENGREST | New Hampshire | Rockingham | 222 | 2003 | 9999 | 2019 | 170.8028 | 1037167 | 0.18961 | NEI 2019
Granite Ridge | 55170_G_STG | 55170 | G | STG | 4048 | Combined Cycle | NENGREST | New Hampshire | Rockingham | 234 | 2003 | 9999 | 2019 | 0.0032 | 1081501 | 0.18961 | NEI 2019
Bosque County Peaking | 55172_G_GT-1 | 55172 | G | GT-1 | 4054 | Combined Cycle | ERC_REST | Texas | Bosque | 154 | 2000 | 9999 | 2019 | 69.3437 | 1908109 | 0.09066 | NEI 2019
Bosque County Peaking | 55172_G_GT-2 | 55172 | G | GT-2 | 4055 | Combined Cycle | ERC_REST | Texas | Bosque | 154 | 2000 | 9999 | 2019 | 72.0991 | 827911 | 0.09066 | NEI 2019
Bosque County Peaking | 55172_G_GT-3 | 55172 | G | GT-3 | 4056 | Combined Cycle | ERC_REST | Texas | Bosque | 154 | 2001 | 9999 | 2019 | 51.5158 | 1520879 | 0.09066 | NEI 2019
Bosque County Peaking | 55172_G_ST-4 | 55172 | G | ST-4 | 4056 | Combined Cycle | ERC_REST | Texas | Bosque | 86 | 2001 | 9999 |  |  |  | 0.09066 | NEI 2019
Bosque County Peaking | 55172_G_ST-5 | 55172 | G | ST-5 | 4054 | Combined Cycle | ERC_REST | Texas | Bosque | 200 | 2010 | 9999 |  |  |  | 0.09066 | NEI 2019
Acadia Energy Center | 55173_G_CT11 | 55173 | G | CT11 | 4054 | Combined Cycle | MIS_LA | Louisiana | Acadia | 164.7 | 2002 | 9999 | 2019 | 50.24 | 2164473 | 0.06317 | NEI 2019
Acadia Energy Center | 55173_G_CT12 | 55173 | G | CT12 | 4059 | Combined Cycle | MIS_LA | Louisiana | Acadia | 169 | 2002 | 9999 | 2019 | 48.52 | 962207 | 0.06317 | NEI 2019
Acadia Energy Center | 55173_G_CT24 | 55173 | G | CT24 | 4060 | Combined Cycle | MIS_LA | Louisiana | Acadia | 146.2 | 2002 | 9999 | 2019 | 11.51 | 1162963 | 0.02562 | NEI 2019
Acadia Energy Center | 55173_G_CT25 | 55173 | G | CT25 | 4061 | Combined Cycle | MIS_LA | Louisiana | Acadia | 145.6 | 2002 | 9999 | 2019 | 10.14 | 527158 | 0.02562 | NEI 2019
Acadia Energy Center | 55173_G_ST13 | 55173 | G | ST13 | 4058 | Combined Cycle | MIS_LA | Louisiana | Acadia | 221.3 | 2002 | 9999 |  |  |  | 0.06317 | NEI 2019
Acadia Energy Center | 55173_G_ST26 | 55173 | G | ST26 | 4060 | Combined Cycle | MIS_LA | Louisiana | Acadia | 241.1 | 2002 | 9999 |  |  |  | 0.02562 | NEI 2019
Eastman Cogeneration Facility | 55176_G_GEN1 | 55176 | G | GEN1 | 4065 | Combined Cycle | SPP_WEST | Texas | Harrison | 153.7 | 2001 | 9999 | 2019 | 68.6594 | 1519402.18 | 0.1056 | NEI 2019
Eastman Cogeneration Facility | 55176_G_GEN2 | 55176 | G | GEN2 | 4066 | Combined Cycle | SPP_WEST | Texas | Harrison | 153.7 | 2001 | 9999 | 2019 | 61.8814 | 953000.75 | 0.1056 | NEI 2019
Eastman Cogeneration Facility | 55176_G_GEN3 | 55176 | G | GEN3 | 4065 | Combined Cycle | SPP_WEST | Texas | Harrison | 109.8 | 2001 | 9999 |  |  |  | 0.1056 | NEI 2019
South Point Energy Center | 55177_G_A | 55177 | G | A | 4067 | Combined Cycle | WECC_AZ | Arizona | Mohave | 180 | 2001 | 9999 |  |  |  | 0.14766 | Default Emission Factor
South Point Energy Center | 55177_G_B | 55177 | G | B | 4068 | Combined Cycle | WECC_AZ | Arizona | Mohave | 180 | 2001 | 9999 |  |  |  | 0.14766 | Default Emission Factor
South Point Energy Center | 55177_G_ST1 | 55177 | G | ST1 | 4067 | Combined Cycle | WECC_AZ | Arizona | Mohave | 190 | 2001 | 9999 |  |  |  | 0.14766 | Default Emission Factor
Dogwood Energy Facility | 55178_G_CT-1 | 55178 | G | CT-1 | 4069 | Combined Cycle | SPP_N | Missouri | Cass | 180.2 | 2001 | 9999 | 2017 | 8.6107 | 348070 | 0.01776 | NEI 2019
Dogwood Energy Facility | 55178_G_CT-2 | 55178 | G | CT-2 | 4070 | Combined Cycle | SPP_N | Missouri | Cass | 177.7 | 2001 | 9999 | 2019 | 9.1606 | 754448 | 0.01776 | NEI 2019
Dogwood Energy Facility | 55178_G_ST-1 | 55178 | G | ST-1 | 4069 | Combined Cycle | SPP_N | Missouri | Cass | 254.5 | 2002 | 9999 | 2019 | 0.5859 | 964837 | 0.01776 | NEI 2019
Rathdrum Power LLC | 55179_G_CTG1 | 55179 | G | CTG1 | 4071 | Combined Cycle | WECC_PNW | Idaho | Kootenai | 150 | 2001 | 9999 |  |  |  | 0.14766 | Default Emission Factor
Rathdrum Power LLC | 55179_G_STG1 | 55179 | G | STG1 | 4071 | Combined Cycle | WECC_PNW | Idaho | Kootenai | 98 | 2001 | 9999 |  |  |  | 0.14766 | Default Emission Factor
Sunrise Power LLC | 55182_G_STG | 55182 | G | STG | 8458 | Combined Cycle | WEC_CALN | California | Kern | 245 | 2003 | 9999 |  |  |  | 0.00948 | NEI 2019
Sunrise Power LLC | 55182_G_X718 | 55182 | G | X718 | 8458 | Combined Cycle | WEC_CALN | California | Kern | 150 | 2001 | 9999 | 2019 | 8.46 | 645892 | 0.00948 | NEI 2019
Sunrise Power LLC | 55182_G_X719 | 55182 | G | X719 | 8460 | Combined Cycle | WEC_CALN | California | Kern | 150 | 2001 | 9999 | 2017 | 4.1547 | 822751 | 0.00948 | NEI 2019
Nelson Energy Center | 55183_G_CT1 | 55183 | G | CT1 | 4073 | Combined Cycle | PJM_COMD | Illinois | Lee | 168 | 2015 | 2045 | 2019 | 12.114 | 2027814 | 0.01572 | NEI 2019
Nelson Energy Center | 55183_G_CT2 | 55183 | G | CT2 | 4074 | Combined Cycle | PJM_COMD | Illinois | Lee | 168 | 2015 | 2045 | 2017 | 12.4726 | 1100776 | 0.01572 | NEI 2019
Nelson Energy Center | 55183_G_ST1 | 55183 | G | ST1 | 4073 | Combined Cycle | PJM_COMD | Illinois | Lee | 125 | 2015 | 2045 |  |  |  | 0.01572 | NEI 2019
Nelson Energy Center | 55183_G_ST2 | 55183 | G | ST2 | 4074 | Combined Cycle | PJM_COMD | Illinois | Lee | 125 | 2015 | 2045 |  |  |  | 0.01572 | NEI 2019
Channelview Cogeneration Plant | 55187_G_GT1 | 55187 | G | GT1 | 4077 | Combined Cycle | ERC_REST | Texas | Harris | 163 | 2002 | 9999 | 2019 | 69.88 | 1143412 | 0.1073 | NEI 2019
Channelview Cogeneration Plant | 55187_G_GT2 | 55187 | G | GT2 | 4078 | Combined Cycle | ERC_REST | Texas | Harris | 161 | 2002 | 9999 | 2019 | 51.07 | 1188512 | 0.1073 | NEI 2019
Channelview Cogeneration Plant | 55187_G_GT3 | 55187 | G | GT3 | 4079 | Combined Cycle | ERC_REST | Texas | Harris | 165 | 2002 | 9999 | 2019 | 67.51 | 1235838 | 0.1073 | NEI 2019
Channelview Cogeneration Plant | 55187_G_GT4 | 55187 | G | GT4 | 4080 | Combined Cycle | ERC_REST | Texas | Harris | 159 | 2001 | 9999 | 2019 | 102.82 | 1185370 | 0.1073 | NEI 2019
Channelview Cogeneration Plant | 55187_G_ST1 | 55187 | G | ST1 | 4077 | Combined Cycle | ERC_REST | Texas | Harris | 143 | 2002 | 9999 | 2019 | 5.79 | 783851 | 0.1073 | NEI 2019
Cordova Energy | 55188_G_PT11 | 55188 | G | PT11 | 4081 | Combined Cycle | PJM_COMD | Illinois | Rock Island | 165 | 2001 | 2045 | 2017 | 2.8298 | 27054 | 0.02648 | NEI 2019
Cordova Energy | 55188_G_PT21 | 55188 | G | PT21 | 4082 | Combined Cycle | PJM_COMD | Illinois | Rock Island | 165 | 2001 | 2045 | 2019 | 3.9019 | 507494 | 0.02648 | NEI 2019
Cordova Energy | 55188_G_PT31 | 55188 | G | PT31 | 4081 | Combined Cycle | PJM_COMD | Illinois | Rock Island | 191.2 | 2001 | 2045 | 2017 | 0.68565 | 25710 | 0.02648 | NEI 2019
Ontelaunee Energy Center | 55193_G_CTG1 | 55193 | G | CTG1 | 4089 | Combined Cycle | PJM_WMAC | Pennsylvania | Berks | 184 | 2002 | 9999 | 2019 | 108.4993 | 2716364 | 0.09439 | NEI 2019
Ontelaunee Energy Center | 55193_G_CTG2 | 55193 | G | CTG2 | 4090 | Combined Cycle | PJM_WMAC | Pennsylvania | Berks | 184 | 2002 | 9999 | 2019 | 77.0119 | 1214579 | 0.09439 | NEI 2019
Ontelaunee Energy Center | 55193_G_STG | 55193 | G | STG | 4089 | Combined Cycle | PJM_WMAC | Pennsylvania | Berks | 187.1 | 2002 | 9999 |  |  |  | 0.09439 | NEI 2019
Springdale 1 & 2 | 55196_G_UNT1 | 55196 | G | UNT1 | 4100 | Combustion Turbine | PJM_AP | Pennsylvania | Allegheny | 44 | 1999 | 9999 | 2019 | 28.38 | 61138 | 0.92839 | NEI 2019
Springdale 1 & 2 | 55196_G_UNT2 | 55196 | G | UNT2 | 4101 | Combustion Turbine | PJM_AP | Pennsylvania | Allegheny | 44 | 1999 | 9999 | 2019 | 28.25 | 61138 | 0.92414 | NEI 2019
Caledonia | 55197_G_CTG1 | 55197 | G | CTG1 | 4102 | Combined Cycle | S_C_TVA | Mississippi | Lowndes | 157 | 2003 | 9999 | 2019 | 407.8277 | 1423779 | 0.57288 | NEI 2019
Caledonia | 55197_G_CTG2 | 55197 | G | CTG2 | 4103 | Combined Cycle | S_C_TVA | Mississippi | Lowndes | 157 | 2003 | 9999 | 2017 | 387.7395 | 1365659 | 0.56784 | NEI 2019
Caledonia | 55197_G_CTG3 | 55197 | G | CTG3 | 4104 | Combined Cycle | S_C_TVA | Mississippi | Lowndes | 157 | 2003 | 9999 | 2017 | 345.4664 | 1521539 | 0.4541 | NEI 2019
Caledonia | 55197_G_STG1 | 55197 | G | STG1 | 4102 | Combined Cycle | S_C_TVA | Mississippi | Lowndes | 98 | 2003 | 9999 |  |  |  | 0.57288 | NEI 2019
Caledonia | 55197_G_STG2 | 55197 | G | STG2 | 4103 | Combined Cycle | S_C_TVA | Mississippi | Lowndes | 98 | 2003 | 9999 |  |  |  | 0.56784 | NEI 2019
Caledonia | 55197_G_STG3 | 55197 | G | STG3 | 4104 | Combined Cycle | S_C_TVA | Mississippi | Lowndes | 98 | 2003 | 9999 |  |  |  | 0.4541 | NEI 2019
Riverside Generating LLC | 55198_G_GTG1 | 55198 | G | GTG1 | 4105 | Combustion Turbine | PJM_West | Kentucky | Lawrence | 165 | 2001 | 9999 | 2019 | 29.8934 | 75300.2 | 0.79398 | NEI 2019
Riverside Generating LLC | 55198_G_GTG2 | 55198 | G | GTG2 | 4106 | Combustion Turbine | PJM_West | Kentucky | Lawrence | 165 | 2001 | 9999 | 2017 | 24.367 | 86303 | 0.56469 | NEI 2019
Riverside Generating LLC | 55198_G_GTG3 | 55198 | G | GTG3 | 4107 | Combustion Turbine | PJM_West | Kentucky | Lawrence | 165 | 2001 | 9999 | 2019 | 29.1202 | 75300.2 | 0.77344 | NEI 2019
Riverside Generating LLC | 55198_G_GTG4 | 55198 | G | GTG4 | 4108 | Combustion Turbine | PJM_West | Kentucky | Lawrence | 165 | 2002 | 9999 | 2017 | 33.1086 | 86303 | 0.76727 | NEI 2019
Riverside Generating LLC | 55198_G_GTG5 | 55198 | G | GTG5 | 4109 | Combustion Turbine | PJM_West | Kentucky | Lawrence | 165 | 2002 | 9999 | 2019 | 40.0112 | 75300.2 | 1.0627 | NEI 2019
Elwood Energy LLC | 55199_G_GT1 | 55199 | G | GT1 | 4110 | Combustion Turbine | PJM_COMD | Illinois | Will | 150 | 1999 | 2045 | 2019 | 0.12936 | 27674 | 0.00935 | NEI 2019
Elwood Energy LLC | 55199_G_GT2 | 55199 | G | GT2 | 4116 | Combustion Turbine | PJM_COMD | Illinois | Will | 150 | 1999 | 2045 |  |  |  | 0.72922 | Default Emission Factor
Elwood Energy LLC | 55199_G_GT3 | 55199 | G | GT3 | 4117 | Combustion Turbine | PJM_COMD | Illinois | Will | 150 | 1999 | 2045 |  |  |  | 0.72922 | Default Emission Factor
Elwood Energy LLC | 55199_G_GT4 | 55199 | G | GT4 | 4118 | Combustion Turbine | PJM_COMD | Illinois | Will | 150 | 1999 | 2045 |  |  |  | 0.72922 | Default Emission Factor
Elwood Energy LLC | 55199_G_GT5 | 55199 | G | GT5 | 4119 | Combustion Turbine | PJM_COMD | Illinois | Will | 150 | 2001 | 2045 | 2019 | 0.18966 | 27674 | 0.01371 | NEI 2019
Elwood Energy LLC | 55199_G_GT6 | 55199 | G | GT6 | 4120 | Combustion Turbine | PJM_COMD | Illinois | Will | 150 | 2001 | 2045 | 2019 | 0.14092 | 27674 | 0.01018 | NEI 2019
Elwood Energy LLC | 55199_G_GT7 | 55199 | G | GT7 | 4121 | Combustion Turbine | PJM_COMD | Illinois | Will | 150 | 2001 | 2045 |  |  |  | 0.72922 | Default Emission Factor
Elwood Energy LLC | 55199_G_GT8 | 55199 | G | GT8 | 4122 | Combustion Turbine | PJM_COMD | Illinois | Will | 150 | 2001 | 2045 | 2019 | 0.18328 | 27674 | 0.01325 | NEI 2019
Elwood Energy LLC | 55199_G_GT9 | 55199 | G | GT9 | 4123 | Combustion Turbine | PJM_COMD | Illinois | Will | 150 | 2001 | 2045 | 2019 | 0.17304 | 27674 | 0.01251 | NEI 2019
Arapahoe Combustion Turbine Project | 55200_G_UN5 | 55200 | G | UN5 | 4124 | Combined Cycle | WECC_CO | Colorado | Denver | 39 | 2000 | 9999 | 2019 | 14.6021 | 208361 | 0.14016 | NEI 2019
Arapahoe Combustion Turbine Project | 55200_G_UN6 | 55200 | G | UN6 | 4125 | Combined Cycle | WECC_CO | Colorado | Denver | 39 | 2000 | 9999 |  |  |  | 0.14016 | NEI 2019
Arapahoe Combustion Turbine Project | 55200_G_UN7 | 55200 | G | UN7 | 4124 | Combined Cycle | WECC_CO | Colorado | Denver | 44.5 | 2002 | 9999 |  |  |  | 0.14016 | NEI 2019
Gibson City Energy Center LLC | 55201_G_1 | 55201 | G | 1 | 4126 | Combustion Turbine | MIS_IL | Illinois | Ford | 114 | 2000 | 2045 | 2019 | 10.2271 | 37524 | 0.5451 | NEI 2019
Gibson City Energy Center LLC | 55201_G_2 | 55201 | G | 2 | 4127 | Combustion Turbine | MIS_IL | Illinois | Ford | 114 | 2000 | 2045 | 2017 | 10.1732 | 24805 | 0.82026 | NEI 2019
Pinckneyville | 55202_G_1 | 55202 | G | 1 | 4128 | Combustion Turbine | MIS_IL | Illinois | Perry | 44 | 2000 | 2045 | 2019 | 3.0316 | 10770.2532 | 0.56295 | NEI 2019
Pinckneyville | 55202_G_2 | 55202 | G | 2 | 4129 | Combustion Turbine | MIS_IL | Illinois | Perry | 44 | 2000 | 2045 | 2019 | 2.3717 | 10770.2532 | 0.44041 | NEI 2019
Pinckneyville | 55202_G_3 | 55202 | G | 3 | 4130 | Combustion Turbine | MIS_IL | Illinois | Perry | 44 | 2000 | 2045 | 2019 | 2.8871 | 10770.2532 | 0.53612 | NEI 2019
Pinckneyville | 55202_G_4 | 55202 | G | 4 | 4131 | Combustion Turbine | MIS_IL | Illinois | Perry | 44 | 2000 | 2045 | 2019 | 2.8272 | 10770.2532 | 0.525 | NEI 2019
Pinckneyville | 55202_G_5 | 55202 | G | 5 | 4132 | Combustion Turbine | MIS_IL | Illinois | Perry | 35 | 2001 | 2045 |  |  |  | 0.72922 | Default Emission Factor
Pinckneyville | 55202_G_6 | 55202 | G | 6 | 4133 | Combustion Turbine | MIS_IL | Illinois | Perry | 35 | 2001 | 2045 |  |  |  | 0.72922 | Default Emission Factor
Pinckneyville | 55202_G_7 | 55202 | G | 7 | 4134 | Combustion Turbine | MIS_IL | Illinois | Perry | 35 | 2001 | 2045 | 2019 | 0.05508 | 8567.2468 | 0.01286 | NEI 2019
Pinckneyville | 55202_G_8 | 55202 | G | 8 | 4135 | Combustion Turbine | MIS_IL | Illinois | Perry | 35 | 2001 | 2045 |  |  |  | 0.72922 | Default Emission Factor
Kinmundy | 55204_G_1 | 55204 | G | 1 | 4136 | Combustion Turbine | MIS_IL | Illinois | Marion | 103 | 2001 | 2045 | 2017 | 0.30948 | 3933.5 | 0.15736 | NEI 2019
Kinmundy | 55204_G_2 | 55204 | G | 2 | 4137 | Combustion Turbine | MIS_IL | Illinois | Marion | 103 | 2001 | 2045 |  |  |  | 0.72922 | Default Emission Factor
Corpus Christi Energy Center | 55206_G_CT1 | 55206 | G | CT1 | 4138 | Combined Cycle | ERC_REST | Texas | Nueces | 152 | 2002 | 9999 | 2019 | 11.633 | 746648 | 0.03382 | NEI 2019
Corpus Christi Energy Center | 55206_G_CT2 | 55206 | G | CT2 | 4139 | Combined Cycle | ERC_REST | Texas | Nueces | 152 | 2002 | 9999 | 2019 | 22.0535 | 908204 | 0.03382 | NEI 2019
Corpus Christi Energy Center | 55206_G_ST1 | 55206 | G | ST1 | 4138 | Combined Cycle | ERC_REST | Texas | Nueces | 165 | 2002 | 9999 |  |  |  | 0.03382 | NEI 2019
Valmont Combustion Turbine Project | 55207_G_UN7 | 55207 | G | UN7 |  | Combustion Turbine | WECC_CO | Colorado | Boulder | 39.9 | 2000 | 9999 |  |  |  | 0.72922 | Default Emission Factor
Valmont Combustion Turbine Project | 55207_G_UN8 | 55207 | G | UN8 |  | Combustion Turbine | WECC_CO | Colorado | Boulder | 39.9 | 2001 | 9999 |  |  |  | 0.72922 | Default Emission Factor
Afton Generating Station | 55210_G_0001 | 55210 | G | 0001 | 4144 | Combined Cycle | WECC_NM | New Mexico | Dona Ana | 141 | 2002 | 9999 |  |  |  | 0.11298 | NEI 2019
Afton Generating Station | 55210_G_0002 | 55210 | G | 0002 | 4144 | Combined Cycle | WECC_NM | New Mexico | Dona Ana | 94.6 | 2007 | 9999 | 2019 | 49.6 | 878017 | 0.11298 | NEI 2019
ANP Bellingham Energy Project | 55211_G_U1 | 55211 | G | U1 | 4145 | Combined Cycle | NENGREST | Massachusetts | Norfolk | 266.8 | 2002 | 9999 | 2019 | 82.4163 | 938354 | 0.17566 | NEI 2019
ANP Bellingham Energy Project | 55211_G_U2 | 55211 | G | U2 | 4146 | Combined Cycle | NENGREST | Massachusetts | Norfolk | 267.7 | 2002 | 9999 | 2019 | 51.7641 | 861419 | 0.12018 | NEI 2019
ANP Blackstone Energy Project | 55212_G_U1 | 55212 | G | U1 | 4147 | Combined Cycle | NENGREST | Massachusetts | Worcester | 247.8 | 2001 | 9999 | 2019 | 17.3835 | 810546 | 0.04289 | NEI 2019
ANP Blackstone Energy Project | 55212_G_U2 | 55212 | G | U2 | 4148 | Combined Cycle | NENGREST | Massachusetts | Worcester | 248.7 | 2001 | 9999 | 2019 | 18.735 | 861814 | 0.04348 | NEI 2019
Odessa-Ector Power Plant | 55215_G_CTG1 | 55215 | G | CTG1 | 4149 | Combined Cycle | ERC_WEST | Texas | Ector | 162 | 2001 | 9999 | 2019 | 26.2662 | 1151140 | 0.0253 | NEI 2019
Odessa-Ector Power Plant | 55215_G_CTG2 | 55215 | G | CTG2 | 4150 | Combined Cycle | ERC_WEST | Texas | Ector | 153.5 | 2001 | 9999 | 2019 | 18.5466 | 1068165 | 0.0253 | NEI 2019
Odessa-Ector Power Plant | 55215_G_CTG3 | 55215 | G | CTG3 | 4151 | Combined Cycle | ERC_WEST | Texas | Ector | 153.5 | 2001 | 9999 | 2019 | 16.1741 | 1149216 | 0.02063 | NEI 2019
Odessa-Ector Power Plant | 55215_G_CTG4 | 55215 | G | CTG4 | 4152 | Combined Cycle | ERC_WEST | Texas | Ector | 162 | 2001 | 9999 | 2019 | 23.2793 | 1133549 | 0.02063 | NEI 2019
Odessa-Ector Power Plant | 55215_G_STG1 | 55215 | G | STG1 | 4149 | Combined Cycle | ERC_WEST | Texas | Ector | 206 | 2001 | 9999 |  |  |  | 0.0253 | NEI 2019
Odessa-Ector Power Plant | 55215_G_STG2 | 55215 | G | STG2 | 4151 | Combined Cycle | ERC_WEST | Texas | Ector | 206 | 2001 | 9999 |  |  |  | 0.02063 | NEI 2019
Morris Cogeneration LLC | 55216_G_STG1 | 55216 | G | STG1 | 89477 | Combined Cycle | PJM_COMD | Illinois | Grundy | 62 | 2000 | 2045 | 2017 | 0.75162 | 84823 | 0.32897 | NEI 2019
Morris Cogeneration LLC | 55216_G_UNT1 | 55216 | G | UNT1 | 89477 | Combined Cycle | PJM_COMD | Illinois | Grundy | 44 | 1998 | 2045 | 2019 | 34.348 | 182016 | 0.32897 | NEI 2019
Morris Cogeneration LLC | 55216_G_UNT2 | 55216 | G | UNT2 | 89478 | Combined Cycle | PJM_COMD | Illinois | Grundy | 44 | 1998 | 2045 | 2017 | 39.6581 | 215734 | 0.32897 | NEI 2019
Morris Cogeneration LLC | 55216_G_UNT3 | 55216 | G | UNT3 | 89479 | Combined Cycle | PJM_COMD | Illinois | Grundy | 44 | 1998 | 2045 | 2019 | 34.7354 | 183106 | 0.32897 | NEI 2019
Los Medanos Energy Center | 55217_G_CTG1 | 55217 | G | CTG1 | 4153 | Combined Cycle | WEC_CALN | California | Contra Costa | 165 | 2001 | 9999 | 2019 | 1.8686 | 596046 | 0.01079 | NEI 2019
Los Medanos Energy Center | 55217_G_CTG2 | 55217 | G | CTG2 | 4154 | Combined Cycle | WEC_CALN | California | Contra Costa | 165 | 2001 | 9999 | 2019 | 12.1869 | 1185051 | 0.01079 | NEI 2019
Los Medanos Energy Center | 55217_G_STG3 | 55217 | G | STG3 | 4153 | Combined Cycle | WEC_CALN | California | Contra Costa | 237 | 2001 | 9999 | 2017 | 1.5373 | 1109375 | 0.01079 | NEI 2019
Hinds Energy Facility | 55218_G_H01 | 55218 | G | H01 | 4155 | Combined Cycle | MIS_MS | Mississippi | Hinds | 145.6 | 2001 | 9999 | 2019 | 466.4219 | 2131637 | 0.57179 | NEI 2019
Hinds Energy Facility | 55218_G_H02 | 55218 | G | H02 | 4156 | Combined Cycle | MIS_MS | Mississippi | Hinds | 145.6 | 2001 | 9999 | 2019 | 441.4839 | 1044047 | 0.57179 | NEI 2019
Hinds Energy Facility | 55218_G_H03 | 55218 | G | H03 | 4155 | Combined Cycle | MIS_MS | Mississippi | Hinds | 163.4 | 2001 | 9999 |  |  |  | 0.57179 | NEI 2019
Hinds Energy Facility | 55218_G_H04BS | 55218 | G | H04BS |  | Combustion Turbine | MIS_MS | Mississippi | Hinds | 36.4 | 2019 | 9999 |  |  |  | 0.29834 | Default Emission Factor
Attala | 55220_G_A01 | 55220 | G | A01 | 4165 | Combined Cycle | MIS_MS | Mississippi | Attala | 145.8 | 2001 | 9999 | 2019 | 247.429 | 547022 | 0.58102 | NEI 2019
Attala | 55220_G_A02 | 55220 | G | A02 | 4166 | Combined Cycle | MIS_MS | Mississippi | Attala | 145.8 | 2001 | 9999 | 2019 | 234.4901 | 542399 | 0.58102 | NEI 2019
Attala | 55220_G_A03 | 55220 | G | A03 | 4165 | Combined Cycle | MIS_MS | Mississippi | Attala | 163.6 | 2001 | 9999 |  |  |  | 0.58102 | NEI 2019
Harry L. Oswald | 55221_G_G1 | 55221 | G | G1 | 4167 | Combined Cycle | MIS_AR | Arkansas | Pulaski | 47 | 2002 | 9999 | 2017 | 9.4 | 53262 | 0.35207 | NEI 2019
Harry L. Oswald | 55221_G_G2 | 55221 | G | G2 | 4168 | Combined Cycle | MIS_AR | Arkansas | Pulaski | 47 | 2002 | 9999 | 2019 | 2.87 | 38490 | 0.35207 | NEI 2019
Harry L. Oswald | 55221_G_G3 | 55221 | G | G3 | 4169 | Combined Cycle | MIS_AR | Arkansas | Pulaski | 47 | 2002 | 9999 | 2017 | 10.9 | 28307 | 0.42982 | NEI 2019
Harry L. Oswald | 55221_G_G4 | 55221 | G | G4 | 4170 | Combined Cycle | MIS_AR | Arkansas | Pulaski | 47 | 2002 | 9999 | 2017 | 7.56 | 76511 | 0.42982 | NEI 2019
Harry L. Oswald | 55221_G_G5 | 55221 | G | G5 | 4171 | Combined Cycle | MIS_AR | Arkansas | Pulaski | 47 | 2002 | 9999 | 2017 | 8.63 | 32346 | 0.28343 | NEI 2019
Harry L. Oswald | 55221_G_G6 | 55221 | G | G6 | 4172 | Combined Cycle | MIS_AR | Arkansas | Pulaski | 47 | 2002 | 9999 | 2019 | 7.6 | 38138 | 0.28343 | NEI 2019
Harry L. Oswald | 55221_G_G7 | 55221 | G | G7 | 4173 | Combined Cycle | MIS_AR | Arkansas | Pulaski | 76 | 2002 | 9999 | 2019 | 10.26 | 61355 | 0.35207 | NEI 2019
Harry L. Oswald | 55221_G_G8 | 55221 | G | G8 | 4167 | Combined Cycle | MIS_AR | Arkansas | Pulaski | 95 | 2002 | 9999 |  |  |  | 0.42982 | NEI 2019
Harry L. Oswald | 55221_G_G9 | 55221 | G | G9 | 4167 | Combined Cycle | MIS_AR | Arkansas | Pulaski | 95 | 2002 | 9999 |  |  |  | 0.28343 | NEI 2019
Lincoln Generating Facility | 55222_G_CTG1 | 55222 | G | CTG1 | 4174 | Combustion Turbine | PJM_COMD | Illinois | Will | 77.5 | 2000 | 2045 | 2019 | 0.23805 | 1470.248 | 0.32382 | NEI 2019
Lincoln Generating Facility | 55222_G_CTG2 | 55222 | G | CTG2 | 4175 | Combustion Turbine | PJM_COMD | Illinois | Will | 77.8 | 2000 | 2045 | 2017 | 0.36309 | 3504.3098 | 0.20723 | NEI 2019
Lincoln Generating Facility | 55222_G_CTG3 | 55222 | G | CTG3 | 4176 | Combustion Turbine | PJM_COMD | Illinois | Will | 78 | 2000 | 2045 | 2019 | 0.21275 | 1479.7335 | 0.28755 | NEI 2019
Lincoln Generating Facility | 55222_G_CTG4 | 55222 | G | CTG4 | 4177 | Combustion Turbine | PJM_COMD | Illinois | Will | 78 | 2000 | 2045 | 2019 | 0.21925 | 1479.7335 | 0.29634 | NEI 2019
Lincoln Generating Facility | 55222_G_CTG5 | 55222 | G | CTG5 | 4178 | Combustion Turbine | PJM_COMD | Illinois | Will | 77.5 | 2000 | 2045 | 2017 | 0.2492 | 3490.7971 | 0.14278 | NEI 2019
Lincoln Generating Facility | 55222_G_CTG6 | 55222 | G | CTG6 | 4179 | Combustion Turbine | PJM_COMD | Illinois | Will | 77.3 | 2000 | 2045 | 2019 | 0.33726 | 1466.4538 | 0.45996 | NEI 2019
Lincoln Generating Facility | 55222_G_CTG7 | 55222 | G | CTG7 | 4180 | Combustion Turbine | PJM_COMD | Illinois | Will | 78.2 | 2000 | 2045 | 2017 | 0.18865 | 3522.3269 | 0.10712 | NEI 2019
Lincoln Generating Facility | 55222_G_CTG8 | 55222 | G | CTG8 | 4181 | Combustion Turbine | PJM_COMD | Illinois | Will | 78.6 | 2000 | 2045 | 2019 | 0.22087 | 1491.1161 | 0.29626 | NEI 2019
Ennis Power Company LLC | 55223_G_GT1 | 55223 | G | GT1 | 4182 | Combined Cycle | ERC_REST | Texas | Ellis | 245.1 | 2002 | 9999 | 2019 | 67.5187 | 993168 | 0.08973 | NEI 2019
Ennis Power Company LLC | 55223_G_ST1 | 55223 | G | ST1 | 4182 | Combined Cycle | ERC_REST | Texas | Ellis | 114.4 | 2002 | 9999 |  |  |  | 0.08973 | NEI 2019
Wheatland Generating Facility | 55224_G_CTG1 | 55224 | G | CTG1 | 4183 | Combustion Turbine | MIS_INKY | Indiana | Knox | 111 | 2000 | 9999 | 2019 | 26.08 | 28307.7133 | 1.8426 | NEI 2019
Wheatland Generating Facility | 55224_G_CTG2 | 55224 | G | CTG2 | 4184 | Combustion Turbine | MIS_INKY | Indiana | Knox | 114 | 2000 | 9999 | 2017 | 22.01 | 18193.1333 | 2.4196 | NEI 2019
Wheatland Generating Facility | 55224_G_CTG3 | 55224 | G | CTG3 | 4185 | Combustion Turbine | MIS_INKY | Indiana | Knox | 114 | 2000 | 9999 | 2017 | 13.93 | 18193.1333 | 1.5313 | NEI 2019
Wheatland Generating Facility | 55224_G_CTG4 | 55224 | G | CTG4 | 4186 | Combustion Turbine | MIS_INKY | Indiana | Knox | 111 | 2000 | 9999 | 2017 | 8.9 | 17714.3667 | 1.0048 | NEI 2019
Oneta Energy Center | 55225_G_CTG1 | 55225 | G | CTG1 | 4187 | Combined Cycle | SPP_WEST | Oklahoma | Wagoner | 149.3 | 2002 | 9999 | 2019 | 388.3195 | 746903 | 0.61837 | NEI 2019
Oneta Energy Center | 55225_G_CTG2 | 55225 | G | CTG2 | 4188 | Combined Cycle | SPP_WEST | Oklahoma | Wagoner | 149.3 | 2002 | 9999 | 2019 | 364.5221 | 716599 | 0.61837 | NEI 2019
Oneta Energy Center | 55225_G_CTG3 | 55225 | G | CTG3 | 4189 | Combined Cycle | SPP_WEST | Oklahoma | Wagoner | 149.3 | 2003 | 9999 | 2019 | 439.2533 | 907579 | 0.60539 | NEI 2019
Oneta Energy Center | 55225_G_CTG4 | 55225 | G | CTG4 | 4190 | Combined Cycle | SPP_WEST | Oklahoma | Wagoner | 149.3 | 2003 | 9999 | 2019 | 445.6324 | 910371 | 0.60539 | NEI 2019
Oneta Energy Center | 55225_G_STG1 | 55225 | G | STG1 | 4187 | Combined Cycle | SPP_WEST | Oklahoma | Wagoner | 244.6 | 2002 | 9999 |  |  |  | 0.61837 | NEI 2019
Oneta Energy Center | 55225_G_STG2 | 55225 | G | STG2 | 4189 | Combined Cycle | SPP_WEST | Oklahoma | Wagoner | 244.6 | 2003 | 9999 |  |  |  | 0.60539 | NEI 2019
Freestone Energy Center | 55226_G_GT1 | 55226 | G | GT1 | 4192 | Combined Cycle | ERC_REST | Texas | Freestone | 153 | 2002 | 9999 | 2019 | 41.9 | 2505700 | 0.04462 | NEI 2019
Freestone Energy Center | 55226_G_GT2 | 55226 | G | GT2 | 4193 | Combined Cycle | ERC_REST | Texas | Freestone | 153 | 2002 | 9999 | 2019 | 39.92 | 1161822 | 0.04462 | NEI 2019
Freestone Energy Center | 55226_G_GT3 | 55226 | G | GT3 | 4194 | Combined Cycle | ERC_REST | Texas | Freestone | 149 | 2002 | 9999 | 2019 | 41.13 | 2498874 | 0.04232 | NEI 2019
Freestone Energy Center | 55226_G_GT4 | 55226 | G | GT4 | 4195 | Combined Cycle | ERC_REST | Texas | Freestone | 149 | 2002 | 9999 | 2019 | 37.45 | 1215135 | 0.04232 | NEI 2019
Freestone Energy Center | 55226_G_ST3 | 55226 | G | ST3 | 4192 | Combined Cycle | ERC_REST | Texas | Freestone | 177 | 2002 | 9999 |  |  |  | 0.04462 | NEI 2019
Freestone Energy Center | 55226_G_ST6 | 55226 | G | ST6 | 4194 | Combined Cycle | ERC_REST | Texas | Freestone | 172 | 2002 | 9999 |  |  |  | 0.04232 | NEI 2019
Greenville Electric Generating Station | 55228_G_GT1 | 55228 | G | GT1 | 4212 | Combustion Turbine | PJM_West | Ohio | Darke | 49 | 2000 | 9999 | 2019 | 14.34 | 47688.0005 | 0.60141 | NEI 2019
Greenville Electric Generating Station | 55228_G_GT2 | 55228 | G | GT2 | 4214 | Combustion Turbine | PJM_West | Ohio | Darke | 49 | 2000 | 9999 | 2019 | 9.05 | 47688.0005 | 0.37955 | NEI 2019
Greenville Electric Generating Station | 55228_G_GT3 | 55228 | G | GT3 | 4216 | Combustion Turbine | PJM_West | Ohio | Darke | 49 | 2000 | 9999 | 2019 | 9.8 | 47688.0005 | 0.41101 | NEI 2019
Greenville Electric Generating Station | 55228_G_GT4 | 55228 | G | GT4 | 4218 | Combustion Turbine | PJM_West | Ohio | Darke | 49 | 2000 | 9999 | 2019 | 5.56 | 47688.0005 | 0.23318 | NEI 2019
Montpelier Electric Generating Station | 55229_G_GT1 | 55229 | G | GT1 | 4220 | Combustion Turbine | MIS_INKY | Indiana | Wells | 59 | 2001 | 9999 |  |  |  | 0.72922 | Default Emission Factor
Montpelier Electric Generating Station | 55229_G_GT2 | 55229 | G | GT2 | 4222 | Combustion Turbine | MIS_INKY | Indiana | Wells | 59 | 2001 | 9999 |  |  |  | 0.72922 | Default Emission Factor
Montpelier Electric Generating Station | 55229_G_GT3 | 55229 | G | GT3 | 4224 | Combustion Turbine | MIS_INKY | Indiana | Wells | 59 | 2001 | 9999 |  |  |  | 0.72922 | Default Emission Factor
Montpelier Electric Generating Station | 55229_G_GT4 | 55229 | G | GT4 | 4226 | Combustion Turbine | MIS_INKY | Indiana | Wells | 59 | 2001 | 9999 |  |  |  | 0.72922 | Default Emission Factor
Jack County | 55230_G_CT1 | 55230 | G | CT1 | 4236 | Combined Cycle | ERC_REST | Texas | Wise | 165 | 2006 | 9999 | 2019 | 97.62 | 656404 | 0.21656 | NEI 2019
Jack County | 55230_G_CT2 | 55230 | G | CT2 | 4237 | Combined Cycle | ERC_REST | Texas | Wise | 165 | 2006 | 9999 | 2019 | 108.82 | 614021 | 0.21656 | NEI 2019
Jack County | 55230_G_CT3 | 55230 | G | CT3 | 90582 | Combined Cycle | ERC_REST | Texas | Wise | 165 | 2011 | 9999 | 2019 | 128.37 | 616990 | 0.25446 | NEI 2019
Jack County | 55230_G_CT4 | 55230 | G | CT4 | 90583 | Combined Cycle | ERC_REST | Texas | Wise | 165 | 2011 | 9999 | 2019 | 91.65 | 512954 | 0.25446 | NEI 2019
Jack County | 55230_G_ST1 | 55230 | G | ST1 | 4236 | Combined Cycle | ERC_REST | Texas | Wise | 290.5 | 2006 | 9999 | 2017 | 5.759 | 689292 | 0.21656 | NEI 2019
Jack County | 55230_G_ST2 | 55230 | G | ST2 | 90582 | Combined Cycle | ERC_REST | Texas | Wise | 290.5 | 2011 | 9999 | 2017 | 7.715 | 660034 | 0.25446 | NEI 2019
Liberty Electric Power Plant | 55231_G_GTG1 | 55231 | G | GTG1 | 4238 | Combined Cycle | PJM_EMAC | Pennsylvania | Delaware | 169.1 | 2002 | 9999 | 2019 | 37.4625 | 1227025 | 0.03816 | NEI 2019
Liberty Electric Power Plant | 55231_G_GTG2 | 55231 | G | GTG2 | 4239 | Combined Cycle | PJM_EMAC | Pennsylvania | Delaware | 169.1 | 2002 | 9999 | 2019 | 37.5 | 1239470 | 0.03816 | NEI 2019
Liberty Electric Power Plant | 55231_G_STG | 55231 | G | STG | 4238 | Combined Cycle | PJM_EMAC | Pennsylvania | Delaware | 223.8 | 2002 | 9999 |  |  |  | 0.03816 | NEI 2019
Marshall Energy Facility | 55232_G_CT1 | 55232 | G | CT1 | 4240 | Combustion Turbine | S_C_TVA | Kentucky | Marshall | 72.7 | 2002 | 9999 | 2017 | 15.5764 | 43611.6252 | 0.71432 | NEI 2019
Marshall Energy Facility | 55232_G_CT2 | 55232 | G | CT2 | 4241 | Combustion Turbine | S_C_TVA | Kentucky | Marshall | 72.7 | 2002 | 9999 | 2017 | 14.837 | 43611.6252 | 0.68041 | NEI 2019
Marshall Energy Facility | 55232_G_CT3 | 55232 | G | CT3 | 4242 | Combustion Turbine | S_C_TVA | Kentucky | Marshall | 72.7 | 2002 | 9999 | 2017 | 13.3882 | 43611.6252 | 0.61397 | NEI 2019
Marshall Energy Facility | 55232_G_CT4 | 55232 | G | CT4 | 4243 | Combustion Turbine | S_C_TVA | Kentucky | Marshall | 72.7 | 2002 | 9999 | 2017 | 12.8879 | 43611.6252 | 0.59103 | NEI 2019
Marshall Energy Facility | 55232_G_CT5 | 55232 | G | CT5 | 4244 | Combustion Turbine | S_C_TVA | Kentucky | Marshall | 72.7 | 2002 | 9999 | 2019 | 15.5765 | 9138.125 | 3.4091 | NEI 2019
Marshall Energy Facility | 55232_G_CT6 | 55232 | G | CT6 | 4245 | Combustion Turbine | S_C_TVA | Kentucky | Marshall | 72.7 | 2002 | 9999 | 2017 | 12.7781 | 43611.6252 | 0.58599 | NEI 2019
Marshall Energy Facility | 55232_G_CT7 | 55232 | G | CT7 | 4246 | Combustion Turbine | S_C_TVA | Kentucky | Marshall | 72.7 | 2002 | 9999 | 2017 | 13.6083 | 43611.6252 | 0.62407 | NEI 2019
Marshall Energy Facility | 55232_G_CT8 | 55232 | G | CT8 | 4247 | Combustion Turbine | S_C_TVA | Kentucky | Marshall | 72.7 | 2002 | 9999 | 2017 | 15.0651 | 43611.6252 | 0.69087 | NEI 2019
Handsome Lake Energy LLC | 55233_G_GT01 | 55233 | G | GT01 | 4248 | Combustion Turbine | PJM_PENE | Pennsylvania | Venango | 53.5 | 2001 | 9999 | 2019 | 1.8897 | 20374.6 | 0.1855 | NEI 2019
Handsome Lake Energy LLC | 55233_G_GT02 | 55233 | G | GT02 | 4250 | Combustion Turbine | PJM_PENE | Pennsylvania | Venango | 53.5 | 2001 | 9999 | 2019 | 0.7872 | 20374.6 | 0.07727 | NEI 2019
Handsome Lake Energy LLC | 55233_G_GT03 | 55233 | G | GT03 | 4252 | Combustion Turbine | PJM_PENE | Pennsylvania | Venango | 53.5 | 2001 | 9999 | 2019 | 1.523 | 20374.6 | 0.1495 | NEI 2019
Handsome Lake Energy LLC | 55233_G_GT04 | 55233 | G | GT04 | 4254 | Combustion Turbine | PJM_PENE | Pennsylvania | Venango | 53.5 | 2001 | 9999 | 2019 | 1.2284 | 20374.6 | 0.12058 | NEI 2019
Handsome Lake Energy LLC | 55233_G_GT05 | 55233 | G | GT05 | 4256 | Combustion Turbine | PJM_PENE | Pennsylvania | Venango | 53.5 | 2001 | 9999 | 2019 | 2.195 | 20374.6 | 0.21546 | NEI 2019
Audrain Generating Station | 55234_G_GT1 | 55234 | G | GT1 | 4258 | Combustion Turbine | MIS_MO | Missouri | Audrain | 75 | 2001 | 9999 | 2019 | 1.0351 | 2343.5 | 0.88338 | NEI 2019
Audrain Generating Station | 55234_G_GT2 | 55234 | G | GT2 | 4259 | Combustion Turbine | MIS_MO | Missouri | Audrain | 75 | 2001 | 9999 | 2019 | 1.2007 | 2343.5 | 1.0247 | NEI 2019
Audrain Generating Station | 55234_G_GT3 | 55234 | G | GT3 | 4260 | Combustion Turbine | MIS_MO | Missouri | Audrain | 75 | 2001 | 9999 | 2019 | 0.9526 | 2343.5 | 0.81297 | NEI 2019
Audrain Generating Station | 55234_G_GT4 | 55234 | G | GT4 | 4261 | Combustion Turbine | MIS_MO | Missouri | Audrain | 75 | 2001 | 9999 | 2019 | 1.0692 | 2343.5 | 0.91248 | NEI 2019
Audrain Generating Station | 55234_G_GT5 | 55234 | G | GT5 | 4262 | Combustion Turbine | MIS_MO | Missouri | Audrain | 75 | 2001 | 9999 | 2019 | 0.5085 | 2343.5 | 0.43397 | NEI 2019
Audrain Generating Station | 55234_G_GT6 | 55234 | G | GT6 | 4263 | Combustion Turbine | MIS_MO | Missouri | Audrain | 75 | 2001 | 9999 | 2019 | 0.5532 | 2343.5 | 0.47211 | NEI 2019
Audrain Generating Station | 55234_G_GT7 | 55234 | G | GT7 | 4264 | Combustion Turbine | MIS_MO | Missouri | Audrain | 75 | 2001 | 9999 | 2019 | 0.3853 | 2343.5 | 0.32882 | NEI 2019
Audrain Generating Station | 55234_G_GT8 | 55234 | G | GT8 | 4265 | Combustion Turbine | MIS_MO | Missouri | Audrain | 75 | 2001 | 9999 | 2019 | 0.3822 | 2343.5 | 0.32618 | NEI 2019
Lee Energy Facility | 55236_G_CT1 | 55236 | G | CT1 | 4266 | Combustion Turbine | PJM_COMD | Illinois | Lee | 84.9 | 2001 | 2045 | 2019 | 4.595 | 17694.2739 | 0.51937 | NEI 2019
Lee Energy Facility | 55236_G_CT2 | 55236 | G | CT2 | 4267 | Combustion Turbine | PJM_COMD | Illinois | Lee | 84.9 | 2001 | 2045 | 2019 | 5.5899 | 17694.2739 | 0.63183 | NEI 2019
Lee Energy Facility | 55236_G_CT3 | 55236 | G | CT3 | 4268 | Combustion Turbine | PJM_COMD | Illinois | Lee | 84.9 | 2001 | 2045 | 2017 | 3.5856 | 12205.0022 | 0.58756 | NEI 2019
Lee Energy Facility | 55236_G_CT4 | 55236 | G | CT4 | 4269 | Combustion Turbine | PJM_COMD | Illinois | Lee | 84.1 | 2001 | 2045 | 2019 | 2.7351 | 17527.5434 | 0.31209 | NEI 2019
Lee Energy Facility | 55236_G_CT5 | 55236 | G | CT5 | 4270 | Combustion Turbine | PJM_COMD | Illinois | Lee | 85.1 | 2001 | 2045 | 2017 | 4.4823 | 12233.7537 | 0.73277 | NEI 2019
Lee Energy Facility | 55236_G_CT6 | 55236 | G | CT6 | 4271 | Combustion Turbine | PJM_COMD | Illinois | Lee | 85.1 | 2001 | 2045 | 2019 | 4.1785 | 17735.9566 | 0.47119 | NEI 2019
Lee Energy Facility | 55236_G_CT7 | 55236 | G | CT7 | 4272 | Combustion Turbine | PJM_COMD | Illinois | Lee | 83.9 | 2001 | 2045 | 2019 | 3.1918 | 17485.8608 | 0.36507 | NEI 2019
Lee Energy Facility | 55236_G_CT8 | 55236 | G | CT8 | 4273 | Combustion Turbine | PJM_COMD | Illinois | Lee | 83.9 | 2001 | 2045 | 2017 | 4.3072 | 12061.2448 | 0.71422 | NEI 2019
Energy Shelby County | 55237_G_CTG1 | 55237 | G | CTG1 | 4274 | Combustion Turbine | MIS_IL | Illinois | Shelby | 42 | 2000 | 2045 | 2019 | 4.7889 | 28867.875 | 0.33178 | NEI 2019
Energy Shelby County | 55237_G_CTG2 | 55237 | G | CTG2 | 4275 | Combustion Turbine | MIS_IL | Illinois | Shelby | 42 | 2000 | 2045 | 2019 | 8.953 | 28867.875 | 0.62028 | NEI 2019
Energy Shelby County | 55237_G_CTG3 | 55237 | G | CTG3 | 4276 | Combustion Turbine | MIS_IL | Illinois | Shelby | 42 | 2000 | 2045 | 2019 | 7.7347 | 28867.875 | 0.53587 | NEI 2019
Energy Shelby County | 55237_G_CTG4 | 55237 | G | CTG4 | 4277 | Combustion Turbine | MIS_IL | Illinois | Shelby | 42 | 2000 | 2045 | 2017 | 6.3437 | 14466.875 | 0.87699 | NEI 2019
Energy Shelby County | 55237_G_CTG5 | 55237 | G | CTG5 | 4278 | Combustion Turbine | MIS_IL | Illinois | Shelby | 42 | 2000 | 2045 | 2019 | 4.3965 | 28867.875 | 0.30459 | NEI 2019
Energy Shelby County | 55237_G_CTG6 | 55237 | G | CTG6 | 4279 | Combustion Turbine | MIS_IL | Illinois | Shelby | 42 | 2000 | 2045 | 2019 | 3.9312 | 28867.875 | 0.27236 | NEI 2019
Energy Shelby County | 55237_G_CTG7 | 55237 | G | CTG7 | 4280 | Combustion Turbine | MIS_IL | Illinois | Shelby | 42 | 2001 | 2045 | 2019 | 2.9806 | 28867.875 | 0.2065 | NEI 2019
Energy Shelby County | 55237_G_CTG8 | 55237 | G | CTG8 | 4281 | Combustion Turbine | MIS_IL | Illinois | Shelby | 42 | 2001 | 2045 | 2017 | 2.306 | 14466.875 | 0.3188 | NEI 2019
NRG Rockford I | 55238_G_0001 | 55238 | G | 0001 | 4282 | Combustion Turbine | PJM_COMD | Illinois | Winnebago | 151 | 2000 | 2045 | 2019 | 4.47 | 66528.054 | 0.13438 | NEI 2019
NRG Rockford I | 55238_G_0002 | 55238 | G | 0002 | 4283 | Combustion Turbine | PJM_COMD | Illinois | Winnebago | 149.1 | 2000 | 2045 | 2019 | 4.845 | 65690.946 | 0.14751 | NEI 2019
Red Oak Power LLC | 55239_G_0001 | 55239 | G | 0001 | 8480 | Combined Cycle | PJM_EMAC | New Jersey | Middlesex | 165.3 | 2002 | 9999 | 2019 | 58.09 | 5092128 | 0.02282 | NEI 2019
Red Oak Power LLC | 55239_G_0002 | 55239 | G | 0002 | 8482 | Combined Cycle | PJM_EMAC | New Jersey | Middlesex | 165.3 | 2002 | 9999 |  |  |  | 0.02282 | NEI 2019
Red Oak Power LLC | 55239_G_0003 | 55239 | G | 0003 | 8484 | Combined Cycle | PJM_EMAC | New Jersey | Middlesex | 165.3 | 2002 | 9999 |  |  |  | 0.02282 | NEI 2019
Red Oak Power LLC | 55239_G_0004 | 55239 | G | 0004 | 8480 | Combined Cycle | PJM_EMAC | New Jersey | Middlesex | 270 | 2002 | 9999 |  |  |  | 0.02282 | NEI 2019
Hog Bayou Energy Center | 55241_G_CT01 | 55241 | G | CT01 | 4286 | Combined Cycle | S_SOU | Alabama | Mobile | 155 | 2001 | 9999 | 2019 | 12.7 | 1088349 | 0.02334 | NEI 2019
Hog Bayou Energy Center | 55241_G_ST01 | 55241 | G | ST01 | 4286 | Combined Cycle | S_SOU | Alabama | Mobile | 75 | 2001 | 9999 |  |  |  | 0.02334 | NEI 2019
Santa Rosa Energy Center | 55242_G_CT01 | 55242 | G | CT01 | 4287 | Combined Cycle | S_SOU | Florida | Santa Rosa | 161.4 | 2003 | 9999 | 2019 | 9.9452 | 1335947.96 | 0.01489 | NEI 2019
Santa Rosa Energy Center | 55242_G_ST01 | 55242 | G | ST01 | 4287 | Combined Cycle | S_SOU | Florida | Santa Rosa | 74.5 | 2003 | 9999 |  |  |  | 0.01489 | NEI 2019
Doyle Energy Facility | 55244_G_CTG1 | 55244 | G | CTG1 | 4308 | Combustion Turbine | S_SOU | Georgia | Walton | 56 | 2000 | 9999 |  |  |  | 0.72922 | Default Emission Factor
Doyle Energy Facility | 55244_G_CTG2 | 55244 | G | CTG2 | 4309 | Combustion Turbine | S_SOU | Georgia | Walton | 56 | 2000 | 9999 | 2019 | 3.2 | 17283.175 | 0.3703 | NEI 2019
Doyle Energy Facility | 55244_G_CTG3 | 55244 | G | CTG3 | 4310 | Combustion Turbine | S_SOU | Georgia | Walton | 58 | 2000 | 9999 | 2017 | 3.4 | 6151.4438 | 1.1054 | NEI 2019
Doyle Energy Facility | 55244_G_CTG4 | 55244 | G | CTG4 | 4311 | Combustion Turbine | S_SOU | Georgia | Walton | 75 | 2000 | 9999 | 2017 | 6.7 | 7954.4531 | 1.6846 | NEI 2019
Doyle Energy Facility | 55244_G_CTG5 | 55244 | G | CTG5 | 4312 | Combustion Turbine | S_SOU | Georgia | Walton | 75 | 2000 | 9999 | 2019 | 6.9 | 23147.1094 | 0.59619 | NEI 2019
Darby Power, LLC | 55247_G_GT1 | 55247 | G | GT1 | 4313 | Combustion Turbine | PJM_West | Ohio | Pickaway | 72.5 | 2001 | 9999 | 2019 | 12.4451 | 64958.4997 | 0.38317 | NEI 2019
Darby Power, LLC | 55247_G_GT2 | 55247 | G | GT2 | 4314 | Combustion Turbine | PJM_West | Ohio | Pickaway | 72.5 | 2001 | 9999 | 2019 | 10.9093 | 64958.4997 | 0.33588 | NEI 2019
Darby Power, LLC | 55247_G_GT3 | 55247 | G | GT3 | 4315 | Combustion Turbine | PJM_West | Ohio | Pickaway | 72.5 | 2001 | 9999 | 2019 | 15.0809 | 64958.4997 | 0.46433 | NEI 2019
Darby Power, LLC | 55247_G_GT4 | 55247 | G | GT4 | 4316 | Combustion Turbine | PJM_West | Ohio | Pickaway | 72.5 | 2001 | 9999 | 2019 | 14.4193 | 64958.4997 | 0.44396 | NEI 2019
Darby Power, LLC | 55247_G_GT5 | 55247 | G | GT5 | 4317 | Combustion Turbine | PJM_West | Ohio | Pickaway | 72.5 | 2002 | 9999 | 2019 | 2.2064 | 64958.4997 | 0.06793 | NEI 2019
Darby Power, LLC | 55247_G_GT6 | 55247 | G | GT6 | 4318 | Combustion Turbine | PJM_West | Ohio | Pickaway | 72.5 | 2002 | 9999 | 2019 | 1.6606 | 64958.4997 | 0.05113 | NEI 2019
Tait Electric Generating Station | 55248_G_GT4 | 55248 | G | GT4 | 4319 | Combustion Turbine | PJM_West | Ohio | Montgomery | 85 | 2002 | 9999 | 2017 | 59.8 | 65371.0005 | 1.8296 | NEI 2019
Tait Electric Generating Station | 55248_G_GT5 | 55248 | G | GT5 | 4320 | Combustion Turbine | PJM_West | Ohio | Montgomery | 85 | 2002 | 9999 |  |  |  | 0.72922 | Default Emission Factor
Tait Electric Generating Station | 55248_G_GT6 | 55248 | G | GT6 | 4321 | Combustion Turbine | PJM_West | Ohio | Montgomery | 85 | 2002 | 9999 |  |  |  | 0.72922 | Default Emission Factor
Tait Electric Generating Station | 55248_G_GT7 | 55248 | G | GT7 | 4322 | Combustion Turbine | PJM_West | Ohio | Montgomery | 85 | 2002 | 9999 |  |  |  | 0.72922 | Default Emission Factor
University Park South | 55250_G_UPG1 | 55250 | G | UPG1 | 4323 | Combustion Turbine | PJM_COMD | Illinois | Will | 50 | 2001 | 2045 | 2019 | 2.442 | 35246.5 | 0.13857 | NEI 2019
University Park South | 55250_G_UPG2 | 55250 | G | UPG2 | 4327 | Combustion Turbine | PJM_COMD | Illinois | Will | 50 | 2001 | 2045 | 2017 | 2.2897 | 23660.8333 | 0.19354 | NEI 2019
University Park South | 55250_G_UPG3 | 55250 | G | UPG3 | 4328 | Combustion Turbine | PJM_COMD | Illinois | Will | 50 | 2001 | 2045 | 2019 | 2.783 | 35246.5 | 0.15792 | NEI 2019
University Park South | 55250_G_UPG4 | 55250 | G | UPG4 | 4324 | Combustion Turbine | PJM_COMD | Illinois | Will | 50 | 2001 | 2045 | 2019 | 2.9857 | 35246.5 | 0.16942 | NEI 2019
University Park South | 55250_G_UPG5 | 55250 | G | UPG5 | 4325 | Combustion Turbine | PJM_COMD | Illinois | Will | 50 | 2001 | 2045 | 2017 | 2.8637 | 23660.8333 | 0.24206 | NEI 2019
University Park South | 55250_G_UPG6 | 55250 | G | UPG6 | 4326 | Combustion Turbine | PJM_COMD | Illinois | Will | 50 | 2001 | 2045 | 2017 | 2.7805 | 23660.8333 | 0.23503 | NEI 2019
Gleason Generating Facility | 55251_G_CTG1 | 55251 | G | CTG1 | 4335 | Combustion Turbine | S_C_TVA | Tennessee | Weakley | 120 | 2000 | 9999 | 2019 | 6.4 | 153712.3333 | 0.08327 | NEI 2019
Gleason Generating Facility | 55251_G_CTG2 | 55251 | G | CTG2 | 4336 | Combustion Turbine | S_C_TVA | Tennessee | Weakley | 100 | 2000 | 9999 | 2017 | 5.1 | 82603.6111 | 0.12348 | NEI 2019
Gleason Generating Facility | 55251_G_CTG3 | 55251 | G | CTG3 | 4337 | Combustion Turbine | S_C_TVA | Tennessee | Weakley | 140 | 2000 | 9999 | 2019 | 11.1 | 179331.0556 | 0.12379 | NEI 2019
Crete Energy Venture LLC | 55253_G_GT1 | 55253 | G | GT1 | 4339 | Combustion Turbine | PJM_COMD | Illinois | Will | 75 | 2002 | 2045 | 2019 | 1.2342 | 16858 | 0.14643 | NEI 2019
Crete Energy Venture LLC | 55253_G_GT2 | 55253 | G | GT2 | 4340 | Combustion Turbine | PJM_COMD | Illinois | Will | 75 | 2002 | 2045 | 2019 | 3.011 | 16858 | 0.35722 | NEI 2019
Crete Energy Venture LLC | 55253_G_GT3 | 55253 | G | GT3 | 4341 | Combustion Turbine | PJM_COMD | Illinois | Will | 75 | 2002 | 2045 | 2017 | 2.144 | 8904.25 | 0.48156 | NEI 2019
Crete Energy Venture LLC | 55253_G_GT4 | 55253 | G | GT4 | 4342 | Combustion Turbine | PJM_COMD | Illinois | Will | 75 | 2002 | 2045 | 2017 | 1.6709 | 8904.25 | 0.3753 | NEI 2019
Whiting Clean Energy | 55259_G_CT1 | 55259 | G | CT1 | 4357 | Combined Cycle | MIS_INKY | Indiana | Lake | 150 | 2002 | 9999 | 2019 | 43.8 | 1029490 | 0.05101 | NEI 2019
Whiting Clean Energy | 55259_G_CT2 | 55259 | G | CT2 | 4358 | Combined Cycle | MIS_INKY | Indiana | Lake | 150 | 2002 | 9999 | 2019 | 26.9 | 998935 | 0.05101 | NEI 2019
Whiting Clean Energy | 55259_G_ST1 | 55259 | G | ST1 | 4357 | Combined Cycle | MIS_INKY | Indiana | Lake | 213 | 2002 | 9999 |  |  |  | 0.05101 | NEI 2019
Bowling Green Generating Station | 55262_G_CT1 | 55262 | G | CT1 | 4361 | Combustion Turbine | PJM_ATSI | Ohio | Wood | 26 | 2000 | 9999 | 2019 | 1.87 | 1733.1053 | 2.158 | NEI 2019
Bowling Green Generating Station | 55262_G_CT2 | 55262 | G | CT2 | 4361 | Combustion Turbine | PJM_ATSI | Ohio | Wood | 12 | 2000 | 9999 | 2019 | 0.72 | 799.8947 | 1.8002 | NEI 2019
Galion Generating Station | 55263_G_CT1 | 55263 | G | CT1 | 4363 | Combustion Turbine | PJM_ATSI | Ohio | Crawford | 26 | 2000 | 9999 | 2019 | 1.58 | 1352.6842 | 2.3361 | NEI 2019
Galion Generating Station | 55263_G_CT2 | 55263 | G | CT2 | 4363 | Combustion Turbine | PJM_ATSI | Ohio | Crawford | 12 | 2000 | 9999 | 2019 | 0.72 | 624.3158 | 2.3065 | NEI 2019
Napoleon Peaking Station | 55264_G_CT1 | 55264 | G | CT1 | 4365 | Combustion Turbine | PJM_ATSI | Ohio | Henry | 26 | 2000 | 9999 | 2019 | 1.53 | 1503.2105 | 2.0356 | NEI 2019
Napoleon Peaking Station | 55264_G_CT2 | 55264 | G | CT2 | 4365 | Combustion Turbine | PJM_ATSI | Ohio | Henry | 12 | 2000 | 9999 | 2019 | 0.73 | 693.7895 | 2.1044 | NEI 2019
Edward L. Addison Generating Plant | 55267_G_712 | 55267 | G | 712 | 4369 | Combustion Turbine | S_SOU | Georgia | Upson | 148.5 | 2000 | 9999 | 2017 | 0.7736 | 72821.2174 | 0.02125 | NEI 2019
Edward L. Addison Generating Plant | 55267_G_713 | 55267 | G | 713 | 4370 | Combustion Turbine | S_SOU | Georgia | Upson | 149 | 2000 | 9999 | 2019 | 1.0089 | 93103.4704 | 0.02167 | NEI 2019
Edward L. Addison Generating Plant | 55267_G_714 | 55267 | G | 714 | 4371 | Combustion Turbine | S_SOU | Georgia | Upson | 148.5 | 2000 | 9999 | 2017 | 0.4629 | 72821.2174 | 0.01271 | NEI 2019
Edward L. Addison Generating Plant | 55267_G_715 | 55267 | G | 715 | 4372 | Combustion Turbine | S_SOU | Georgia | Upson | 145.7 | 2000 | 9999 | 2017 | 0.7946 | 71448.1574 | 0.02224 | NEI 2019
TVA Southaven Combined Cycle | 55269_G_CTG1 | 55269 | G | CTG1 | 4373 | Combined Cycle | S_C_TVA | Mississippi | Desoto | 157 | 2003 | 9999 | 2019 | 248.1258 | 537581 | 0.59836 | NEI 2019
TVA Southaven Combined Cycle | 55269_G_CTG2 | 55269 | G | CTG2 | 4374 | Combined Cycle | S_C_TVA | Mississippi | Desoto | 157 | 2003 | 9999 | 2019 | 337.1579 | 717065 | 0.5587 | NEI 2019
TVA Southaven Combined Cycle | 55269_G_CTG3 | 55269 | G | CTG3 | 4375 | Combined Cycle | S_C_TVA | Mississippi | Desoto | 157 | 2003 | 9999 | 2017 | 401.0158 | 664884 | 0.75041 | NEI 2019
TVA Southaven Combined Cycle | 55269_G_STG1 | 55269 | G | STG1 | 4373 | Combined Cycle | S_C_TVA | Mississippi | Desoto | 103 | 2003 | 9999 |  |  |  | 0.59836 | NEI 2019
TVA Southaven Combined Cycle | 55269_G_STG2 | 55269 | G | STG2 | 4374 | Combined Cycle | S_C_TVA | Mississippi | Desoto | 103 | 2003 | 9999 | 2017 | 0.08 | 490153 | 0.5587 | NEI 2019
TVA Southaven Combined Cycle | 55269_G_STG3 | 55269 | G | STG3 | 4375 | Combined Cycle | S_C_TVA | Mississippi | Desoto | 103 | 2003 | 9999 |  |  |  | 0.75041 | NEI 2019
Jackson Generating Station | 55270_G_7EA | 55270 | G | 7EA | 4376 | Combined Cycle | MIS_LMI | Michigan | Jackson | 73.2 | 2002 | 9999 | 2019 | 40.05 | 426800 | 0.61748 | NEI 2019
Jackson Generating Station | 55270_G_LM1 | 55270 | G | LM1 | 4377 | Combined Cycle | MIS_LMI | Michigan | Jackson | 46.7 | 2002 | 9999 |  |  |  | 0.14766 | Default Emission Factor
Jackson Generating Station | 55270_G_LM2 | 55270 | G | LM2 | 4378 | Combined Cycle | MIS_LMI | Michigan | Jackson | 45.4 | 2002 | 9999 |  |  |  | 0.14766 | Default Emission Factor
Jackson Generating Station | 55270_G_LM3 | 55270 | G | LM3 | 4379 | Combined Cycle | MIS_LMI | Michigan | Jackson | 44.7 | 2002 | 9999 |  |  |  | 0.14766 | Default Emission Factor
Jackson Generating Station | 55270_G_LM4 | 55270 | G | LM4 | 4380 | Combined Cycle | MIS_LMI | Michigan | Jackson | 44.8 | 2002 | 9999 |  |  |  | 0.14766 | Default Emission Factor
Jackson Generating Station | 55270_G_LM5 | 55270 | G | LM5 | 4381 | Combined Cycle | MIS_LMI | Michigan | Jackson | 43.3 | 2002 | 9999 |  |  |  | 0.61748 | NEI 2019
Jackson Generating Station | 55270_G_LM6 | 55270 | G | LM6 | 4382 | Combined Cycle | MIS_LMI | Michigan | Jackson | 45 | 2002 | 9999 | 2019 | 297.35 | 1749823 | 0.61748 | NEI 2019
Jackson Generating Station | 55270_G_ST1 | 55270 | G | ST1 | 4376 | Combined Cycle | MIS_LMI | Michigan | Jackson | 101.6 | 2002 | 9999 |  |  |  | 0.14766 | Default Emission Factor
Jackson Generating Station | 55270_G_ST2 | 55270 | G | ST2 | 4380 | Combined Cycle | MIS_LMI | Michigan | Jackson | 98.3 | 2002 | 9999 |  |  |  | 0.61748 | NEI 2019
Tenaska Lindsay Hill Generating Station | 55271_G_GTG1 | 55271 | G | GTG1 | 4383 | Combined Cycle | S_SOU | Alabama | Autauga | 152 | 2002 | 9999 | 2019 | 34.8 | 1100405 | 0.11381 | NEI 2019
Tenaska Lindsay Hill Generating Station | 55271_G_GTG2 | 55271 | G | GTG2 | 4384 | Combined Cycle | S_SOU | Alabama | Autauga | 152 | 2002 | 9999 | 2019 | 29.2 | 307528 | 0.11381 | NEI 2019
Tenaska Lindsay Hill Generating Station | 55271_G_GTG3 | 55271 | G | GTG3 | 4385 | Combined Cycle | S_SOU | Alabama | Autauga | 152 | 2002 | 9999 | 2019 | 34.1 | 316052 | 0.11381 | NEI 2019
Tenaska Lindsay Hill Generating Station | 55271_G_STG1 | 55271 | G | STG1 | 4383 | Combined Cycle | S_SOU | Alabama | Autauga | 392 | 2002 | 9999 |  |  |  | 0.11381 | NEI 2019
Ceredo Generating Station | 55276_G_01 | 55276 | G | 01 | 4397 | Combustion Turbine | PJM_West | West Virginia | Wayne | 75 | 2001 | 9999 | 2019 | 12.557 | 60605.8333 | 0.41438 | NEI 2019
Ceredo Generating Station | 55276_G_02 | 55276 | G | 02 | 4398 | Combustion Turbine | PJM_West | West Virginia | Wayne | 75 | 2001 | 9999 | 2019 | 11.927 | 60605.8333 | 0.39359 | NEI 2019
Ceredo Generating Station | 55276_G_03 | 55276 | G | 03 | 4399 | Combustion Turbine | PJM_West | West Virginia | Wayne | 75 | 2001 | 9999 | 2019 | 11.634 | 60605.8333 | 0.38392 | NEI 2019
Ceredo Generating Station | 55276_G_04 | 55276 | G | 04 | 4400 | Combustion Turbine | PJM_West | West Virginia | Wayne | 75 | 2001 | 9999 | 2019 | 12.041 | 60605.8333 | 0.39735 | NEI 2019
Ceredo Generating Station | 55276_G_05 | 55276 | G | 05 | 4401 | Combustion Turbine | PJM_West | West Virginia | Wayne | 75 | 2001 | 9999 | 2019 | 10.985 | 60605.8333 | 0.36251 | NEI 2019
Ceredo Generating Station | 55276_G_06 | 55276 | G | 06 | 4402 | Combustion Turbine | PJM_West | West Virginia | Wayne | 75 | 2001 | 9999 | 2019 | 10.749 | 60605.8333 | 0.35472 | NEI 2019
Beaver Creek Gas Plant | 55278_G_1 | 55278 | G | 1 |  | Combustion Turbine | WECC_WY | Wyoming | Fremont | 1.8 | 1983 | 9999 |  |  |  | 0.72922 | Default Emission Factor
Beaver Creek Gas Plant | 55278_G_2 | 55278 | G | 2 |  | Combustion Turbine | WECC_WY | Wyoming | Fremont | 1.8 | 1992 | 9999 |  |  |  | 0.72922 | Default Emission Factor
Beaver Creek Gas Plant | 55278_G_STG-1 | 55278 | G | STG-1 |  | Non-Fossil Waste | WECC_WY | Wyoming | Fremont | 0.9 | 2018 | 9999 |  |  |  | 6.5998 | Default Emission Factor
Aurora | 55279_G_CTG1 | 55279 | G | CTG1 | 4407 | Combustion Turbine | PJM_COMD | Illinois | DuPage | 168.2 | 2002 | 2045 | 2017 | 4.0807 | 67355.6548 | 0.12117 | NEI 2019
Aurora | 55279_G_CTG10 | 55279 | G | CTG10 | 4408 | Combustion Turbine | PJM_COMD | Illinois | DuPage | 49 | 2001 | 2045 | 2019 | 14.9176 | 33354.0847 | 0.8945 | NEI 2019
Aurora | 55279_G_CTG2 | 55279 | G | CTG2 | 4409 | Combustion Turbine | PJM_COMD | Illinois | DuPage | 166 | 2001 | 2045 | 2019 | 3.9744 | 112995.4707 | 0.07035 | NEI 2019
Aurora | 55279_G_CTG3 | 55279 | G | CTG3 | 4410 | Combustion Turbine | PJM_COMD | Illinois | DuPage | 163.9 | 2001 | 2045 | 2019 | 3.101 | 111566.0099 | 0.05559 | NEI 2019
Aurora | 55279_G_CTG4 | 55279 | G | CTG4 | 4411 | Combustion Turbine | PJM_COMD | Illinois | DuPage | 163.9 | 2001 | 2045 | 2017 | 2.8623 | 65633.7207 | 0.08722 | NEI 2019
Aurora | 55279_G_CTG5 | 55279 | G | CTG5 | 4412 | Combustion Turbine | PJM_COMD | Illinois | DuPage | 49 | 2001 | 2045 | 2017 | 15.1782 | 19622.0397 | 1.5471 | NEI 2019
Aurora | 55279_G_CTG6 | 55279 | G | CTG6 | 4413 | Combustion Turbine | PJM_COMD | Illinois | DuPage | 49 | 2001 | 2045 | 2017 | 13.9002 | 19622.0397 | 1.4168 | NEI 2019
Aurora | 55279_G_CTG7 | 55279 | G | CTG7 | 4414 | Combustion Turbine | PJM_COMD | Illinois | DuPage | 49 | 2001 | 2045 | 2017 | 19.2549 | 19622.0397 | 1.9626 | NEI 2019
Aurora | 55279_G_CTG8 | 55279 | G | CTG8 | 4415 | Combustion Turbine | PJM_COMD | Illinois | DuPage | 49 | 2001 | 2045 | 2019 | 9.842 | 33354.0847 | 0.59015 | NEI 2019
Aurora | 55279_G_CTG9 | 55279 | G | CTG9 | 4416 | Combustion Turbine | PJM_COMD | Illinois | DuPage | 49 | 2001 | 2045 | 2019 | 20.113 | 33354.0847 | 1.206 | NEI 2019
Southeast Chicago Energy Project | 55281_G_GT05 | 55281 | G | GT05 | 8494 | Combustion Turbine | PJM_COMD | Illinois | Cook | 37 | 2002 | 2045 | 2019 | 0.76398 | 5267.125 | 0.29009 | NEI 2019
Southeast Chicago Energy Project | 55281_G_GT06 | 55281 | G | GT06 | 8496 | Combustion Turbine | PJM_COMD | Illinois | Cook | 37 | 2002 | 2045 | 2019 | 0.32682 | 5267.125 | 0.1241 | NEI 2019
Southeast Chicago Energy Project | 55281_G_GT07 | 55281 | G | GT07 | 8498 | Combustion Turbine | PJM_COMD | Illinois | Cook | 37 | 2002 | 2045 | 2017 | 0.71052 | 6037.75 | 0.23536 | NEI 2019
Southeast Chicago Energy Project | 55281_G_GT08 | 55281 | G | GT08 | 8500 | Combustion Turbine | PJM_COMD | Illinois | Cook | 37 | 2002 | 2045 | 2017 | 0.22173 | 6037.75 | 0.07345 | NEI 2019
Southeast Chicago Energy Project | 55281_G_GT09 | 55281 | G | GT09 | 8502 | Combustion Turbine | PJM_COMD | Illinois | Cook | 37 | 2002 | 2045 | 2017 | 0.84072 | 6037.75 | 0.27849 | NEI 2019
Southeast Chicago Energy Project | 55281_G_GT10 | 55281 | G | GT10 | 8488 | Combustion Turbine | PJM_COMD | Illinois | Cook | 37 | 2002 | 2045 | 2017 | 0.84298 | 6037.75 | 0.27924 | NEI 2019
Southeast Chicago Energy Project | 55281_G_GT11 | 55281 | G | GT11 | 8490 | Combustion Turbine | PJM_COMD | Illinois | Cook | 37 | 2002 | 2045 | 2019 | 0.81158 | 5267.125 | 0.30817 | NEI 2019
Southeast Chicago Energy Project | 55281_G_GT12 | 55281 | G | GT12 | 8492 | Combustion Turbine | PJM_COMD | Illinois | Cook | 37 | 2002 | 2045 | 2019 | 0.84862 | 5267.125 | 0.32224 | NEI 2019
Arlington Valley Energy Facility | 55282_G_CTG1 | 55282 | G | CTG1 | 4420 | Combined Cycle | WECC_AZ | Arizona | Maricopa | 162 | 2002 | 9999 | 2019 | 9.3287 | 2029210 | 0.01178 | NEI 2019
Arlington Valley Energy Facility | 55282_G_CTG2 | 55282 | G | CTG2 | 4421 | Combined Cycle | WECC_AZ | Arizona | Maricopa | 163 | 2002 | 9999 | 2017 | 4.4403 | 628260 | 0.01178 | NEI 2019
Arlington Valley Energy Facility | 55282_G_STG1 | 55282 | G | STG1 | 4420 | Combined Cycle | WECC_AZ | Arizona | Maricopa | 255 | 2002 | 9999 |  |  |  | 0.01178 | NEI 2019
Front Range Power Plant | 55283_G_1 | 55283 | G | 1 | 4422 | Combined Cycle | WECC_CO | Colorado | El Paso | 135 | 2003 | 9999 | 2019 | 465.8154 | 1854594 | 0.64792 | NEI 2019
Front Range Power Plant | 55283_G_2 | 55283 | G | 2 | 4423 | Combined Cycle | WECC_CO | Colorado | El Paso | 135 | 2003 | 9999 | 2019 | 393.9085 | 799222 | 0.64792 | NEI 2019
Front Range Power Plant | 55283_G_3 | 55283 | G | 3 | 4422 | Combined Cycle | WECC_CO | Colorado | El Paso | 190 | 2003 | 9999 |  |  |  | 0.64792 | NEI 2019
Big Sandy Peaker Plant | 55284_G_BSG1 | 55284 | G | BSG1 | 4424 | Combustion Turbine | PJM_West | West Virginia | Wayne | 50 | 2001 | 9999 | 2019 | 1.544 | 40958 | 0.07539 | NEI 2019
Big Sandy Peaker Plant | 55284_G_BSG2 | 55284 | G | BSG2 | 4425 | Combustion Turbine | PJM_West | West Virginia | Wayne | 50 | 2001 | 9999 | 2019 | 0.689 | 40958 | 0.03364 | NEI 2019
Big Sandy Peaker Plant | 55284_G_BSG3 | 55284 | G | BSG3 | 4426 | Combustion Turbine | PJM_West | West Virginia | Wayne | 50 | 2001 | 9999 | 2019 | 1.078 | 40958 | 0.05264 | NEI 2019
Big Sandy Peaker Plant | 55284_G_BSG4 | 55284 | G | BSG4 | 4427 | Combustion Turbine | PJM_West | West Virginia | Wayne | 50 | 2001 | 9999 | 2019 | 0.613 | 40958 | 0.02993 | NEI 2019
Big Sandy Peaker Plant | 55284_G_BSG5 | 55284 | G | BSG5 | 4428 | Combustion Turbine | PJM_West | West Virginia | Wayne | 50 | 2001 | 9999 | 2019 | 2.967 | 40958 | 0.14488 | NEI 2019
Big Sandy Peaker Plant | 55284_G_BSG6 | 55284 | G | BSG6 | 4429 | Combustion Turbine | PJM_West | West Virginia | Wayne | 50 | 2001 | 9999 | 2019 | 2.267 | 40958 | 0.1107 | NEI 2019
Wolf Hills Energy | 55285_G_WHG1 | 55285 | G | WHG1 | 4436 | Combustion Turbine | PJM_West | Virginia | Washington | 50 | 2001 | 9999 | 2019 | 0.83 | 23058.8 | 0.07199 | NEI 2019
Wolf Hills Energy | 55285_G_WHG2 | 55285 | G | WHG2 | 4437 | Combustion Turbine | PJM_West | Virginia | Washington | 50 | 2001 | 9999 | 2019 | 1.15 | 23058.8 | 0.09975 | NEI 2019
Wolf Hills Energy | 55285_G_WHG3 | 55285 | G | WHG3 | 4438 | Combustion Turbine | PJM_West | Virginia | Washington | 50 | 2001 | 9999 | 2019 | 1.02 | 23058.8 | 0.08847 | NEI 2019
Wolf Hills Energy | 55285_G_WHG4 | 55285 | G | WHG4 | 4439 | Combustion Turbine | PJM_West | Virginia | Washington | 50 | 2001 | 9999 | 2019 | 0.83 | 23058.8 | 0.07199 | NEI 2019
Wolf Hills Energy | 55285_G_WHG5 | 55285 | G | WHG5 | 4440 | Combustion Turbine | PJM_West | Virginia | Washington | 50 | 2001 | 9999 | 2019 | 1.46 | 23058.8 | 0.12663 | NEI 2019
Oleander Power Project LP | 55286_G_OG1 | 55286 | G | OG1 | 4446 | Combustion Turbine | FRCC | Florida | Brevard | 155 | 2002 | 9999 | 2019 | 3.3763 | 37726.7607 | 0.17899 | NEI 2019
Oleander Power Project LP | 55286_G_OG2 | 55286 | G | OG2 | 4447 | Combustion Turbine | FRCC | Florida | Brevard | 155 | 2002 | 9999 | 2019 | 1.2628 | 37726.7607 | 0.06695 | NEI 2019
Oleander Power Project LP | 55286_G_OG3 | 55286 | G | OG3 | 4448 | Combustion Turbine | FRCC | Florida | Brevard | 155 | 2002 | 9999 | 2019 | 0.66088 | 37726.7607 | 0.03504 | NEI 2019
Oleander Power Project LP | 55286_G_OG4 | 55286 | G | OG4 | 4449 | Combustion Turbine | FRCC | Florida | Brevard | 156 | 2002 | 9999 | 2019 | 0.42922 | 37970.1592 | 0.02261 | NEI 2019
Oleander Power Project LP | 55286_G_OG5 | 55286 | G | OG5 | 4450 | Combustion Turbine | FRCC | Florida | Brevard | 157 | 2007 | 9999 | 2019 | 1.7301 | 38213.5576 | 0.09055 | NEI 2019
Decatur Energy Center | 55292_G_CTG1 | 55292 | G | CTG1 | 4459 | Combined Cycle | S_C_TVA | Alabama | Morgan | 155 | 2002 | 9999 | 2019 | 4.01 | 1203686 | 0.00887 | NEI 2019
Decatur Energy Center | 55292_G_CTG2 | 55292 | G | CTG2 | 4460 | Combined Cycle | S_C_TVA | Alabama | Morgan | 155 | 2002 | 9999 | 2019 | 2.7 | 469769 | 0.00887 | NEI 2019
Decatur Energy Center | 55292_G_CTG3 | 55292 | G | CTG3 | 4461 | Combined Cycle | S_C_TVA | Alabama | Morgan | 155 | 2003 | 9999 | 2019 | 2.8 | 471352 | 0.00887 | NEI 2019
Decatur Energy Center | 55292_G_STG1 | 55292 | G | STG1 | 4459 | Combined Cycle | S_C_TVA | Alabama | Morgan | 260 | 2002 | 9999 |  |  |  | 0.00887 | NEI 2019
Morgan Energy Center | 55293_G_CTG1 | 55293 | G | CTG1 | 4462 | Combined Cycle | S_C_TVA | Alabama | Morgan | 161 | 2004 | 9999 | 2019 | 7.7 | 832821 | 0.00974 | NEI 2019
Morgan Energy Center | 55293_G_CTG2 | 55293 | G | CTG2 | 4463 | Combined Cycle | S_C_TVA | Alabama | Morgan | 161 | 2003 | 9999 | 2019 | 3.9 | 644993 | 0.00974 | NEI 2019
Morgan Energy Center | 55293_G_CTG3 | 55293 | G | CTG3 | 4464 | Combined Cycle | S_C_TVA | Alabama | Morgan | 161 | 2003 | 9999 | 2019 | 3.6 | 600177 | 0.00974 | NEI 2019
Morgan Energy Center | 55293_G_STG1 | 55293 | G | STG1 | 4462 | Combined Cycle | S_C_TVA | Alabama | Morgan | 266 | 2003 | 9999 |  |  |  | 0.00974 | NEI 2019
Westbrook Energy Center Power Plant | 55294_G_GTG1 | 55294 | G | GTG1 | 4465 | Combined Cycle | NENG_ME | Maine | Cumberland | 174.8 | 2001 | 9999 | 2019 | 69.2 | 311180 | 0.33979 | NEI 2019
Westbrook Energy Center Power Plant | 55294_G_GTG2 | 55294 | G | GTG2 | 4466 | Combined Cycle | NENG_ME | Maine | Cumberland | 173.9 | 2001 | 9999 | 2019 | 93.4 | 645875 | 0.33979 | NEI 2019
Westbrook Energy Center Power Plant | 55294_G_STG3 | 55294 | G | STG3 | 4465 | Combined Cycle | NENG_ME | Maine | Cumberland | 191.6 | 2001 | 9999 |  |  |  | 0.33979 | NEI 2019
Blythe Energy Inc | 55295_G_CT1 | 55295 | G | CT1 | 4467 | Combined Cycle | WECC_SCE | California | Riverside | 156.5 | 2003 | 9999 | 2017 | 11.0685 | 534486 | 0.02673 | NEI 2019
Blythe Energy Inc | 55295_G_CT2 | 55295 | G | CT2 | 4468 | Combined Cycle | WECC_SCE | California | Riverside | 156.5 | 2003 | 9999 | 2017 | 12.174 | 581125 | 0.02673 | NEI 2019
Blythe Energy Inc | 55295_G_ST1 | 55295 | G | ST1 | 4467 | Combined Cycle | WECC_SCE | California | Riverside | 201 | 2003 | 9999 |  |  |  | 0.02673 | NEI 2019
Calumet Energy Team LLC | 55296_G_CT11 | 55296 | G | CT11 | 4469 | Combustion Turbine | PJM_COMD | Illinois | Cook | 157.2 | 2002 | 2045 | 2019 | 0.132 | 7046.2183 | 0.03747 | NEI 2019
Calumet Energy Team LLC | 55296_G_CT12 | 55296 | G | CT12 | 4470 | Combustion Turbine | PJM_COMD | Illinois | Cook | 162.5 | 2002 | 2045 | 2017 | 0.11985 | 12477.4789 | 0.01921 | NEI 2019
New Covert Generating Facility | 55297_G_1 | 55297 | G | 1 | 4471 | Combined Cycle | MIS_LMI | Michigan | Van Buren | 220.5 | 2004 | 9999 | 2019 | 50.85 | 2465001 | 0.04126 | NEI 2019
New Covert Generating Facility | 55297_G_1A | 55297 | G | 1A | 4471 | Combined Cycle | MIS_LMI | Michigan | Van Buren | 134 | 2004 | 9999 |  |  |  | 0.04126 | NEI 2019
New Covert Generating Facility | 55297_G_2 | 55297 | G | 2 | 4472 | Combined Cycle | MIS_LMI | Michigan | Van Buren | 218.2 | 2004 | 9999 | 2019 | 9.33 | 2719704 | 0.00686 | NEI 2019
New Covert Generating Facility | 55297_G_2A | 55297 | G | 2A | 4472 | Combined Cycle | MIS_LMI | Michigan | Van Buren | 134 | 2004 | 9999 |  |  |  | 0.00686 | NEI 2019
New Covert Generating Facility | 55297_G_3 | 55297 | G | 3 | 4473 | Combined Cycle | MIS_LMI | Michigan | Van Buren | 214.8 | 2004 | 9999 | 2019 | 28.22 | 2221065 | 0.02541 | NEI 2019
New Covert Generating Facility | 55297_G_3A | 55297 | G | 3A | 4473 | Combined Cycle | MIS_LMI | Michigan | Van Buren | 134 | 2004 | 9999 |  |  |  | 0.02541 | NEI 2019
Fairless Energy Center | 55298_G_CT1A | 55298 | G | CT1A | 4475 | Combined Cycle | PJM_EMAC | Pennsylvania | Bucks | 183 | 2004 | 9999 | 2019 | 7.0332 | 1245876 | 0.0086 | NEI 2019
Fairless Energy Center | 55298_G_CT1B | 55298 | G | CT1B | 4476 | Combined Cycle | PJM_EMAC | Pennsylvania | Bucks | 191 | 2004 | 9999 | 2019 | 7.96 | 1031522 | 0.0086 | NEI 2019
Fairless Energy Center | 55298_G_CT2A | 55298 | G | CT2A | 88254 | Combined Cycle | PJM_EMAC | Pennsylvania | Bucks | 198 | 2004 | 9999 | 2019 | 12.34 | 1115902 | 0.014 | NEI 2019
Fairless Energy Center | 55298_G_CT2B | 55298 | G | CT2B | 88255 | Combined Cycle | PJM_EMAC | Pennsylvania | Bucks | 198 | 2004 | 9999 | 2019 | 12.392 | 1150549 | 0.014 | NEI 2019
Fairless Energy Center | 55298_G_ST1 | 55298 | G | ST1 | 4475 | Combined Cycle | PJM_EMAC | Pennsylvania | Bucks | 258 | 2004 | 9999 |  |  |  | 0.0086 | NEI 2019
Fairless Energy Center | 55298_G_ST2 | 55298 | G | ST2 | 88254 | Combined Cycle | PJM_EMAC | Pennsylvania | Bucks | 258 | 2004 | 9999 |  |  |  | 0.014 | NEI 2019
Channel Energy Center LLC | 55299_G_CTG1 | 55299 | G | CTG1 | 4477 | Combined Cycle | ERC_REST | Texas | Harris | 185 | 2001 | 9999 | 2019 | 18.04 | 1293318 | 0.05791 | NEI 2019
Channel Energy Center LLC | 55299_G_CTG2 | 55299 | G | CTG2 | 4478 | Combined Cycle | ERC_REST | Texas | Harris | 185 | 2002 | 9999 | 2019 | 21.47 | 1008701 | 0.05791 | NEI 2019
Channel Energy Center LLC | 55299_G_CTG3 | 55299 | G | CTG3 | 4479 | Combined Cycle | ERC_REST | Texas | Harris | 183 | 2014 | 9999 | 2019 | 74.5 | 1039699 | 0.05791 | NEI 2019
Channel Energy Center LLC | 55299_G_ST-1 | 55299 | G | ST-1 | 4477 | Combined Cycle | ERC_REST | Texas | Harris | 215 | 2002 | 9999 |  |  |  | 0.14766 | Default Emission Factor
Baconton Power Plant | 55304_G_CT1 | 55304 | G | CT1 | 4484 | Combustion Turbine | S_SOU | Georgia | Mitchell | 49 | 2000 | 9999 |  |  |  | 0.72922 | Default Emission Factor
Baconton Power Plant | 55304_G_CT4 | 55304 | G | CT4 | 4485 | Combustion Turbine | S_SOU | Georgia | Mitchell | 49 | 2000 | 9999 |  |  |  | 0.72922 | Default Emission Factor
Baconton Power Plant | 55304_G_CT5 | 55304 | G | CT5 | 4486 | Combustion Turbine | S_SOU | Georgia | Mitchell | 49 | 2000 | 9999 |  |  |  | 0.72922 | Default Emission Factor
Baconton Power Plant | 55304_G_CT6 | 55304 | G | CT6 | 4487 | Combustion Turbine | S_SOU | Georgia | Mitchell | 49 | 2000 | 9999 |  |  |  | 0.72922 | Default Emission Factor
Gila River Power Block 4 | 55306_G_CTG7 | 55306 | G | CTG7 | 8520 | Combined Cycle | WECC_AZ | Arizona | Maricopa | 146 | 2003 | 9999 | 2019 | 11.7869 | 695327 | 0.03669 | NEI 2019
Gila River Power Block 4 | 55306_G_CTG8 | 55306 | G | CTG8 | 8522 | Combined Cycle | WECC_AZ | Arizona | Maricopa | 146 | 2003 | 9999 | 2019 | 7.8789 | 376661 | 0.03669 | NEI 2019
Gila River Power Block 4 | 55306_G_ST12 | 55306 | G | ST12 | 8520 | Combined Cycle | WECC_AZ | Arizona | Maricopa | 223 | 2003 | 9999 |  |  |  | 0.03669 | NEI 2019
Calvert City | 55308_G_GEN1 | 55308 | G | GEN1 | 88083 | Combustion Turbine | S_C_TVA | Kentucky | Marshall | 23 | 2000 | 9999 | 2019 | 96.9296 | 212522.8 | 0.91218 | NEI 2019
Air Products Port Arthur | 55309_G_GEN 5 | 55309 | G | GEN 5 |  | Combustion Turbine | MIS_WOTA | Texas | Jefferson | 32.8 | 2012 | 9999 | 2019 | 7.0737 | 219583.4393 | 0.06443 | NEI 2019
Air Products Port Arthur | 55309_G_GEN1 | 55309 | G | GEN1 |  | Combustion Turbine | MIS_WOTA | Texas | Jefferson | 33.2 | 2000 | 9999 |  |  |  | 0.72922 | Default Emission Factor
Air Products Port Arthur | 55309_G_GEN4 | 55309 | G | GEN4 |  | Combustion Turbine | MIS_WOTA | Texas | Jefferson | 72.4 | 2006 | 9999 | 2019 | 8.0459 | 484690.2746 | 0.0332 | NEI 2019
Ingleside Cogeneration | 55313_G_CTG1 | 55313 | G | CTG1 |  | Combined Cycle | ERC_REST | Texas | San Patricio | 155 | 1999 | 9999 | 2019 | 11.57 | 1886076 | 0.01673 | NEI 2019
Ingleside Cogeneration | 55313_G_CTG2 | 55313 | G | CTG2 |  | Combined Cycle | ERC_REST | Texas | San Patricio | 155 | 1999 | 9999 | 2019 | 7.36 | 1109900 | 0.01673 | NEI 2019
Ingleside Cogeneration | 55313_G_STG | 55313 | G | STG |  | Fossil Waste | ERC_REST | Texas | San Patricio | 150 | 1999 | 9999 |  |  |  | 2.1082 | Default Emission Factor
Fore River Generating Station | 55317_G_GT11 | 55317 | G | GT11 | 4488 | Combined Cycle | NENGREST | Massachusetts | Norfolk | 228.8 | 2003 | 9999 | 2019 | 9.05 | 3064132 | 0.01175 | NEI 2019
Fore River Generating Station | 55317_G_GT12 | 55317 | G | GT12 | 4489 | Combined Cycle | NENGREST | Massachusetts | Norfolk | 228.1 | 2003 | 9999 | 2019 | 16.8255 | 1339052 | 0.01175 | NEI 2019
Fore River Generating Station | 55317_G_ST15 | 55317 | G | ST15 | 4488 | Combined Cycle | NENGREST | Massachusetts | Norfolk | 269.1 | 2003 | 9999 |  |  |  | 0.01175 | NEI 2019
Wise County Power LLC | 55320_G_GT1 | 55320 | G | GT1 | 8524 | Combined Cycle | ERC_REST | Texas | Wise | 225 | 2004 | 9999 | 2019 | 44.84 | 1976173 | 0.06416 | NEI 2019
Wise County Power LLC | 55320_G_GT2 | 55320 | G | GT2 | 8526 | Combined Cycle | ERC_REST | Texas | Wise | 225 | 2004 | 9999 | 2019 | 46.3038 | 864961 | 0.06416 | NEI 2019
Wise County Power LLC | 55320_G_ST1 | 55320 | G | ST1 | 8524 | Combined Cycle | ERC_REST | Texas | Wise | 230 | 2004 | 9999 |  |  |  | 0.06416 | NEI 2019
Chuck Lenzie Generating Station | 55322_G_CTG1 | 55322 | G | CTG1 | 9006 | Combined Cycle | WECC_SNV | Nevada | Clark | 165 | 2006 | 9999 | 2019 | 2.95 | 1119202 | 0.00371 | NEI 2019
Chuck Lenzie Generating Station | 55322_G_CTG2 | 55322 | G | CTG2 | 9007 | Combined Cycle | WECC_SNV | Nevada | Clark | 165 | 2006 | 9999 | 2019 | 3.65 | 1140947 | 0.00371 | NEI 2019
Chuck Lenzie Generating Station | 55322_G_CTG3 | 55322 | G | CTG3 | 9008 | Combined Cycle | WECC_SNV | Nevada | Clark | 165 | 2006 | 9999 | 2019 | 2.64 | 963286 | 0.00331 | NEI 2019
Chuck Lenzie Generating Station | 55322_G_CTG4 | 55322 | G | CTG4 | 9009 | Combined Cycle | WECC_SNV | Nevada | Clark | 165 | 2006 | 9999 | 2019 | 2.36 | 952163 | 0.00331 | NEI 2019
Chuck Lenzie Generating Station | 55322_G_ST1 | 55322 | G | ST1 | 9006 | Combined Cycle | WECC_SNV | Nevada | Clark | 255 | 2006 | 9999 |  |  |  | 0.00371 | NEI 2019
Chuck Lenzie Generating Station | 55322_G_ST2 | 55322 | G | ST2 | 9008 | Combined Cycle | WECC_SNV | Nevada | Clark | 255 | 2006 | 9999 |  |  |  | 0.00331 | NEI 2019
Baytown Energy Center | 55327_G_CTG1 | 55327 | G | CTG1 | 4097 | Combined Cycle | ERC_REST | Texas | Chambers | 165 | 2002 | 9999 | 2019 | 175.6437 | 1040515 | 0.18743 | NEI 2019
Baytown Energy Center | 55327_G_CTG2 | 55327 | G | CTG2 | 4098 | Combined Cycle | ERC_REST | Texas | Chambers | 165 | 2002 | 9999 | 2019 | 149.9433 | 1103577 | 0.18743 | NEI 2019
Baytown Energy Center | 55327_G_CTG3 | 55327 | G | CTG3 | 4099 | Combined Cycle | ERC_REST | Texas | Chambers | 165 | 2002 | 9999 | 2019 | 116.9274 | 1188183 | 0.18743 | NEI 2019
Baytown Energy Center | 55327_G_STG1 | 55327 | G | STG1 | 4097 | Combined Cycle | ERC_REST | Texas | Chambers | 275 | 2002 | 9999 |  |  |  | 0.18743 | NEI 2019
Hermiston Power Partnership | 55328_G_CTG1 | 55328 | G | CTG1 | 4493 | Combined Cycle | WECC_PNW | Oregon | Umatilla | 184 | 2002 | 9999 | 2019 | 155 | 1287019 | 0.12144 | NEI 2019
Hermiston Power Partnership | 55328_G_CTG2 | 55328 | G | CTG2 | 4494 | Combined Cycle | WECC_PNW | Oregon | Umatilla | 184 | 2002 | 9999 | 2019 | 106 | 1290653 | 0.12144 | NEI 2019
Hermiston Power Partnership | 55328_G_STG1 | 55328 | G | STG1 | 4493 | Combined Cycle | WECC_PNW | Oregon | Umatilla | 247 | 2002 | 9999 |  |  |  | 0.12144 | NEI 2019
Washington County Power LLC | 55332_G_1 | 55332 | G | 1 | 4503 | Combustion Turbine | S_SOU | Georgia | Washington | 151 | 2003 | 9999 | 2019 | 0.66 | 54869.7937 | 0.02406 | NEI 2019
Washington County Power LLC | 55332_G_2 | 55332 | G | 2 | 4504 | Combustion Turbine | S_SOU | Georgia | Washington | 157.9 | 2003 | 9999 | 2017 | 5.15 | 30450.9701 | 0.33825 | NEI 2019
Washington County Power LLC | 55332_G_3 | 55332 | G | 3 | 4505 | Combustion Turbine | S_SOU | Georgia | Washington | 150 | 2003 | 9999 | 2019 | 4.22 | 54506.4175 | 0.15484 | NEI 2019
Washington County Power LLC | 55332_G_4 | 55332 | G | 4 | 4506 | Combustion Turbine | S_SOU | Georgia | Washington | 156.6 | 2003 | 9999 | 2019 | 0.67 | 56904.6999 | 0.02355 | NEI 2019
Delta Energy Center | 55333_G_CTG1 | 55333 | G | CTG1 | 3739 | Combined Cycle | WEC_CALN | California | Contra Costa | 176 | 2002 | 9999 | 2017 | 38.0233 | 102810 | 0.56831 | NEI 2019
Delta Energy Center | 55333_G_CTG2 | 55333 | G | CTG2 | 3740 | Combined Cycle | WEC_CALN | California | Contra Costa | 165 | 2002 | 9999 | 2019 | 43.9877 | 722222 | 0.56831 | NEI 2019
Delta Energy Center | 55333_G_CTG3 | 55333 | G | CTG3 | 3741 | Combined Cycle | WEC_CALN | California | Contra Costa | 165 | 2002 | 9999 | 2017 | 230.9368 | 141326 | 0.56831 | NEI 2019
Delta Energy Center | 55333_G_STG1 | 55333 | G | STG1 | 3739 | Combined Cycle | WEC_CALN | California | Contra Costa | 263.1 | 2002 | 9999 |  |  |  | 0.56831 | NEI 2019
Holland Energy Facility | 55334_G_CTG1 | 55334 | G | CTG1 | 4508 | Combined Cycle | MIS_IL | Illinois | Shelby | 151.7 | 2002 | 2045 | 2017 | 2.9 | 487191 | 0.00932 | NEI 2019
Holland Energy Facility | 55334_G_CTG2 | 55334 | G | CTG2 | 4509 | Combined Cycle | MIS_IL | Illinois | Shelby | 146.2 | 2002 | 2045 | 2019 | 2.5028 | 431831 | 0.00932 | NEI 2019
Holland Energy Facility | 55334_G_STG1 | 55334 | G | STG1 | 4508 | Combined Cycle | MIS_IL | Illinois | Shelby | 326.4 | 2002 | 2045 |  |  |  | 0.00932 | NEI 2019
Ironwood LLC | 55337_G_CT1 | 55337 | G | CT1 | 88084 | Combined Cycle | PJM_WMAC | Pennsylvania | Lebanon | 238.7 | 2001 | 9999 | 2019 | 4.21 | 1655480 | 0.00477 | NEI 2019
Ironwood LLC | 55337_G_CT2 | 55337 | G | CT2 | 88085 | Combined Cycle | PJM_WMAC | Pennsylvania | Lebanon | 241.7 | 2001 | 9999 | 2019 | 7.33 | 1570946 | 0.00477 | NEI 2019
Ironwood LLC | 55337_G_ST4 | 55337 | G | ST4 | 88084 | Combined Cycle | PJM_WMAC | Pennsylvania | Lebanon | 219.7 | 2001 | 9999 |  |  |  | 0.00477 | NEI 2019
Dell Power Station | 55340_G_CTG1 | 55340 | G | CTG1 | 4517 | Combined Cycle | S_D_AECI | Arkansas | Mississippi | 147 | 2007 | 9999 |  |  |  | 0.006 | NEI 2019
Dell Power Station | 55340_G_CTG2 | 55340 | G | CTG2 | 4518 | Combined Cycle | S_D_AECI | Arkansas | Mississippi | 148 | 2007 | 9999 | 2019 | 9.6903 | 2024048 | 0.006 | NEI 2019
Dell Power Station | 55340_G_STG | 55340 | G | STG | 4517 | Combined Cycle | S_D_AECI | Arkansas | Mississippi | 151 | 2007 | 9999 |  |  |  | 0.006 | NEI 2019
Luna Energy Facility | 55343_G_CTG1 | 55343 | G | CTG1 | 4521 | Combined Cycle | WECC_NM | New Mexico | Luna | 150.5 | 2006 | 9999 | 2019 | 14.03 | 897985 | 0.02249 | NEI 2019
Luna Energy Facility | 55343_G_CTG2 | 55343 | G | CTG2 | 4522 | Combined Cycle | WECC_NM | New Mexico | Luna | 150.5 | 2006 | 9999 | 2019 | 15.639 | 863052 | 0.02249 | NEI 2019
Luna Energy Facility | 55343_G_STG1 | 55343 | G | STG1 | 4521 | Combined Cycle | WECC_NM | New Mexico | Luna | 258 | 2006 | 9999 |  |  |  | 0.02249 | NEI 2019
Otay Mesa Generating Project | 55345_G_1-01 | 55345 | G | 1-01 | 4523 | Combined Cycle | WEC_SDGE | California | San Diego | 152.8 | 2009 | 9999 | 2017 | 32.29 | 1446282 | 0.05594 | NEI 2019
Otay Mesa Generating Project | 55345_G_1-02 | 55345 | G | 1-02 | 4524 | Combined Cycle | WEC_SDGE | California | San Diego | 152.8 | 2009 | 9999 | 2017 | 27.89 | 705415 | 0.05594 | NEI 2019
Otay Mesa Generating Project | 55345_G_1-03 | 55345 | G | 1-03 | 4523 | Combined Cycle | WEC_SDGE | California | San Diego | 265.4 | 2009 | 9999 |  |  |  | 0.05594 | NEI 2019
Armstrong | 55347_G_1 | 55347 | G | 1 | 4531 | Combustion Turbine | PJM_AP | Pennsylvania | Armstrong | 168.4 | 2002 | 9999 | 2019 | 6.1439 | 207437.3155 | 0.05924 | NEI 2019
Armstrong | 55347_G_2 | 55347 | G | 2 | 4532 | Combustion Turbine | PJM_AP | Pennsylvania | Armstrong | 163.6 | 2002 | 9999 | 2019 | 8.1248 | 201524.6129 | 0.08063 | NEI 2019
Armstrong | 55347_G_3 | 55347 | G | 3 | 4533 | Combustion Turbine | PJM_AP | Pennsylvania | Armstrong | 169 | 2002 | 9999 | 2019 | 8.5961 | 208176.4033 | 0.08259 | NEI 2019
Armstrong | 55347_G_4 | 55347 | G | 4 | 4534 | Combustion Turbine | PJM_AP | Pennsylvania | Armstrong | 169.7 | 2002 | 9999 | 2019 | 6.1356 | 209038.6724 | 0.0587 | NEI 2019
Troy Energy LLC | 55348_G_1 | 55348 | G | 1 | 4535 | Combustion Turbine | PJM_ATSI | Ohio | Wood | 178.5 | 2002 | 9999 | 2019 | 5.211 | 102226.7023 | 0.10195 | NEI 2019
Troy Energy LLC | 55348_G_2 | 55348 | G | 2 | 4536 | Combustion Turbine | PJM_ATSI | Ohio | Wood | 173.1 | 2002 | 9999 | 2019 | 4.369 | 99134.1298 | 0.08814 | NEI 2019
Troy Energy LLC | 55348_G_3 | 55348 | G | 3 | 4537 | Combustion Turbine | PJM_ATSI | Ohio | Wood | 173.4 | 2002 | 9999 | 2019 | 4.549 | 99305.9394 | 0.09162 | NEI 2019
Troy Energy LLC | 55348_G_4 | 55348 | G | 4 | 4538 | Combustion Turbine | PJM_ATSI | Ohio | Wood | 176.1 | 2002 | 9999 | 2019 | 4.433 | 100852.2256 | 0.08791 | NEI 2019
Pleasants Energy LLC | 55349_G_1 | 55349 | G | 1 | 4539 | Combustion Turbine | PJM_AP | West Virginia | Pleasants | 171.7 | 2002 | 9999 | 2019 | 2.24 | 455101.999 | 0.00984 | NEI 2019
Pleasants Energy LLC | 55349_G_2 | 55349 | G | 2 | 4540 | Combustion Turbine | PJM_AP | West Virginia | Pleasants | 171.7 | 2002 | 9999 |  |  |  | 0.72922 | Default Emission Factor
Dresden Energy Facility | 55350_G_1 | 55350 | G | 1 | 8528 | Combined Cycle | PJM_West | Ohio | Muskingum | 158.3 | 2012 | 9999 | 2019 | 5.59 | 3039413 | 0.00569 | NEI 2019
Dresden Energy Facility | 55350_G_2 | 55350 | G | 2 | 8528 | Combined Cycle | PJM_West | Ohio | Muskingum | 158.3 | 2012 | 9999 | 2019 | 7.1 | 1420459 | 0.00569 | NEI 2019
Dresden Energy Facility | 55350_G_3 | 55350 | G | 3 | 8528 | Combined Cycle | PJM_West | Ohio | Muskingum | 223.4 | 2012 | 9999 |  |  |  | 0.00569 | NEI 2019
Jack Fusco Energy Center | 55357_G_CTG1 | 55357 | G | CTG1 | 4543 | Combined Cycle | ERC_REST | Texas | Fort Bend | 166 | 2003 | 9999 | 2019 | 55.13 | 710572 | 0.09235 | NEI 2019
Jack Fusco Energy Center | 55357_G_CTG2 | 55357 | G | CTG2 | 4544 | Combined Cycle | ERC_REST | Texas | Fort Bend | 166 | 2003 | 9999 | 2019 | 52.98 | 730381 | 0.09235 | NEI 2019
Jack Fusco Energy Center | 55357_G_STG1 | 55357 | G | STG1 | 4543 | Combined Cycle | ERC_REST | Texas | Fort Bend | 193 | 2003 | 9999 |  |  |  | 0.09235 | NEI 2019
Cottonwood Energy Project | 55358_G_CT1 | 55358 | G | CT1 | 4545 | Combined Cycle | MIS_WOTA | Texas | Newton | 163.7 | 2003 | 9999 | 2019 | 16.6331 | 1832772 | 0.01815 | NEI 2019
Cottonwood Energy Project | 55358_G_CT2 | 55358 | G | CT2 | 4546 | Combined Cycle | MIS_WOTA | Texas | Newton | 163.7 | 2003 | 9999 | 2019 | 13.3594 | 1807724 | 0.01478 | NEI 2019
Cottonwood Energy Project | 55358_G_CT3 | 55358 | G | CT3 | 4547 | Combined Cycle | MIS_WOTA | Texas | Newton | 163.7 | 2003 | 9999 | 2019 | 20.1184 | 1898139 | 0.0212 | NEI 2019
Cottonwood Energy Project | 55358_G_CT4 | 55358 | G | CT4 | 4548 | Combined Cycle | MIS_WOTA | Texas | Newton | 163.7 | 2003 | 9999 | 2019 | 12.1196 | 1707978 | 0.01419 | NEI 2019
Cottonwood Energy Project | 55358_G_ST1 | 55358 | G | ST1 | 4545 | Combined Cycle | MIS_WOTA | Texas | Newton | 131.3 | 2003 | 9999 |  |  |  | 0.01815 | NEI 2019
Cottonwood Energy Project | 55358_G_ST2 | 55358 | G | ST2 | 4546 | Combined Cycle | MIS_WOTA | Texas | Newton | 131.3 | 2003 | 9999 |  |  |  | 0.01478 | NEI 2019
Cottonwood Energy Project | 55358_G_ST3 | 55358 | G | ST3 | 4547 | Combined Cycle | MIS_WOTA | Texas | Newton | 131.3 | 2003 | 9999 |  |  |  | 0.0212 | NEI 2019
Cottonwood Energy Project | 55358_G_ST4 | 55358 | G | ST4 | 4548 | Combined Cycle | MIS_WOTA | Texas | Newton | 131.3 | 2003 | 9999 |  |  |  | 0.01419 | NEI 2019
Sugar Creek Power | 55364_G_CT01 | 55364 | G | CT01 | 4555 | Combined Cycle | MIS_INKY | Indiana | Vigo | 164.4 | 2002 | 9999 |  |  |  | 0.03639 | NEI 2019
Sugar Creek Power | 55364_G_CT02 | 55364 | G | CT02 | 4556 | Combined Cycle | MIS_INKY | Indiana | Vigo | 166.6 | 2002 | 9999 | 2019 | 67.6278 | 3717060 | 0.03639 | NEI 2019
Sugar Creek Power | 55364_G_ST1 | 55364 | G | ST1 | 4555 | Combined Cycle | MIS_INKY | Indiana | Vigo | 218 | 2003 | 9999 |  |  |  | 0.03639 | NEI 2019
Exelon LaPorte Generating Station | 55365_G_GT1 | 55365 | G | GT1 | 4559 | Combustion Turbine | ERC_REST | Texas | Harris | 38 | 2001 | 9999 | 2017 | 2.654 | 19693.75 | 0.26953 | NEI 2019
Exelon LaPorte Generating Station | 55365_G_GT2 | 55365 | G | GT2 | 4560 | Combustion Turbine | ERC_REST | Texas | Harris | 38 | 2001 | 9999 | 2019 | 0.374 | 27024.75 | 0.02768 | NEI 2019
Exelon LaPorte Generating Station | 55365_G_GT3 | 55365 | G | GT3 | 4561 | Combustion Turbine | ERC_REST | Texas | Harris | 38 | 2001 | 9999 | 2017 | 0.393 | 19693.75 | 0.03991 | NEI 2019
Exelon LaPorte Generating Station | 55365_G_GT4 | 55365 | G | GT4 | 4562 | Combustion Turbine | ERC_REST | Texas | Harris | 38 | 2001 | 9999 | 2019 | 0.434 | 27024.75 | 0.03212 | NEI 2019
Harquahala Generating Project | 55372_G_CTG1 | 55372 | G | CTG1 | 8536 | Combined Cycle | WECC_AZ | Arizona | Maricopa | 239.9 | 2004 | 9999 |  |  |  | 0.14766 | Default Emission Factor
Harquahala Generating Project | 55372_G_CTG2 | 55372 | G | CTG2 | 8538 | Combined Cycle | WECC_AZ | Arizona | Maricopa | 226.6 | 2004 | 9999 |  |  |  | 0.14766 | Default Emission Factor
Harquahala Generating Project | 55372_G_CTG3 | 55372 | G | CTG3 | 8540 | Combined Cycle | WECC_AZ | Arizona | Maricopa | 226.2 | 2004 | 9999 |  |  |  | 0.14766 | Default Emission Factor
Harquahala Generating Project | 55372_G_STG1 | 55372 | G | STG1 | 8536 | Combined Cycle | WECC_AZ | Arizona | Maricopa | 119.8 | 2004 | 9999 |  |  |  | 0.14766 | Default Emission Factor
Harquahala Generating Project | 55372_G_STG2 | 55372 | G | STG2 | 8538 | Combined Cycle | WECC_AZ | Arizona | Maricopa | 114.9 | 2004 | 9999 |  |  |  | 0.14766 | Default Emission Factor
Harquahala Generating Project | 55372_G_STG3 | 55372 | G | STG3 | 8540 | Combined Cycle | WECC_AZ | Arizona | Maricopa | 115.5 | 2004 | 9999 |  |  |  | 0.14766 | Default Emission Factor
Astoria Energy | 55375_G_CT1 | 55375 | G | CT1 | 4581 | Combined Cycle | NY_Z_J | New York | Queens | 156 | 2006 | 9999 |  |  |  | 0.14766 | Default Emission Factor
Astoria Energy | 55375_G_CT2 | 55375 | G | CT2 | 4582 | Combined Cycle | NY_Z_J | New York | Queens | 156 | 2006 | 9999 |  |  |  | 0.14766 | Default Emission Factor
Astoria Energy | 55375_G_ST1 | 55375 | G | ST1 | 4581 | Combined Cycle | NY_Z_J | New York | Queens | 228 | 2006 | 9999 |  |  |  | 0.14766 | Default Emission Factor
Gans | 55377_G_UNT8 | 55377 | G | UNT8 | 4585 | Combustion Turbine | PJM_AP | Pennsylvania | FAYETTE | 44 | 2000 | 9999 | 2019 | 39.61 | 81155.5 | 0.97615 | NEI 2019
Gans | 55377_G_UNT9 | 55377 | G | UNT9 | 4586 | Combustion Turbine | PJM_AP | Pennsylvania | FAYETTE | 44 | 2000 | 9999 | 2019 | 31.58 | 81155.5 | 0.77826 | NEI 2019
Union Power Station | 55380_G_CTG1 | 55380 | G | CTG1 | 4590 | Combined Cycle | MIS_AR | Arkansas | Union | 147.1 | 2003 | 9999 |  |  |  | 0.14766 | Default Emission Factor
Union Power Station | 55380_G_CTG2 | 55380 | G | CTG2 | 4592 | Combined Cycle | MIS_AR | Arkansas | Union | 147.1 | 2003 | 9999 |  |  |  | 0.14766 | Default Emission Factor
Union Power Station | 55380_G_CTG3 | 55380 | G | CTG3 | 4593 | Combined Cycle | MIS_AR | Arkansas | Union | 144.5 | 2003 | 9999 |  |  |  | 0.14766 | Default Emission Factor
Union Power Station | 55380_G_CTG4 | 55380 | G | CTG4 | 4594 | Combined Cycle | MIS_AR | Arkansas | Union | 144.5 | 2003 | 9999 |  |  |  | 0.14766 | Default Emission Factor
Union Power Station | 55380_G_CTG5 | 55380 | G | CTG5 | 4595 | Combined Cycle | MIS_AR | Arkansas | Union | 145.7 | 2003 | 9999 |  |  |  | 0.14766 | Default Emission Factor
Union Power Station | 55380_G_CTG6 | 55380 | G | CTG6 | 4596 | Combined Cycle | MIS_AR | Arkansas | Union | 145.7 | 2003 | 9999 |  |  |  | 0.14766 | Default Emission Factor
Union Power Station | 55380_G_CTG7 | 55380 | G | CTG7 | 4597 | Combined Cycle | MIS_AR | Arkansas | Union | 145.1 | 2003 | 9999 |  |  |  | 0.10124 | NEI 2019
Union Power Station | 55380_G_CTG8 | 55380 | G | CTG8 | 4598 | Combined Cycle | MIS_AR | Arkansas | Union | 145.1 | 2003 | 9999 | 2019 | 146.01 | 11267495 | 0.10124 | NEI 2019
Union Power Station | 55380_G_STG1 | 55380 | G | STG1 | 4590 | Combined Cycle | MIS_AR | Arkansas | Union | 213.1 | 2003 | 9999 |  |  |  | 0.14766 | Default Emission Factor
Union Power Station | 55380_G_STG2 | 55380 | G | STG2 | 4593 | Combined Cycle | MIS_AR | Arkansas | Union | 209.4 | 2003 | 9999 |  |  |  | 0.14766 | Default Emission Factor
Union Power Station | 55380_G_STG3 | 55380 | G | STG3 | 4595 | Combined Cycle | MIS_AR | Arkansas | Union | 211.1 | 2003 | 9999 |  |  |  | 0.14766 | Default Emission Factor
Union Power Station | 55380_G_STG4 | 55380 | G | STG4 | 4597 | Combined Cycle | MIS_AR | Arkansas | Union | 210.3 | 2003 | 9999 |  |  |  | 0.10124 | NEI 2019
Commonwealth Chesapeake | 55381_G_UNT1 | 55381 | G | UNT1 | 4600 | Combustion Turbine | PJM_EMAC | Virginia | Accomack | 46.3 | 2000 | 9999 |  |  |  | 0.58864 | NEI 2019
Commonwealth Chesapeake | 55381_G_UNT2 | 55381 | G | UNT2 | 4601 | Combustion Turbine | PJM_EMAC | Virginia | Accomack | 46.8 | 2000 | 9999 |  |  |  | 0.58864 | NEI 2019
Commonwealth Chesapeake | 55381_G_UNT3 | 55381 | G | UNT3 | 4602 | Combustion Turbine | PJM_EMAC | Virginia | Accomack | 46 | 2000 | 9999 |  |  |  | 0.58864 | NEI 2019
Commonwealth Chesapeake | 55381_G_UNT4 | 55381 | G | UNT4 | 4603 | Combustion Turbine | PJM_EMAC | Virginia | Accomack | 44.6 | 2001 | 9999 |  |  |  | 0.58864 | NEI 2019
Commonwealth Chesapeake | 55381_G_UNT5 | 55381 | G | UNT5 | 4604 | Combustion Turbine | PJM_EMAC | Virginia | Accomack | 46.1 | 2001 | 9999 |  |  |  | 0.58864 | NEI 2019
Commonwealth Chesapeake | 55381_G_UNT6 | 55381 | G | UNT6 | 4605 | Combustion Turbine | PJM_EMAC | Virginia | Accomack | 45 | 2001 | 9999 |  |  |  | 0.58864 | NEI 2019
Commonwealth Chesapeake | 55381_G_UNT7 | 55381 | G | UNT7 | 4606 | Combustion Turbine | PJM_EMAC | Virginia | Accomack | 45.7 | 2001 | 9999 | 2019 | 4.0469 | 13750 | 0.58864 | NEI 2019
Thomas A Smith Energy Facility | 55382_G_1GT1 | 55382 | G | 1GT1 | 4607 | Combined Cycle | S_SOU | Georgia | Murray | 210 | 2002 | 9999 | 2019 | 42.5 | 914894 | 0.04916 | NEI 2019
Thomas A Smith Energy Facility | 55382_G_1GT2 | 55382 | G | 1GT2 | 4608 | Combined Cycle | S_SOU | Georgia | Murray | 210 | 2002 | 9999 | 2019 | 29.8 | 891529 | 0.04916 | NEI 2019
Thomas A Smith Energy Facility | 55382_G_1STG | 55382 | G | 1STG | 4607 | Combined Cycle | S_SOU | Georgia | Murray | 210 | 2002 | 9999 |  |  |  | 0.04916 | NEI 2019
Thomas A Smith Energy Facility | 55382_G_2GT1 | 55382 | G | 2GT1 | 4609 | Combined Cycle | S_SOU | Georgia | Murray | 210 | 2002 | 9999 | 2019 | 23.4 | 1015922 | 0.02896 | NEI 2019
Thomas A Smith Energy Facility | 55382_G_2GT2 | 55382 | G | 2GT2 | 4610 | Combined Cycle | S_SOU | Georgia | Murray | 210 | 2002 | 9999 | 2019 | 25.6 | 996536 | 0.02896 | NEI 2019
Thomas A Smith Energy Facility | 55382_G_2STG | 55382 | G | 2STG | 4609 | Combined Cycle | S_SOU | Georgia | Murray | 210 | 2002 | 9999 |  |  |  | 0.02896 | NEI 2019
Columbia Energy Center (SC) | 55386_G_CT1 | 55386 | G | CT1 | 4636 | Combined Cycle | S_VACA | South Carolina | Calhoun | 151.5 | 2004 | 9999 | 2019 | 11.4685 | 1059101 | 0.01245 | NEI 2019
Columbia Energy Center (SC) | 55386_G_CT2 | 55386 | G | CT2 | 4637 | Combined Cycle | S_VACA | South Carolina | Calhoun | 151.5 | 2004 | 9999 | 2019 | 8.7616 | 1030127 | 0.01245 | NEI 2019
Columbia Energy Center (SC) | 55386_G_ST1 | 55386 | G | ST1 | 4636 | Combined Cycle | S_VACA | South Carolina | Calhoun | 240 | 2004 | 9999 |  |  |  | 0.01245 | NEI 2019
RockGen Energy Center | 55391_G_01 | 55391 | G | 01 | 4652 | Combustion Turbine | MIS_WUMS | Wisconsin | Dane | 163 | 2001 | 9999 |  |  |  | 0.72922 | Default Emission Factor
RockGen Energy Center | 55391_G_02 | 55391 | G | 02 | 4653 | Combustion Turbine | MIS_WUMS | Wisconsin | Dane | 163 | 2001 | 9999 |  |  |  | 0.72922 | Default Emission Factor
RockGen Energy Center | 55391_G_03 | 55391 | G | 03 | 4654 | Combustion Turbine | MIS_WUMS | Wisconsin | Dane | 163 | 2001 | 9999 |  |  |  | 0.72922 | Default Emission Factor
Zion Energy Center | 55392_G_CTG1 | 55392 | G | CTG1 | 4660 | Combustion Turbine | PJM_COMD | Illinois | Lake | 152 | 2002 | 2045 | 2019 | 17.3699 | 199130.0007 | 0.17446 | NEI 2019
Zion Energy Center | 55392_G_CTG2 | 55392 | G | CTG2 | 4661 | Combustion Turbine | PJM_COMD | Illinois | Lake | 152 | 2002 | 2045 | 2019 | 19.7952 | 199130.0007 | 0.19882 | NEI 2019
Zion Energy Center | 55392_G_CTG3 | 55392 | G | CTG3 | 4662 | Combustion Turbine | PJM_COMD | Illinois | Lake | 152 | 2003 | 2045 | 2017 | 15.1161 | 154021 | 0.19629 | NEI 2019
Metcalf Energy Center | 55393_G_CTG1 | 55393 | G | CTG1 | 4665 | Combined Cycle | WEC_CALN | California | Santa Clara | 172 | 2005 | 9999 | 2017 | 19.9944 | 1438875 | 0.06441 | NEI 2019
Metcalf Energy Center | 55393_G_CTG2 | 55393 | G | CTG2 | 4666 | Combined Cycle | WEC_CALN | California | Santa Clara | 172 | 2005 | 9999 | 2019 | 51.8858 | 793035 | 0.06441 | NEI 2019
Metcalf Energy Center | 55393_G_STG1 | 55393 | G | STG1 | 4665 | Combined Cycle | WEC_CALN | California | Santa Clara | 202.1 | 2005 | 9999 |  |  |  | 0.06441 | NEI 2019
Crossroads Energy Center | 55395_G_CT01 | 55395 | G | CT01 | 9056 | Combustion Turbine | MIS_MS | Mississippi | Coahoma | 77 | 2002 | 9999 | 2017 | 0.24 | 3069.5 | 0.15638 | NEI 2019
Crossroads Energy Center | 55395_G_CT02 | 55395 | G | CT02 | 9057 | Combustion Turbine | MIS_MS | Mississippi | Coahoma | 77 | 2002 | 9999 | 2019 | 0.29 | 31529.25 | 0.0184 | NEI 2019
Crossroads Energy Center | 55395_G_CT03 | 55395 | G | CT03 | 9058 | Combustion Turbine | MIS_MS | Mississippi | Coahoma | 77 | 2002 | 9999 | 2017 | 0.3 | 3069.5 | 0.19547 | NEI 2019
Crossroads Energy Center | 55395_G_CT04 | 55395 | G | CT04 | 9059 | Combustion Turbine | MIS_MS | Mississippi | Coahoma | 77 | 2002 | 9999 | 2017 | 0.31 | 3069.5 | 0.20199 | NEI 2019
Washington Energy Facility | 55397_G_CT1 | 55397 | G | CT1 | 9212 | Combined Cycle | PJM_West | Ohio | Washington | 179 | 2002 | 9999 | 2019 | 15.48 | 1533309 | 0.0124 | NEI 2019
Washington Energy Facility | 55397_G_CT2 | 55397 | G | CT2 | 9213 | Combined Cycle | PJM_West | Ohio | Washington | 179 | 2002 | 9999 | 2019 | 15.9 | 1529888 | 0.0124 | NEI 2019
Washington Energy Facility | 55397_G_ST1 | 55397 | G | ST1 | 9212 | Combined Cycle | PJM_West | Ohio | Washington | 303 | 2002 | 9999 |  |  |  | 0.0124 | NEI 2019
Elk Hills Power LLC | 55400_G_CTG1 | 55400 | G | CTG1 | 88308 | Combined Cycle | WEC_CALN | California | Kern | 156 | 2003 | 9999 |  |  |  | 0.14766 | Default Emission Factor
Elk Hills Power LLC | 55400_G_CTG2 | 55400 | G | CTG2 | 88309 | Combined Cycle | WEC_CALN | California | Kern | 156 | 2003 | 9999 |  |  |  | 0.14766 | Default Emission Factor
Elk Hills Power LLC | 55400_G_STG | 55400 | G | STG | 88308 | Combined Cycle | WEC_CALN | California | Kern | 213 | 2003 | 9999 |  |  |  | 0.14766 | Default Emission Factor
Rolling Hills Generating | 55401_G_CT1 | 55401 | G | CT1 | 4669 | Combustion Turbine | PJM_West | Ohio | Vinton | 166.5 | 2003 | 9999 | 2019 | 34.4 | 114190.0209 | 0.6025 | NEI 2019
Rolling Hills Generating | 55401_G_CT2 | 55401 | G | CT2 | 4670 | Combustion Turbine | PJM_West | Ohio | Vinton | 165.6 | 2003 | 9999 | 2019 | 60.5 | 113572.7776 | 1.0654 | NEI 2019
Rolling Hills Generating | 55401_G_CT3 | 55401 | G | CT3 | 4671 | Combustion Turbine | PJM_West | Ohio | Vinton | 169.6 | 2003 | 9999 | 2019 | 38.9 | 116316.0814 | 0.66887 | NEI 2019
Rolling Hills Generating | 55401_G_CT4 | 55401 | G | CT4 | 4672 | Combustion Turbine | PJM_West | Ohio | Vinton | 165.5 | 2003 | 9999 | 2019 | 49.4 | 113504.195 | 0.87045 | NEI 2019
Rolling Hills Generating | 55401_G_CT5 | 55401 | G | CT5 | 4673 | Combustion Turbine | PJM_West | Ohio | Vinton | 168.2 | 2003 | 9999 | 2019 | 38.5 | 115355.9251 | 0.6675 | NEI 2019
Renaissance Power Plant | 55402_G_CT1 | 55402 | G | CT1 | 4674 | Combustion Turbine | MIS_LMI | Michigan | Montcalm | 163 | 2002 | 9999 | 2019 | 35.55 | 742920 | 0.0957 | NEI 2019
Renaissance Power Plant | 55402_G_CT2 | 55402 | G | CT2 | 4675 | Combustion Turbine | MIS_LMI | Michigan | Montcalm | 163 | 2002 | 9999 |  |  |  | 0.0957 | NEI 2019
Renaissance Power Plant | 55402_G_CT3 | 55402 | G | CT3 | 4676 | Combustion Turbine | MIS_LMI | Michigan | Montcalm | 163 | 2002 | 9999 |  |  |  | 0.0957 | NEI 2019
Renaissance Power Plant | 55402_G_CT4 | 55402 | G | CT4 | 4677 | Combustion Turbine | MIS_LMI | Michigan | Montcalm | 163 | 2002 | 9999 |  |  |  | 0.0957 | NEI 2019
Carville Energy LLC | 55404_G_CTG1 | 55404 | G | CTG1 | 4678 | Combined Cycle | MIS_LA | Louisiana | Iberville | 170 | 2003 | 9999 | 2019 | 13.1 | 1295270 | 0.01495 | NEI 2019
Carville Energy LLC | 55404_G_CTG2 | 55404 | G | CTG2 | 4679 | Combined Cycle | MIS_LA | Louisiana | Iberville | 170 | 2003 | 9999 | 2019 | 9.11 | 861690 | 0.01495 | NEI 2019
Carville Energy LLC | 55404_G_STG | 55404 | G | STG | 4678 | Combined Cycle | MIS_LA | Louisiana | Iberville | 181 | 2003 | 9999 |  |  |  | 0.01495 | NEI 2019
Athens Generating Plant | 55405_G_CT1 | 55405 | G | CT1 | 8542 | Combined Cycle | NY_Z_F | New York | Greene | 224.1 | 2004 | 9999 | 2019 | 227.4175 | 1149826 | 0.39557 | NEI 2019
Athens Generating Plant | 55405_G_CT2 | 55405 | G | CT2 | 8544 | Combined Cycle | NY_Z_F | New York | Greene | 222.6 | 2004 | 9999 | 2019 | 256.337 | 574943 | 0.8917 | NEI 2019
Athens Generating Plant | 55405_G_CT3 | 55405 | G | CT3 | 8546 | Combined Cycle | NY_Z_F | New York | Greene | 222.7 | 2003 | 9999 | 2019 | 299.805 | 1192378 | 0.50287 | NEI 2019
Athens Generating Plant | 55405_G_ST1 | 55405 | G | ST1 | 8542 | Combined Cycle | NY_Z_F | New York | Greene | 106.9 | 2004 | 9999 |  |  |  | 0.39557 | NEI 2019
Athens Generating Plant | 55405_G_ST2 | 55405 | G | ST2 | 8544 | Combined Cycle | NY_Z_F | New York | Greene | 106.2 | 2004 | 9999 |  |  |  | 0.8917 | NEI 2019
Athens Generating Plant | 55405_G_ST3 | 55405 | G | ST3 | 8546 | Combined Cycle | NY_Z_F | New York | Greene | 106.3 | 2004 | 9999 |  |  |  | 0.50287 | NEI 2019
Effingham County Power Project | 55406_G_STG | 55406 | G | STG | 4680 | Combined Cycle | S_SOU | Georgia | Effingham | 176 | 2003 | 9999 |  |  |  | 0.59916 | NEI 2019
Effingham County Power Project | 55406_G_UNT1 | 55406 | G | UNT1 | 4680 | Combined Cycle | S_SOU | Georgia | Effingham | 169 | 2003 | 9999 | 2019 | 337.0346 | 723394 | 0.59916 | NEI 2019
Effingham County Power Project | 55406_G_UNT2 | 55406 | G | UNT2 | 4681 | Combined Cycle | S_SOU | Georgia | Effingham | 164 | 2003 | 9999 | 2019 | 302.5773 | 653005 | 0.59916 | NEI 2019
Calhoun Energy Center | 55409_G_CAL1 | 55409 | G | CAL1 | 4688 | Combustion Turbine | S_SOU | Alabama | Calhoun | 158 | 2003 | 9999 | 2019 | 2.334 | 83730.499 | 0.05575 | NEI 2019
Calhoun Energy Center | 55409_G_CAL2 | 55409 | G | CAL2 | 4689 | Combustion Turbine | S_SOU | Alabama | Calhoun | 158 | 2003 | 9999 | 2019 | 0.548 | 83730.499 | 0.01309 | NEI 2019
Calhoun Energy Center | 55409_G_CAL3 | 55409 | G | CAL3 | 4690 | Combustion Turbine | S_SOU | Alabama | Calhoun | 158 | 2003 | 9999 |  |  |  | 0.72922 | Default Emission Factor
Calhoun Energy Center | 55409_G_CAL4 | 55409 | G | CAL4 | 4691 | Combustion Turbine | S_SOU | Alabama | Calhoun | 158 | 2003 | 9999 |  |  |  | 0.72922 | Default Emission Factor
Hillabee Energy Center | 55411_G_HEC1 | 55411 | G | HEC1 | 4695 | Combined Cycle | S_SOU | Alabama | Tallapoosa | 234.4 | 2010 | 9999 | 2019 | 34.94 | 3461224 | 0.0281 | NEI 2019
Hillabee Energy Center | 55411_G_HEC2 | 55411 | G | HEC2 | 4696 | Combined Cycle | S_SOU | Alabama | Tallapoosa | 234.4 | 2010 | 9999 | 2019 | 35.8 | 1573949 | 0.0281 | NEI 2019
Hillabee Energy Center | 55411_G_HECS | 55411 | G | HECS | 4695 | Combined Cycle | S_SOU | Alabama | Tallapoosa | 283.9 | 2010 | 9999 |  |  |  | 0.0281 | NEI 2019
Osprey Energy Center Power Plant | 55412_G_OEC1 | 55412 | G | OEC1 | 8548 | Combined Cycle | FRCC | Florida | Polk | 171 | 2004 | 9999 | 2019 | 131.43 | 1669678 | 0.392 | NEI 2019
Osprey Energy Center Power Plant | 55412_G_OEC2 | 55412 | G | OEC2 | 8550 | Combined Cycle | FRCC | Florida | Polk | 180 | 2004 | 9999 | 2019 | 302.54 | 544474 | 0.392 | NEI 2019
Osprey Energy Center Power Plant | 55412_G_OECS | 55412 | G | OECS | 8548 | Combined Cycle | FRCC | Florida | Polk | 231 | 2004 | 9999 |  |  |  | 0.392 | NEI 2019
Shady Hills Generating Station | 55414_G_G101 | 55414 | G | G101 | 4697 | Combustion Turbine | FRCC | Florida | Pasco | 154.4 | 2002 | 9999 |  |  |  | 0.72922 | Default Emission Factor
Shady Hills Generating Station | 55414_G_G201 | 55414 | G | G201 | 4698 | Combustion Turbine | FRCC | Florida | Pasco | 154.4 | 2002 | 9999 | 2019 | 0.57 | 84324.0007 | 0.01352 | NEI 2019
Shady Hills Generating Station | 55414_G_G301 | 55414 | G | G301 | 4699 | Combustion Turbine | FRCC | Florida | Pasco | 154.4 | 2002 | 9999 |  |  |  | 0.72922 | Default Emission Factor
Vandolah Power Station | 55415_G_G101 | 55415 | G | G101 | 4700 | Combustion Turbine | FRCC | Florida | Hardee | 165.5 | 2002 | 9999 | 2019 | 1.4946 | 202476.2497 | 0.01476 | NEI 2019
Vandolah Power Station | 55415_G_G201 | 55415 | G | G201 | 4701 | Combustion Turbine | FRCC | Florida | Hardee | 165.5 | 2002 | 9999 | 2019 | 0.97716 | 202476.2497 | 0.00965 | NEI 2019
Vandolah Power Station | 55415_G_G301 | 55415 | G | G301 | 4702 | Combustion Turbine | FRCC | Florida | Hardee | 165.5 | 2002 | 9999 | 2019 | 1.3561 | 202476.2497 | 0.0134 | NEI 2019
Vandolah Power Station | 55415_G_G401 | 55415 | G | G401 | 4703 | Combustion Turbine | FRCC | Florida | Hardee | 165.5 | 2002 | 9999 | 2019 | 1.2802 | 202476.2497 | 0.01265 | NEI 2019
Raccoon Creek Energy Center | 55417_G_CT01 | 55417 | G | CT01 | 9216 | Combustion Turbine | MIS_IL | Illinois | Clay | 75 | 2002 | 2045 | 2017 | 0.12974 | 1488 | 0.17439 | NEI 2019
Raccoon Creek Energy Center | 55417_G_CT02 | 55417 | G | CT02 | 9217 | Combustion Turbine | MIS_IL | Illinois | Clay | 75 | 2002 | 2045 | 2019 | 0.22171 | 592.25 | 0.74869 | NEI 2019
Raccoon Creek Energy Center | 55417_G_CT03 | 55417 | G | CT03 | 9218 | Combustion Turbine | MIS_IL | Illinois | Clay | 75 | 2002 | 2045 | 2019 | 0.1902 | 592.25 | 0.6423 | NEI 2019
Raccoon Creek Energy Center | 55417_G_CT04 | 55417 | G | CT04 | 9219 | Combustion Turbine | MIS_IL | Illinois | Clay | 75 | 2002 | 2045 | 2017 | 0.27937 | 1488 | 0.3755 | NEI 2019
Hot Spring Generating Facility | 55418_G_CT1 | 55418 | G | CT1 | 4705 | Combined Cycle | MIS_AR | Arkansas | Hot Spring | 168.4 | 2002 | 9999 | 2019 | 21.0181 | 827537 | 0.02865 | NEI 2019
Hot Spring Generating Facility | 55418_G_CT2 | 55418 | G | CT2 | 4706 | Combined Cycle | MIS_AR | Arkansas | Hot Spring | 168.4 | 2002 | 9999 | 2019 | 21.0643 | 868460 | 0.02865 | NEI 2019
Hot Spring Generating Facility | 55418_G_ST1 | 55418 | G | ST1 | 4706 | Combined Cycle | MIS_AR | Arkansas | Hot Spring | 268.4 | 2002 | 9999 |  |  |  | 0.02865 | NEI 2019
Plaquemine Cogeneration Plant | 55419_G_G500 | 55419 | G | G500 | 4709 | Combined Cycle | MIS_AMSO | Louisiana | Iberville | 151 | 2004 | 9999 | 2019 | 16.79 | 1530041 | 0.02744 | NEI 2019
Plaquemine Cogeneration Plant | 55419_G_G600 | 55419 | G | G600 | 4710 | Combined Cycle | MIS_AMSO | Louisiana | Iberville | 151 | 2004 | 9999 | 2019 | 16.76 | 1269676 | 0.02744 | NEI 2019
Plaquemine Cogeneration Plant | 55419_G_G700 | 55419 | G | G700 | 4711 | Combined Cycle | MIS_AMSO | Louisiana | Iberville | 151 | 2004 | 9999 | 2019 | 21.12 | 1247304 | 0.02744 | NEI 2019
Plaquemine Cogeneration Plant | 55419_G_G800 | 55419 | G | G800 | 4712 | Combined Cycle | MIS_AMSO | Louisiana | Iberville | 151 | 2004 | 9999 | 2019 | 18.63 | 1294848 | 0.02744 | NEI 2019
Plaquemine Cogeneration Plant | 55419_G_ST5 | 55419 | G | ST5 | 4709 | Combined Cycle | MIS_AMSO | Louisiana | Iberville | 189 | 2004 | 9999 |  |  |  | 0.02744 | NEI 2019
Bayou Cove Peaking Power | 55433_G_0001 | 55433 | G | 0001 | 8562 | Combustion Turbine | MIS_WOTA | Louisiana | Acadia | 72 | 2002 | 9999 | 2019 | 10.9017 | 21152 | 1.0308 | NEI 2019
Bayou Cove Peaking Power | 55433_G_0002 | 55433 | G | 0002 | 8564 | Combustion Turbine | MIS_WOTA | Louisiana | Acadia | 72 | 2002 | 9999 | 2019 | 3.4757 | 21152 | 0.32864 | NEI 2019
Bayou Cove Peaking Power | 55433_G_0003 | 55433 | G | 0003 | 8566 | Combustion Turbine | MIS_WOTA | Louisiana | Acadia | 72 | 2002 | 9999 | 2019 | 4.9355 | 21152 | 0.46667 | NEI 2019
Bayou Cove Peaking Power | 55433_G_0004 | 55433 | G | 0004 | 8568 | Combustion Turbine | MIS_WOTA | Louisiana | Acadia | 72 | 2002 | 9999 | 2019 | 2.6809 | 21152 | 0.25349 | NEI 2019
Elgin Energy Center LLC | 55438_G_CT01 | 55438 | G | CT01 | 4751 | Combustion Turbine | PJM_COMD | Illinois | Kane | 124.8 | 2002 | 2045 | 2019 | 20.1028 | 64462.8558 | 0.6237 | NEI 2019
Elgin Energy Center LLC | 55438_G_CT02 | 55438 | G | CT02 | 4752 | Combustion Turbine | PJM_COMD | Illinois | Kane | 122.9 | 2002 | 2045 | 2017 | 19.3184 | 35266.5895 | 1.0956 | NEI 2019
Elgin Energy Center LLC | 55438_G_CT03 | 55438 | G | CT03 | 4753 | Combustion Turbine | PJM_COMD | Illinois | Kane | 123.5 | 2002 | 2045 | 2019 | 19.0679 | 63791.3677 | 0.59782 | NEI 2019
Elgin Energy Center LLC | 55438_G_CT04 | 55438 | G | CT04 | 4754 | Combustion Turbine | PJM_COMD | Illinois | Kane | 123.8 | 2002 | 2045 | 2019 | 41.8085 | 63946.3265 | 1.3076 | NEI 2019
Tenaska Virginia Generating Station | 55439_G_CTG1 | 55439 | G | CTG1 | 4755 | Combined Cycle | PJM_Dom | Virginia | Fluvanna | 171.9 | 2004 | 9999 | 2019 | 4.0722 | 3507200 | 0.00319 | NEI 2019
Tenaska Virginia Generating Station | 55439_G_CTG2 | 55439 | G | CTG2 | 4756 | Combined Cycle | PJM_Dom | Virginia | Fluvanna | 177.8 | 2004 | 9999 | 2019 | 4.0008 | 1212524 | 0.00319 | NEI 2019
Tenaska Virginia Generating Station | 55439_G_CTG3 | 55439 | G | CTG3 | 4757 | Combined Cycle | PJM_Dom | Virginia | Fluvanna | 181.2 | 2004 | 9999 | 2019 | 1.4103 | 1218306 | 0.00319 | NEI 2019
Tenaska Virginia Generating Station | 55439_G_STG1 | 55439 | G | STG1 | 4755 | Combined Cycle | PJM_Dom | Virginia | Fluvanna | 402.1 | 2004 | 9999 |  |  |  | 0.00319 | NEI 2019
Tenaska Central Alabama Generating Stn | 55440_G_CTG1 | 55440 | G | CTG1 | 4758 | Combined Cycle | S_SOU | Alabama | Autauga | 170.4 | 2003 | 9999 | 2019 | 13.02 | 939996 | 0.01243 | NEI 2019
Tenaska Central Alabama Generating Stn | 55440_G_CTG2 | 55440 | G | CTG2 | 4759 | Combined Cycle | S_SOU | Alabama | Autauga | 175.8 | 2003 | 9999 | 2019 | 11.54 | 944611 | 0.01243 | NEI 2019
Tenaska Central Alabama Generating Stn | 55440_G_CTG3 | 55440 | G | CTG3 | 4760 | Combined Cycle | S_SOU | Alabama | Autauga | 171.4 | 2003 | 9999 | 2019 | 5.48 | 964991 | 0.01243 | NEI 2019
Tenaska Central Alabama Generating Stn | 55440_G_ST1 | 55440 | G | ST1 | 4758 | Combined Cycle | S_SOU | Alabama | Autauga | 399.4 | 2003 | 9999 |  |  |  | 0.01243 | NEI 2019
Columbia Energy Center | 55447_G_CT01 | 55447 | G | CT01 | 4780 | Combustion Turbine | MIS_MO | Missouri | Boone | 35 | 2001 | 9999 |  |  |  | 0.30858 | NEI 2019
Columbia Energy Center | 55447_G_CT02 | 55447 | G | CT02 | 4781 | Combustion Turbine | MIS_MO | Missouri | Boone | 35 | 2001 | 9999 |  |  |  | 0.30858 | NEI 2019
Columbia Energy Center | 55447_G_CT03 | 55447 | G | CT03 | 4782 | Combustion Turbine | MIS_MO | Missouri | Boone | 35 | 2001 | 9999 |  |  |  | 0.30858 | NEI 2019
Columbia Energy Center | 55447_G_CT04 | 55447 | G | CT04 | 4783 | Combustion Turbine | MIS_MO | Missouri | Boone | 35 | 2001 | 9999 | 2019 | 1.0578 | 6856 | 0.30858 | NEI 2019
Magnolia Power Plant | 55451_G_CTG1 | 55451 | G | CTG1 | 4784 | Combined Cycle | S_C_TVA | Mississippi | Benton | 156 | 2003 | 9999 | 2019 | 327.9672 | 1025147 | 0.63984 | NEI 2019
Magnolia Power Plant | 55451_G_CTG2 | 55451 | G | CTG2 | 4785 | Combined Cycle | S_C_TVA | Mississippi | Benton | 156 | 2003 | 9999 | 2019 | 385.8109 | 1300753 | 0.59321 | NEI 2019
Magnolia Power Plant | 55451_G_CTG3 | 55451 | G | CTG3 | 4786 | Combined Cycle | S_C_TVA | Mississippi | Benton | 156 | 2003 | 9999 | 2017 | 458.8042 | 1629437 | 0.56314 | NEI 2019
Magnolia Power Plant | 55451_G_STG1 | 55451 | G | STG1 | 4784 | Combined Cycle | S_C_TVA | Mississippi | Benton | 150 | 2003 | 9999 |  |  |  | 0.63984 | NEI 2019
Magnolia Power Plant | 55451_G_STG2 | 55451 | G | STG2 | 4785 | Combined Cycle | S_C_TVA | Mississippi | Benton | 150 | 2003 | 9999 |  |  |  | 0.59321 | NEI 2019
Magnolia Power Plant | 55451_G_STG3 | 55451 | G | STG3 | 4786 | Combined Cycle | S_C_TVA | Mississippi | Benton | 150 | 2003 | 9999 |  |  |  | 0.56314 | NEI 2019
Fountain Valley Power Facility | 55453_G_S1 | 55453 | G | S1 | 4790 | Combustion Turbine | WECC_CO | Colorado | El Paso | 39 | 2001 | 9999 | 2019 | 5.1038 | 7795.6667 | 1.3094 | NEI 2019
Fountain Valley Power Facility | 55453_G_S2 | 55453 | G | S2 | 4791 | Combustion Turbine | WECC_CO | Colorado | El Paso | 39 | 2001 | 9999 | 2019 | 2.6971 | 7795.6667 | 0.69194 | NEI 2019
Fountain Valley Power Facility | 55453_G_S3 | 55453 | G | S3 | 4792 | Combustion Turbine | WECC_CO | Colorado | El Paso | 39 | 2001 | 9999 | 2019 | 5.2146 | 7795.6667 | 1.3378 | NEI 2019
Fountain Valley Power Facility | 55453_G_S4 | 55453 | G | S4 | 4793 | Combustion Turbine | WECC_CO | Colorado | El Paso | 39 | 2001 | 9999 | 2019 | 2.2819 | 7795.6667 | 0.58543 | NEI 2019
Fountain Valley Power Facility | 55453_G_S5 | 55453 | G | S5 | 4794 | Combustion Turbine | WECC_CO | Colorado | El Paso | 39 | 2001 | 9999 | 2019 | 4.3585 | 7795.6667 | 1.1182 | NEI 2019
Fountain Valley Power Facility | 55453_G_S6 | 55453 | G | S6 | 4795 | Combustion Turbine | WECC_CO | Colorado | El Paso | 39 | 2001 | 9999 | 2019 | 2.4741 | 7795.6667 | 0.63474 | NEI 2019
Red Hawk | 55455_G_CT1A | 55455 | G | CT1A | 4796 | Combined Cycle | WECC_AZ | Arizona | Maricopa | 148 | 2002 | 9999 | 2019 | 47.345 | 803465 | 0.0811 | NEI 2019
Red Hawk | 55455_G_CT1B | 55455 | G | CT1B | 4797 | Combined Cycle | WECC_AZ | Arizona | Maricopa | 148 | 2002 | 9999 | 2019 | 52.442 | 1657416 | 0.0811 | NEI 2019
Red Hawk | 55455_G_CT2A | 55455 | G | CT2A | 4799 | Combined Cycle | WECC_AZ | Arizona | Maricopa | 148 | 2002 | 9999 | 2019 | 40.2385 | 727584 | 0.07325 | NEI 2019
Red Hawk | 55455_G_CT2B | 55455 | G | CT2B | 4800 | Combined Cycle | WECC_AZ | Arizona | Maricopa | 148 | 2002 | 9999 | 2019 | 39.949 | 1461761 | 0.07325 | NEI 2019
Red Hawk | 55455_G_ST1 | 55455 | G | ST1 | 4796 | Combined Cycle | WECC_AZ | Arizona | Maricopa | 171 | 2002 | 9999 |  |  |  | 0.0811 | NEI 2019
Red Hawk | 55455_G_ST2 | 55455 | G | ST2 | 4799 | Combined Cycle | WECC_AZ | Arizona | Maricopa | 171 | 2002 | 9999 |  |  |  | 0.07325 | NEI 2019
McClain Energy Facility | 55457_G_CT1 | 55457 | G | CT1 | 4808 | Combined Cycle | SPP_WEST | Oklahoma | McClain | 157.8 | 2001 | 9999 | 2019 | 413.264 | 961159 | 0.51257 | NEI 2019
McClain Energy Facility | 55457_G_CT2 | 55457 | G | CT2 | 4809 | Combined Cycle | SPP_WEST | Oklahoma | McClain | 157.7 | 2001 | 9999 | 2019 | 405.8725 | 947016 | 0.51257 | NEI 2019
McClain Energy Facility | 55457_G_ST1 | 55457 | G | ST1 | 4808 | Combined Cycle | SPP_WEST | Oklahoma | McClain | 171.5 | 2001 | 9999 | 2017 | 0.013 | 1288098 | 0.51257 | NEI 2019
Redbud Power Plant | 55463_G_CT01 | 55463 | G | CT01 | 4817 | Combined Cycle | SPP_WEST | Oklahoma | Oklahoma | 167.6 | 2004 | 9999 | 2019 | 49.397 | 1507452 | 0.06554 | NEI 2019
Redbud Power Plant | 55463_G_CT02 | 55463 | G | CT02 | 4818 | Combined Cycle | SPP_WEST | Oklahoma | Oklahoma | 167.6 | 2004 | 9999 | 2019 | 36.238 | 1738487 | 0.04169 | NEI 2019
Redbud Power Plant | 55463_G_CT03 | 55463 | G | CT03 | 4819 | Combined Cycle | SPP_WEST | Oklahoma | Oklahoma | 166.5 | 2004 | 9999 | 2019 | 42.8 | 1646431 | 0.05199 | NEI 2019
Redbud Power Plant | 55463_G_CT04 | 55463 | G | CT04 | 4820 | Combined Cycle | SPP_WEST | Oklahoma | Oklahoma | 167 | 2004 | 9999 | 2017 | 59.724 | 1197319 | 0.09976 | NEI 2019
Redbud Power Plant | 55463_G_ST01 | 55463 | G | ST01 | 4817 | Combined Cycle | SPP_WEST | Oklahoma | Oklahoma | 134.4 | 2004 | 9999 |  |  |  | 0.06554 | NEI 2019
Redbud Power Plant | 55463_G_ST02 | 55463 | G | ST02 | 4818 | Combined Cycle | SPP_WEST | Oklahoma | Oklahoma | 134.4 | 2004 | 9999 |  |  |  | 0.04169 | NEI 2019
Redbud Power Plant | 55463_G_ST03 | 55463 | G | ST03 | 4819 | Combined Cycle | SPP_WEST | Oklahoma | Oklahoma | 133.5 | 2004 | 9999 |  |  |  | 0.05199 | NEI 2019
Redbud Power Plant | 55463_G_ST04 | 55463 | G | ST04 | 4820 | Combined Cycle | SPP_WEST | Oklahoma | Oklahoma | 134 | 2004 | 9999 |  |  |  | 0.09976 | NEI 2019
Deer Park Energy Center | 55464_G_CTG1 | 55464 | G | CTG1 | 4821 | Combined Cycle | ERC_REST | Texas | Harris | 169.8 | 2003 | 9999 | 2019 | 163.6982 | 874400 | 0.14733 | NEI 2019
Deer Park Energy Center | 55464_G_CTG2 | 55464 | G | CTG2 | 4822 | Combined Cycle | ERC_REST | Texas | Harris | 169.8 | 2003 | 9999 | 2019 | 81.1652 | 1158763 | 0.14733 | NEI 2019
Deer Park Energy Center | 55464_G_CTG3 | 55464 | G | CTG3 | 4823 | Combined Cycle | ERC_REST | Texas | Harris | 169.8 | 2004 | 9999 | 2019 | 88.1944 | 1224271 | 0.14733 | NEI 2019
Deer Park Energy Center | 55464_G_CTG4 | 55464 | G | CTG4 | 4824 | Combined Cycle | ERC_REST | Texas | Harris | 169.8 | 2004 | 9999 | 2019 | 106.4496 | 1296237 | 0.14733 | NEI 2019
Deer Park Energy Center | 55464_G_CTG6 | 55464 | G | CTG6 | 90258 | Combined Cycle | ERC_REST | Texas | Harris | 154.8 | 2014 | 9999 | 2019 | 62.1068 | 1215350 | 0.14733 | NEI 2019
Deer Park Energy Center | 55464_G_STG1 | 55464 | G | STG1 | 4821 | Combined Cycle | ERC_REST | Texas | Harris | 282 | 2004 | 9999 |  |  |  | 0.14733 | NEI 2019
Ouachita | 55467_G_CTG1 | 55467 | G | CTG1 | 4829 | Combined Cycle | MIS_LA | Louisiana | Ouachita | 144.7 | 2002 | 9999 | 2019 | 6.569 | 1247990 | 0.01053 | NEI 2019
Ouachita | 55467_G_CTG2 | 55467 | G | CTG2 | 4830 | Combined Cycle | MIS_LA | Louisiana | Ouachita | 147.9 | 2002 | 9999 |  |  |  | 0.14766 | Default Emission Factor
Ouachita | 55467_G_CTG3 | 55467 | G | CTG3 | 4831 | Combined Cycle | MIS_LA | Louisiana | Ouachita | 145.6 | 2002 | 9999 | 2019 | 14.171 | 1209626 | 0.02343 | NEI 2019
Ouachita | 55467_G_STG1 | 55467 | G | STG1 | 4829 | Combined Cycle | MIS_LA | Louisiana | Ouachita | 98.5 | 2002 | 9999 |  |  |  | 0.01053 | NEI 2019
Ouachita | 55467_G_STG2 | 55467 | G | STG2 | 4830 | Combined Cycle | MIS_LA | Louisiana | Ouachita | 100.7 | 2002 | 9999 |  |  |  | 0.14766 | Default Emission Factor
Ouachita | 55467_G_STG3 | 55467 | G | STG3 | 4831 | Combined Cycle | MIS_LA | Louisiana | Ouachita | 99 | 2002 | 9999 |  |  |  | 0.02343 | NEI 2019
Green Power 2 | 55470_G_ST1 | 55470 | G | ST1 | 4843 | Combined Cycle | ERC_REST | Texas | Galveston | 75 | 2003 | 9999 |  |  |  | 0.04633 | NEI 2019
Green Power 2 | 55470_G_ST805 | 55470 | G | ST805 | 4843 | Combined Cycle | ERC_REST | Texas | Galveston | 75 | 2009 | 9999 |  |  |  | 0.14766 | Default Emission Factor
Green Power 2 | 55470_G_TR1 | 55470 | G | TR1 | 4843 | Combined Cycle | ERC_REST | Texas | Galveston | 158 | 2003 | 9999 | 2019 | 9.5414 | 1548965 | 0.04633 | NEI 2019
Green Power 2 | 55470_G_TR2 | 55470 | G | TR2 | 4844 | Combined Cycle | ERC_REST | Texas | Galveston | 158 | 2003 | 9999 | 2019 | 32.9 | 1054817 | 0.04633 | NEI 2019
Green Power 2 | 55470_G_TR3 | 55470 | G | TR3 | 4845 | Combined Cycle | ERC_REST | Texas | Galveston | 158 | 2003 | 9999 | 2019 | 9.8199 | 1325918 | 0.04633 | NEI 2019
Neil Simpson Gas Turbine #2 | 55477_G_GT2 | 55477 | G | GT2 | 4849 | Combustion Turbine | WECC_WY | Wyoming | Campbell | 34 | 2001 | 9999 | 2019 | 5.0681 | 16426 | 0.61708 | NEI 2019
Lange Gas Turbines | 55478_G_0001 | 55478 | G | 0001 | 4850 | Combustion Turbine | WECC_WY | South Dakota | Pennington | 34 | 2002 | 9999 | 2017 | 0.79 | 8889 | 0.17775 | NEI 2019
Forney Energy Center | 55480_G_ST1 | 55480 | G | ST1 | 4853 | Combined Cycle | ERC_REST | Texas | Kaufman | 408 | 2003 | 9999 |  |  |  | 0.07976 | NEI 2019
Forney Energy Center | 55480_G_ST2 | 55480 | G | ST2 | 4856 | Combined Cycle | ERC_REST | Texas | Kaufman | 408 | 2003 | 9999 |  |  |  | 0.05419 | NEI 2019
Forney Energy Center | 55480_G_U1 | 55480 | G | U1 | 4853 | Combined Cycle | ERC_REST | Texas | Kaufman | 167 | 2003 | 9999 | 2019 | 67.4795 | 953625 | 0.07976 | NEI 2019
Forney Energy Center | 55480_G_U2 | 55480 | G | U2 | 4854 | Combined Cycle | ERC_REST | Texas | Kaufman | 159 | 2003 | 9999 | 2019 | 52.9449 | 880108 | 0.07976 | NEI 2019
Forney Energy Center | 55480_G_U3 | 55480 | G | U3 | 4855 | Combined Cycle | ERC_REST | Texas | Kaufman | 159 | 2003 | 9999 | 2019 | 57.8867 | 870955 | 0.07976 | NEI 2019
Forney Energy Center | 55480_G_U4 | 55480 | G | U4 | 4856 | Combined Cycle | ERC_REST | Texas | Kaufman | 167 | 2003 | 9999 | 2019 | 60.7765 | 1230871 | 0.05419 | NEI 2019
Forney Energy Center | 55480_G_U5 | 55480 | G | U5 | 4857 | Combined Cycle | ERC_REST | Texas | Kaufman | 159 | 2003 | 9999 | 2019 | 59.5201 | 1191078 | 0.05419 | NEI 2019
Forney Energy Center | 55480_G_U6 | 55480 | G | U6 | 4858 | Combined Cycle | ERC_REST | Texas | Kaufman | 159 | 2003 | 9999 | 2019 | 43.7687 | 1181698 | 0.05419 | NEI 2019
Mesquite Generating Station Block 2 | 55481_G_GT3 | 55481 | G | GT3 | 4861 | Combined Cycle | WECC_AZ | Arizona | Maricopa | 153 | 2003 | 9999 | 2019 | 19.6106 | 2446643 | 0.01482 | NEI 2019
Mesquite Generating Station Block 2 | 55481_G_GT4 | 55481 | G | GT4 | 4862 | Combined Cycle | WECC_AZ | Arizona | Maricopa | 153 | 2003 | 9999 | 2019 | 5.6921 | 968058 | 0.01482 | NEI 2019
Mesquite Generating Station Block 2 | 55481_G_ST2 | 55481 | G | ST2 | 4861 | Combined Cycle | WECC_AZ | Arizona | Maricopa | 289 | 2003 | 9999 |  |  |  | 0.01482 | NEI 2019
Goldendale Generating Station | 55482_G_G1 | 55482 | G | G1 | 4863 | Combined Cycle | WECC_PNW | Washington | Klickitat | 153.1 | 2004 | 9999 |  |  |  | 0.00168 | NEI 2019
Goldendale Generating Station | 55482_G_G2 | 55482 | G | G2 | 4863 | Combined Cycle | WECC_PNW | Washington | Klickitat | 110.6 | 2004 | 9999 | 2019 | 1.6 | 1905173 | 0.00168 | NEI 2019
Blackburn Landfill Co-Generation | 55488_G_BB1 | 55488 | G | BB1 |  | Landfill Gas | S_VACA | North Carolina | Catawba | 1 | 1999 | 9999 |  |  |  | 8.0181 | Default Emission Factor
Blackburn Landfill Co-Generation | 55488_G_BB2 | 55488 | G | BB2 |  | Landfill Gas | S_VACA | North Carolina | Catawba | 1 | 1999 | 9999 |  |  |  | 8.0181 | Default Emission Factor
Blackburn Landfill Co-Generation | 55488_G_BB3 | 55488 | G | BB3 |  | Landfill Gas | S_VACA | North Carolina | Catawba | 0.9 | 2002 | 9999 |  |  |  | 8.0181 | Default Emission Factor
Goose Creek Energy Center | 55496_G_CT01 | 55496 | G | CT01 | 10123 | Combustion Turbine | MIS_IL | Illinois | Piatt | 72 | 2003 | 2045 | 2019 | 0.21142 | 820.1667 | 0.51555 | NEI 2019
Goose Creek Energy Center | 55496_G_CT02 | 55496 | G | CT02 | 10124 | Combustion Turbine | MIS_IL | Illinois | Piatt | 72 | 2003 | 2045 | 2019 | 0.23075 | 820.1667 | 0.56269 | NEI 2019
Goose Creek Energy Center | 55496_G_CT03 | 55496 | G | CT03 | 10125 | Combustion Turbine | MIS_IL | Illinois | Piatt | 72 | 2003 | 2045 | 2019 | 0.25725 | 820.1667 | 0.62731 | NEI 2019
Goose Creek Energy Center | 55496_G_CT04 | 55496 | G | CT04 | 10126 | Combustion Turbine | MIS_IL | Illinois | Piatt | 72 | 2003 | 2045 | 2019 | 0.1901 | 820.1667 | 0.46356 | NEI 2019
Goose Creek Energy Center | 55496_G_CT05 | 55496 | G | CT05 | 10127 | Combustion Turbine | MIS_IL | Illinois | Piatt | 72 | 2003 | 2045 | 2019 | 0.19981 | 820.1667 | 0.48726 | NEI 2019
Goose Creek Energy Center | 55496_G_CT06 | 55496 | G | CT06 | 10128 | Combustion Turbine | MIS_IL | Illinois | Piatt | 72 | 2003 | 2045 | 2019 | 0.29032 | 820.1667 | 0.70797 | NEI 2019
CalPeak Power Vaca Dixon Peaker Plant | 55499_G_CPP1 | 55499 | G | CPP1 | 4893 | Combustion Turbine | WEC_CALN | California | Solano | 48 | 2002 | 9999 | 2019 | 0.76 | 7997 | 0.19007 | NEI 2019
Kiamichi Energy Facility | 55501_G_CTG1 | 55501 | G | CTG1 | 4899 | Combined Cycle | SPP_KIAM | Oklahoma | Pittsburg | 142.2 | 2003 | 9999 | 2019 | 4.4624 | 854656 | 0.00454 | NEI 2019
Kiamichi Energy Facility | 55501_G_CTG2 | 55501 | G | CTG2 | 4900 | Combined Cycle | SPP_KIAM | Oklahoma | Pittsburg | 144.9 | 2003 | 9999 | 2019 | 11.2884 | 833714 | 0.00873 | NEI 2019
Kiamichi Energy Facility | 55501_G_CTG3 | 55501 | G | CTG3 | 4901 | Combined Cycle | SPP_KIAM | Oklahoma | Pittsburg | 142.9 | 2003 | 9999 | 2019 | 0.46647 | 769761 | 0.00873 | NEI 2019
Kiamichi Energy Facility | 55501_G_CTG4 | 55501 | G | CTG4 | 4902 | Combined Cycle | SPP_KIAM | Oklahoma | Pittsburg | 141.4 | 2003 | 9999 | 2019 | 1.9172 | 709410 | 0.00454 | NEI 2019
Kiamichi Energy Facility | 55501_G_STG1 | 55501 | G | STG1 | 4899 | Combined Cycle | SPP_KIAM | Oklahoma | Pittsburg | 302.4 | 2003 | 9999 |  |  |  | 0.00454 | NEI 2019
Kiamichi Energy Facility | 55501_G_STG2 | 55501 | G | STG2 | 4901 | Combined Cycle | SPP_KIAM | Oklahoma | Pittsburg | 304.6 | 2003 | 9999 |  |  |  | 0.00873 | NEI 2019
Lawrenceburg Power, LLC | 55502_G_0100 | 55502 | G | 0100 | 8612 | Combined Cycle | PJM_West | Indiana | Dearborn | 258 | 2004 | 9999 |  |  |  | 0.03479 | NEI 2019
Lawrenceburg Power, LLC | 55502_G_0200 | 55502 | G | 0200 | 8616 | Combined Cycle | PJM_West | Indiana | Dearborn | 246 | 2004 | 9999 |  |  |  | 0.03245 | NEI 2019
Lawrenceburg Power, LLC | 55502_G_1100 | 55502 | G | 1100 | 8612 | Combined Cycle | PJM_West | Indiana | Dearborn | 166 | 2004 | 9999 | 2017 | 37.3 | 2357610 | 0.03479 | NEI 2019
Lawrenceburg Power, LLC | 55502_G_1200 | 55502 | G | 1200 | 8614 | Combined Cycle | PJM_West | Indiana | Dearborn | 171 | 2004 | 9999 | 2019 | 31.1 | 1362623 | 0.03479 | NEI 2019
Lawrenceburg Power, LLC | 55502_G_2100 | 55502 | G | 2100 | 8616 | Combined Cycle | PJM_West | Indiana | Dearborn | 166 | 2004 | 9999 | 2019 | 36.1 | 2509441 | 0.03245 | NEI 2019
Lawrenceburg Power, LLC | 55502_G_2200 | 55502 | G | 2200 | 8618 | Combined Cycle | PJM_West | Indiana | Dearborn | 166 | 2004 | 9999 | 2019 | 23.71 | 1176862 | 0.03245 | NEI 2019
Waterford Power, LLC | 55503_G_CTG1 | 55503 | G | CTG1 | 8620 | Combined Cycle | PJM_West | Ohio | Washington | 168 | 2003 | 9999 | 2019 | 12.87 | 1319306 | 0.0108 | NEI 2019
Waterford Power, LLC | 55503_G_CTG2 | 55503 | G | CTG2 | 8622 | Combined Cycle | PJM_West | Ohio | Washington | 168 | 2003 | 9999 | 2019 | 8.97 | 1323354 | 0.0108 | NEI 2019
Waterford Power, LLC | 55503_G_CTG3 | 55503 | G | CTG3 | 8624 | Combined Cycle | PJM_West | Ohio | Washington | 168 | 2003 | 9999 | 2019 | 10.87 | 1210869 | 0.0108 | NEI 2019
Waterford Power, LLC | 55503_G_ST1 | 55503 | G | ST1 | 8620 | Combined Cycle | PJM_West | Ohio | Washington | 362 | 2003 | 9999 |  |  |  | 0.0108 | NEI 2019
Limon Generating Station | 55504_G_L1 | 55504 | G | L1 | 4903 | Combustion Turbine | WECC_CO | Colorado | Lincoln | 67 | 2002 | 9999 | 2017 | 2.2 | 18500.5 | 0.23783 | NEI 2019
Limon Generating Station | 55504_G_L2 | 55504 | G | L2 | 4904 | Combustion Turbine | WECC_CO | Colorado | Lincoln | 67 | 2002 | 9999 | 2019 | 2.2 | 33438 | 0.13159 | NEI 2019
Frank Knutson | 55505_G_BR1 | 55505 | G | BR1 | 4905 | Combustion Turbine | WECC_CO | Colorado | Adams | 67 | 2002 | 9999 | 2017 | 0.1 | 5871 | 0.03407 | NEI 2019
Frank Knutson | 55505_G_BR2 | 55505 | G | BR2 | 4906 | Combustion Turbine | WECC_CO | Colorado | Adams | 67 | 2002 | 9999 |  |  |  | 0.72922 | Default Emission Factor
CalPeak Power Panoche Peaker Plant | 55508_G_CPP2 | 55508 | G | CPP2 | 4913 | Combustion Turbine | WEC_CALN | California | Fresno | 48 | 2001 | 9999 | 2017 | 1.0044 | 15571 | 0.12901 | NEI 2019
CalPeak Power Border Peaker Plant | 55510_G_CPP4 | 55510 | G | CPP4 | 4917 | Combustion Turbine | WEC_SDGE | California | San Diego | 48 | 2001 | 9999 | 2017 | 4.2 | 12331 | 0.68121 | NEI 2019
Cuyamaca Peak Energy Plant | 55512_G_CPP6 | 55512 | G | CPP6 | 4921 | Combustion Turbine | WEC_SDGE | California | San Diego | 48.7 | 2002 | 9999 | 2017 | 2.94 | 8538 | 0.68869 | NEI 2019
CalPeak Power Enterprise Peaker Plant | 55513_G_CPP7 | 55513 | G | CPP7 | 4923 | Combustion Turbine | WEC_SDGE | California | San Diego | 48 | 2001 | 9999 | 2017 | 6.59 | 11959 | 1.1021 | NEI 2019
Apex Generating Station | 55514_G_CTG1 | 55514 | G | CTG1 | 4925 | Combined Cycle | WECC_SNV | Nevada | Clark | 164.6 | 2003 | 9999 | 2019 | 16.4 | 1362884 | 0.02703 | NEI 2019
Apex Generating Station | 55514_G_CTG2 | 55514 | G | CTG2 | 4926 | Combined Cycle | WECC_SNV | Nevada | Clark | 164.6 | 2003 | 9999 | 2019 | 12.1 | 746178 | 0.02703 | NEI 2019
Apex Generating Station | 55514_G_STG1 | 55514 | G | STG1 | 4925 | Combined Cycle | WECC_SNV | Nevada | Clark | 195.2 | 2003 | 9999 |  |  |  | 0.02703 | NEI 2019
Fayette Energy Facility | 55516_G_CTG1 | 55516 | G | CTG1 | 10129 | Combined Cycle | PJM_AP | Pennsylvania | Fayette | 174 | 2003 | 9999 | 2019 | 1.95 | 1484503 | 0.00223 | NEI 2019
Fayette Energy Facility | 55516_G_CTG2 | 55516 | G | CTG2 | 10130 | Combined Cycle | PJM_AP | Pennsylvania | Fayette | 174 | 2003 | 9999 | 2019 | 3.67 | 1490982 | 0.00223 | NEI 2019
Fayette Energy Facility | 55516_G_STG1 | 55516 | G | STG1 | 10129 | Combined Cycle | PJM_AP | Pennsylvania | Fayette | 314 | 2003 | 9999 |  |  |  | 0.00223 | NEI 2019
Wallingford Energy | 55517_G_CTG1 | 55517 | G | CTG1 | 4927 | Combustion Turbine | NENG_CT | Connecticut | New Haven | 42.3 | 2001 | 9999 | 2019 | 0.94 | 14830.1134 | 0.12677 | NEI 2019
Wallingford Energy | 55517_G_CTG2 | 55517 | G | CTG2 | 4928 | Combustion Turbine | NENG_CT | Connecticut | New Haven | 42.3 | 2001 | 9999 | 2019 | 1.34 | 14830.1134 | 0.18071 | NEI 2019
Wallingford Energy | 55517_G_CTG3 | 55517 | G | CTG3 | 4929 | Combustion Turbine | NENG_CT | Connecticut | New Haven | 42.3 | 2001 | 9999 | 2019 | 1.298 | 14830.1134 | 0.17505 | NEI 2019
Wallingford Energy | 55517_G_CTG4 | 55517 | G | CTG4 | 4930 | Combustion Turbine | NENG_CT | Connecticut | New Haven | 42.3 | 2001 | 9999 | 2019 | 0.8546 | 14830.1134 | 0.11525 | NEI 2019
Wallingford Energy | 55517_G_CTG5 | 55517 | G | CTG5 | 4931 | Combustion Turbine | NENG_CT | Connecticut | New Haven | 42.3 | 2001 | 9999 | 2019 | 1.064 | 14830.1134 | 0.14349 | NEI 2019
Wallingford Energy | 55517_G_CTG6 | 55517 | G | CTG6 | 91275 | Combustion Turbine | NENG_CT | Connecticut | New Haven | 45 | 2018 | 9999 | 2019 | 0.23471 | 15776.7164 | 0.02975 | NEI 2019
Wallingford Energy | 55517_G_CTG7 | 55517 | G | CTG7 | 91276 | Combustion Turbine | NENG_CT | Connecticut | New Haven | 45 | 2018 | 9999 | 2019 | 0.31602 | 15776.7164 | 0.04006 | NEI 2019
High Desert Power Plant | 55518_G_CTG1 | 55518 | G | CTG1 | 4932 | Combined Cycle | WECC_SCE | California | San Bernardino | 157.6 | 2003 | 9999 | 2019 | 26 | 662602 | 0.06504 | NEI 2019
High Desert Power Plant | 55518_G_CTG2 | 55518 | G | CTG2 | 4933 | Combined Cycle | WECC_SCE | California | San Bernardino | 157.6 | 2003 | 9999 | 2017 | 26.8 | 492831 | 0.06504 | NEI 2019
High Desert Power Plant | 55518_G_CTG3 | 55518 | G | CTG3 | 4934 | Combined Cycle | WECC_SCE | California | San Bernardino | 156.5 | 2003 | 9999 | 2017 | 23.5 | 424840 | 0.06504 | NEI 2019
High Desert Power Plant | 55518_G_STG1 | 55518 | G | STG1 | 4932 | Combined Cycle | WECC_SCE | California | San Bernardino | 304.8 | 2003 | 9999 |  |  |  | 0.06504 | NEI 2019
Sundance | 55522_G_CT1 | 55522 | G | CT1 | 9951 | Combustion Turbine | WECC_AZ | Arizona | Pinal | 41 | 2002 | 9999 |  |  |  | 0.72922 | Default Emission Factor
Sundance | 55522_G_CT10 | 55522 | G | CT10 | 9960 | Combustion Turbine | WECC_AZ | Arizona | Pinal | 41 | 2002 | 9999 |  |  |  | 0.72922 | Default Emission Factor
Sundance | 55522_G_CT2 | 55522 | G | CT2 | 9952 | Combustion Turbine | WECC_AZ | Arizona | Pinal | 41 | 2002 | 9999 |  |  |  | 0.72922 | Default Emission Factor
Sundance | 55522_G_CT3 | 55522 | G | CT3 | 9953 | Combustion Turbine | WECC_AZ | Arizona | Pinal | 41 | 2002 | 9999 |  |  |  | 0.72922 | Default Emission Factor
Sundance | 55522_G_CT4 | 55522 | G | CT4 | 9954 | Combustion Turbine | WECC_AZ | Arizona | Pinal | 41 | 2002 | 9999 |  |  |  | 0.72922 | Default Emission Factor
Sundance | 55522_G_CT5 | 55522 | G | CT5 | 9955 | Combustion Turbine | WECC_AZ | Arizona | Pinal | 41 | 2002 | 9999 |  |  |  | 0.72922 | Default Emission Factor
Sundance | 55522_G_CT6 | 55522 | G | CT6 | 9956 | Combustion Turbine | WECC_AZ | Arizona | Pinal | 41 | 2002 | 9999 |  |  |  | 0.72922 | Default Emission Factor
Sundance | 55522_G_CT7 | 55522 | G | CT7 | 9957 | Combustion Turbine | WECC_AZ | Arizona | Pinal | 41 | 2002 | 9999 |  |  |  | 0.72922 | Default Emission Factor
Sundance | 55522_G_CT8 | 55522 | G | CT8 | 9958 | Combustion Turbine | WECC_AZ | Arizona | Pinal | 41 | 2002 | 9999 |  |  |  | 0.72922 | Default Emission Factor
Sundance | 55522_G_CT9 | 55522 | G | CT9 | 9959 | Combustion Turbine | WECC_AZ | Arizona | Pinal | 41 | 2002 | 9999 |  |  |  | 0.72922 | Default Emission Factor
York Energy Center | 55524_G_CTG1 | 55524 | G | CTG1 | 4937 | Combined Cycle | PJM_EMAC | Pennsylvania | York | 113 | 2011 | 9999 | 2019 | 2.3 | 788397 | 0.01464 | NEI 2019
York Energy Center | 55524_G_CTG2 | 55524 | G | CTG2 | 4938 | Combined Cycle | PJM_EMAC | Pennsylvania | York | 122 | 2011 | 9999 | 2019 | 3.8 | 300736 | 0.01464 | NEI 2019
York Energy Center | 55524_G_CTG3 | 55524 | G | CTG3 | 4939 | Combined Cycle | PJM_EMAC | Pennsylvania | York | 122 | 2011 | 9999 | 2019 | 4 | 290863 | 0.01464 | NEI 2019
York Energy Center | 55524_G_CTG5 | 55524 | G | CTG5 | 4940 | Combined Cycle | PJM_EMAC | Pennsylvania | York | 216.3 | 2019 | 9999 | 2019 | 4.4 | 1273005 | 0.00414 | NEI 2019
York Energy Center | 55524_G_CTG6 | 55524 | G | CTG6 | 4941 | Combined Cycle | PJM_EMAC | Pennsylvania | York | 216.3 | 2019 | 9999 | 2019 | 3.8 | 1217225 | 0.00414 | NEI 2019
York Energy Center | 55524_G_STG1 | 55524 | G | STG1 | 4937 | Combined Cycle | PJM_EMAC | Pennsylvania | York | 188 | 2011 | 9999 |  |  |  | 0.01464 | NEI 2019
York Energy Center | 55524_G_STG2 | 55524 | G | STG2 | 4940 | Combined Cycle | PJM_EMAC | Pennsylvania | York | 395.1 | 2019 | 9999 |  |  |  | 0.00414 | NEI 2019
Water Filter Plant #2 | 55534_G_1299 | 55534 | G | 1299 |  | Combustion Turbine | S_VACA | North Carolina | Burke | 1.7 | 2013 | 9999 |  |  |  | 7.2573 | Default Emission Factor
Escondido Energy Center | 55538_G_CTG1 | 55538 | G | CTG1 | 90893 | Combustion Turbine | WEC_SDGE | California | San Diego | 45 | 2014 | 9999 | 2017 | 0.27 | 43735 | 0.01235 | NEI 2019
Chula Vista Energy Center | 55540_G_GEN1 | 55540 | G | GEN1 | 4973 | Combustion Turbine | WEC_SDGE | California | San Diego | 33.6 | 2001 | 9999 | 2017 | 2.28 | 3187 | 1.4308 | NEI 2019
Indigo Energy Facility | 55541_G_CTG1 | 55541 | G | CTG1 | 8640 | Combustion Turbine | WECC_SCE | California | Riverside | 46.7 | 2001 | 9999 | 2017 | 0.33 | 22841.0519 | 0.0289 | NEI 2019
Indigo Energy Facility | 55541_G_CTG2 | 55541 | G | CTG2 | 8642 | Combustion Turbine | WECC_SCE | California | Riverside | 47.6 | 2001 | 9999 | 2017 | 0.41 | 23281.2435 | 0.03522 | NEI 2019
Indigo Energy Facility | 55541_G_CTG3 | 55541 | G | CTG3 | 8644 | Combustion Turbine | WECC_SCE | California | Riverside | 48.2 | 2001 | 9999 | 2017 | 0.35 | 23574.7046 | 0.02969 | NEI 2019
Larkspur Energy Facility | 55542_G_CTG1 | 55542 | G | CTG1 | 8646 | Combustion Turbine | WEC_SDGE | California | San Diego | 45.6 | 2001 | 9999 | 2017 | 21.38 | 24943.5983 | 1.7143 | NEI 2019
Larkspur Energy Facility | 55542_G_CTG2 | 55542 | G | CTG2 | 8648 | Combustion Turbine | WEC_SDGE | California | San Diego | 46 | 2001 | 9999 | 2017 | 22.3 | 25162.4017 | 1.7725 | NEI 2019
Klamath Expansion Project | 55544_G_GT1 | 55544 | G | GT1 | 4975 | Combustion Turbine | WECC_PNW | Oregon | Klamath | 25 | 2002 | 9999 | 2017 | 5 | 65510.06 | 0.15265 | NEI 2019
Klamath Expansion Project | 55544_G_GT2 | 55544 | G | GT2 | 4976 | Combustion Turbine | WECC_PNW | Oregon | Klamath | 25 | 2002 | 9999 |  |  |  | 0.15265 | NEI 2019
Klamath Expansion Project | 55544_G_GT3 | 55544 | G | GT3 | 4977 | Combustion Turbine | WECC_PNW | Oregon | Klamath | 25 | 2002 | 9999 |  |  |  | 0.15265 | NEI 2019
Klamath Expansion Project | 55544_G_GT4 | 55544 | G | GT4 | 4978 | Combustion Turbine | WECC_PNW | Oregon | Klamath | 25 | 2002 | 9999 |  |  |  | 0.15265 | NEI 2019
Hidalgo Energy Center | 55545_G_CTG1 | 55545 | G | CTG1 | 3171 | Combined Cycle | ERC_REST | Texas | Hidalgo | 149 | 2000 | 9999 | 2019 | 60.4589 | 906264 | 0.0796 | NEI 2019
Hidalgo Energy Center | 55545_G_CTG2 | 55545 | G | CTG2 | 3172 | Combined Cycle | ERC_REST | Texas | Hidalgo | 149 | 2000 | 9999 | 2019 | 47.8824 | 825283 | 0.0796 | NEI 2019
Hidalgo Energy Center | 55545_G_STG1 | 55545 | G | STG1 | 3171 | Combined Cycle | ERC_REST | Texas | Hidalgo | 172 | 2000 | 9999 |  |  |  | 0.0796 | NEI 2019
Security | 55556_G_UNT2 | 55556 | G | UNT2 |  | Landfill Gas | MIS_WOTA | Texas | Montgomery | 1.7 | 2003 | 9999 | 2018 | 35.8542 | 10199.5 | 7.0306 | Texas Emissions Inventory
Wilmington Hydrogen Plant | 55557_G_T101 | 55557 | G | T101 |  | Non-Fossil Waste | WEC_LADW | California | Los Angeles | 28.1 | 1996 | 9999 |  |  |  | 6.5998 | Default Emission Factor
Combined Locks Energy Center | 55558_G_GEN1 | 55558 | G | GEN1 | 4988 | Combined Cycle | MIS_WUMS | Wisconsin | Outagamie | 45.9 | 2002 | 9999 |  |  |  | 0.14766 | Default Emission Factor
Combined Locks Energy Center | 55558_G_GEN2 | 55558 | G | GEN2 | 4988 | Combined Cycle | MIS_WUMS | Wisconsin | Outagamie | 6 | 2002 | 9999 |  |  |  | 0.14766 | Default Emission Factor
GRS Fall River | 55589_G_3 | 55589 | G | 3 |  | Landfill Gas | NENGREST | Massachusetts | Bristol | 4.4 | 2000 | 9999 | 2019 | 42.63 | 16361 | 5.2112 | NEI 2019
GRS Arbor Hills | 55596_G_0001 | 55596 | G | 0001 |  | Landfill Gas | MIS_LMI | Michigan | Washtenaw | 3.8 | 1996 | 9999 | 2019 | 8.385 | 22525 | 0.74451 | NEI 2019
GRS Arbor Hills | 55596_G_0002 | 55596 | G | 0002 |  | Landfill Gas | MIS_LMI | Michigan | Washtenaw | 3.8 | 1996 | 9999 | 2019 | 29.385 | 24188 | 2.4297 | NEI 2019
GRS Arbor Hills | 55596_G_0003 | 55596 | G | 0003 |  | Landfill Gas | MIS_LMI | Michigan | Washtenaw | 3.8 | 1996 | 9999 | 2019 | 12.075 | 23657 | 1.0208 | NEI 2019
GRS Arbor Hills | 55596_G_0004 | 55596 | G | 0004 |  | Landfill Gas | MIS_LMI | Michigan | Washtenaw | 7.6 | 1996 | 9999 | 2019 | 26.6 | 30023 | 1.772 | NEI 2019
GRS Arbor Hills | 55596_G_0005 | 55596 | G | 0005 |  | Landfill Gas | MIS_LMI | Michigan | Washtenaw | 4.8 | 2005 | 9999 |  |  |  | 8.0181 | Default Emission Factor
GRS C&C | 55597_G_1 | 55597 | G | 1 |  | Landfill Gas | MIS_LMI | Michigan | Calhoun | 0.9 | 1995 | 9999 |  |  |  | 8.0181 | Default Emission Factor
GRS C&C | 55597_G_3 | 55597 | G | 3 |  | Landfill Gas | MIS_LMI | Michigan | Calhoun | 0.9 | 1995 | 9999 |  |  |  | 8.0181 | Default Emission Factor
GRS C&C | 55597_G_4 | 55597 | G | 4 |  | Landfill Gas | MIS_LMI | Michigan | Calhoun | 2.3 | 2007 | 9999 |  |  |  | 8.0181 | Default Emission Factor
GRS CMS | 55599_G_1 | 55599 | G | 1 |  | Landfill Gas | S_VACA | North Carolina | Cabarrus | 4.3 | 1999 | 9999 |  |  |  | 8.0181 | Default Emission Factor
Binghamton Cogen | 55600_G_1 | 55600 | G | 1 | 10131 | Combustion Turbine | NY_Z_C&E | New York | Broome | 42 | 1992 | 9999 |  |  |  | 0.72922 | Default Emission Factor
Prima Plant | 55601_G_UNT1 | 55601 | G | UNT1 |  | Landfill Gas | WEC_SDGE | California | Orange | 2.7 | 1999 | 9999 | 2018 | 73.9625 | 22808 | 6.4857 | California Air Resources Board
Prima Plant | 55601_G_UNT2 | 55601 | G | UNT2 |  | Landfill Gas | WEC_SDGE | California | Orange | 2.7 | 1999 | 9999 | 2018 | 73.9625 | 22808 | 6.4857 | California Air Resources Board
MM San Diego-North City | 55602_G_UNT1 | 55602 | G | UNT1 |  | Landfill Gas | WEC_SDGE | California | San Diego | 0.9 | 1999 | 9999 | 2018 | 27.565 | 7243.5 | 7.611 | California Air Resources Board
MM San Diego-North City | 55602_G_UNT2 | 55602 | G | UNT2 |  | Landfill Gas | WEC_SDGE | California | San Diego | 0.9 | 1999 | 9999 | 2018 | 27.565 | 7243.5 | 7.611 | California Air Resources Board
MM San Diego-North City | 55602_G_UNT3 | 55602 | G | UNT3 |  | Landfill Gas | WEC_SDGE | California | San Diego | 0.9 | 1999 | 9999 | 2018 | 27.565 | 7243.5 | 7.611 | California Air Resources Board
MM San Diego-North City | 55602_G_UNT4 | 55602 | G | UNT4 |  | Landfill Gas | WEC_SDGE | California | San Diego | 0.9 | 1999 | 9999 | 2018 | 27.565 | 7243.5 | 7.611 | California Air Resources Board
Watchtower Educational Center | 55619_G_GEN1 | 55619 | G | GEN1 |  | Combustion Turbine | NY_Z_G-I | New York | Putnam | 0.7 | 1996 | 9999 |  |  |  | 3.2013 | Default Emission Factor
Watchtower Educational Center | 55619_G_GEN2 | 55619 | G | GEN2 |  | Combustion Turbine | NY_Z_G-I | New York | Putnam | 0.7 | 1993 | 9999 |  |  |  | 7.2573 | Default Emission Factor
Watchtower Educational Center | 55619_G_GEN3 | 55619 | G | GEN3 |  | Combustion Turbine | NY_Z_G-I | New York | Putnam | 0.7 | 2000 | 9999 |  |  |  | 3.2013 | Default Emission Factor
Perryville Power Station | 55620_G_2-CT | 55620 | G | 2-CT | 3331 | Combustion Turbine | MIS_LA | Louisiana | Ouachita | 151.5 | 2001 | 9999 | 2019 | 0.1 | 428 | 0.46729 | NEI 2019
Perryville Power Station | 55620_G_CT-1 | 55620 | G | CT-1 | 3329 | Combined Cycle | MIS_LA | Louisiana | Ouachita | 164.7 | 2002 | 9999 | 2019 | 20.52 | 801455 | 0.02597 | NEI 2019
Perryville Power Station | 55620_G_CT-2 | 55620 | G | CT-2 | 3330 | Combined Cycle | MIS_LA | Louisiana | Ouachita | 164.7 | 2002 | 9999 | 2019 | 15.78 | 900889 | 0.02597 | NEI 2019
Perryville Power Station | 55620_G_ST-1 | 55620 | G | ST-1 | 3329 | Combined Cycle | MIS_LA | Louisiana | Ouachita | 198.8 | 2002 | 9999 |  |  |  | 0.02597 | NEI 2019
West Valley Generation Project | 55622_G_U1 | 55622 | G | U1 | 8650 | Combustion Turbine | WECC_UT | Utah | Salt Lake | 37 | 2002 | 9999 | 2019 | 2.1086 | 38234 | 0.1103 | NEI 2019
West Valley Generation Project | 55622_G_U2 | 55622 | G | U2 | 8652 | Combustion Turbine | WECC_UT | Utah | Salt Lake | 37 | 2002 | 9999 | 2017 | 3.5358 | 24325.4 | 0.29071 | NEI 2019
West Valley Generation Project | 55622_G_U3 | 55622 | G | U3 | 8654 | Combustion Turbine | WECC_UT | Utah | Salt Lake | 37 | 2001 | 9999 | 2017 | 3.5595 | 24325.4 | 0.29266 | NEI 2019
West Valley Generation Project | 55622_G_U4 | 55622 | G | U4 | 8656 | Combustion Turbine | WECC_UT | Utah | Salt Lake | 37 | 2001 | 9999 | 2017 | 3.2759 | 24325.4 | 0.26934 | NEI 2019
West Valley Generation Project | 55622_G_U5 | 55622 | G | U5 | 10041 | Combustion Turbine | WECC_UT | Utah | Salt Lake | 37 | 2002 | 9999 | 2017 | 1.8928 | 24325.4 | 0.15562 | NEI 2019
Creed Energy Center | 55625_G_CT1 | 55625 | G | CT1 | 5005 | Combustion Turbine | WEC_CALN | California | Solano | 45 | 2003 | 9999 | 2019 | 0.1938 | 11763 | 0.03295 | NEI 2019
Lambie Energy Center | 55626_G_CT1 | 55626 | G | CT1 | 5006 | Combustion Turbine | WEC_CALN | California | Solano | 45 | 2003 | 9999 | 2017 | 0.19958 | 14022 | 0.02847 | NEI 2019
Goose Haven Energy Center | 55627_G_CT1 | 55627 | G | CT1 | 5007 | Combustion Turbine | WEC_CALN | California | Solano | 45 | 2003 | 9999 | 2019 | 0.20878 | 11509 | 0.03628 | NEI 2019
University Park North | 55640_G_1 | 55640 | G | 1 | 8660 | Combustion Turbine | PJM_COMD | Illinois | Will | 45 | 2002 | 2045 | 2017 | 1.2765 | 37957.0833 | 0.06726 | NEI 2019
University Park North | 55640_G_10 | 55640 | G | 10 | 8662 | Combustion Turbine | PJM_COMD | Illinois | Will | 45 | 2002 | 2045 | 2017 | 0.7511 | 37957.0833 | 0.03958 | NEI 2019
University Park North | 55640_G_11 | 55640 | G | 11 | 8664 | Combustion Turbine | PJM_COMD | Illinois | Will | 45 | 2002 | 2045 | 2019 | 0.80634 | 43513.25 | 0.03706 | NEI 2019
University Park North | 55640_G_12 | 55640 | G | 12 | 8666 | Combustion Turbine | PJM_COMD | Illinois | Will | 45 | 2002 | 2045 | 2017 | 1.012 | 37957.0833 | 0.05332 | NEI 2019
University Park North | 55640_G_2 | 55640 | G | 2 | 8668 | Combustion Turbine | PJM_COMD | Illinois | Will | 45 | 2002 | 2045 | 2019 | 1.2616 | 43513.25 | 0.05799 | NEI 2019
University Park North | 55640_G_3 | 55640 | G | 3 | 8670 | Combustion Turbine | PJM_COMD | Illinois | Will | 45 | 2002 | 2045 | 2017 | 1.2694 | 37957.0833 | 0.06689 | NEI 2019
University Park North | 55640_G_4 | 55640 | G | 4 | 8672 | Combustion Turbine | PJM_COMD | Illinois | Will | 45 | 2002 | 2045 | 2019 | 1.316 | 43513.25 | 0.06049 | NEI 2019
University Park North | 55640_G_5 | 55640 | G | 5 | 8674 | Combustion Turbine | PJM_COMD | Illinois | Will | 45 | 2002 | 2045 | 2019 | 1.3104 | 43513.25 | 0.06023 | NEI 2019
University Park North | 55640_G_6 | 55640 | G | 6 | 8676 | Combustion Turbine | PJM_COMD | Illinois | Will | 45 | 2002 | 2045 | 2017 | 1.453 | 37957.0833 | 0.07656 | NEI 2019
University Park North | 55640_G_7 | 55640 | G | 7 | 8678 | Combustion Turbine | PJM_COMD | Illinois | Will | 45 | 2002 | 2045 | 2019 | 0.69113 | 43513.25 | 0.03177 | NEI 2019
University Park North | 55640_G_8 | 55640 | G | 8 | 8680 | Combustion Turbine | PJM_COMD | Illinois | Will | 45 | 2002 | 2045 | 2017 | 0.90168 | 37957.0833 | 0.04751 | NEI 2019
University Park North | 55640_G_9 | 55640 | G | 9 | 8682 | Combustion Turbine | PJM_COMD | Illinois | Will | 45 | 2002 | 2045 | 2017 | 1.1967 | 37957.0833 | 0.06306 | NEI 2019
Riverside Energy Center | 55641_G_CTG1 | 55641 | G | CTG1 | 8684 | Combined Cycle | MIS_WUMS | Wisconsin | Rock | 157.5 | 2004 | 9999 |  |  |  | 0.14766 | Default Emission Factor
Riverside Energy Center | 55641_G_CTG2 | 55641 | G | CTG2 | 8686 | Combined Cycle | MIS_WUMS | Wisconsin | Rock | 153.4 | 2004 | 9999 |  |  |  | 0.14766 | Default Emission Factor
West Riverside Energy Center | 64020_G_CTG3 | 64020 | G | CTG3 |  | Combined Cycle | MIS_WUMS | Wisconsin | Rock | 225 | 2019 | 9999 |  |  |  | 0.03343 | Default Emission Factor
West Riverside Energy Center | 64020_G_CTG4 | 64020 | G | CTG4 |  | Combined Cycle | MIS_WUMS | Wisconsin | Rock | 225 | 2019 | 9999 |  |  |  | 0.03343 | Default Emission Factor
Riverside Energy Center | 55641_G_STG1 | 55641 | G | STG1 | 8684 | Combined Cycle | MIS_WUMS | Wisconsin | Rock | 261.8 | 2004 | 9999 |  |  |  | 0.14766 | Default Emission Factor
West Riverside Energy Center | 64020_G_STG2 | 64020 | G | STG2 |  | Combined Cycle | MIS_WUMS | Wisconsin | Rock | 250 | 2019 | 9999 |  |  |  | 0.03343 | Default Emission Factor
Blue Spruce Energy Center | 55645_G_CT01 | 55645 | G | CT01 | 8706 | Combustion Turbine | WECC_CO | Colorado | Adams | 130 | 2003 | 9999 | 2017 | 33.67 | 164801.5914 | 0.40861 | NEI 2019
Blue Spruce Energy Center | 55645_G_CT02 | 55645 | G | CT02 | 8708 | Combustion Turbine | WECC_CO | Colorado | Adams | 134 | 2003 | 9999 | 2019 | 15.14 | 217179.4859 | 0.13942 | NEI 2019
Plains End | 55650_G_GE10 | 55650 | G | GE10 |  | Combustion Turbine | WECC_CO | Colorado | Jefferson | 5.7 | 2002 | 9999 |  |  |  | 1.4575 | NEI 2019
Plains End | 55650_G_GE11 | 55650 | G | GE11 |  | Combustion Turbine | WECC_CO | Colorado | Jefferson | 5.7 | 2002 | 9999 |  |  |  | 1.4575 | NEI 2019
Plains End | 55650_G_GE12 | 55650 | G | GE12 |  | Combustion Turbine | WECC_CO | Colorado | Jefferson | 5.7 | 2002 | 9999 |  |  |  | 1.4575 | NEI 2019
Plains End | 55650_G_GE13 | 55650 | G | GE13 |  | Combustion Turbine | WECC_CO | Colorado | Jefferson | 5.7 | 2002 | 9999 |  |  |  | 1.4575 | NEI 2019
Plains End | 55650_G_GE14 | 55650 | G | GE14 |  | Combustion Turbine | WECC_CO | Colorado | Jefferson | 5.7 | 2002 | 9999 |  |  |  | 1.4575 | NEI 2019
Plains End | 55650_G_GE15 | 55650 | G | GE15 |  | Combustion Turbine | WECC_CO | Colorado | Jefferson | 5.7 | 2002 | 9999 |  |  |  | 1.4575 | NEI 2019
Plains End | 55650_G_GE16 | 55650 | G | GE16 |  | Combustion Turbine | WECC_CO | Colorado | Jefferson | 5.7 | 2002 | 9999 |  |  |  | 1.4575 | NEI 2019
Plains End | 55650_G_GE17 | 55650 | G | GE17 |  | Combustion Turbine | WECC_CO | Colorado | Jefferson | 5.7 | 2002 | 9999 |  |  |  | 1.4575 | NEI 2019
Plains End | 55650_G_GE18 | 55650 | G | GE18 |  | Combustion Turbine | WECC_CO | Colorado | Jefferson | 5.7 | 2002 | 9999 |  |  |  | 1.4575 | NEI 2019
Plains End | 55650_G_GE19 | 55650 | G | GE19 |  | Combustion Turbine | WECC_CO | Colorado | Jefferson | 5.7 | 2002 | 9999 |  |  |  | 1.4575 | NEI 2019
Plains End | 55650_G_GE20 | 55650 | G | GE20 |  | Combustion Turbine | WECC_CO | Colorado | Jefferson | 5.7 | 2002 | 9999 | 2017 | 4.57 | 6271 | 1.4575 | NEI 2019
Plains End | 55650_G_GEN1 | 55650 | G | GEN1 |  | Combustion Turbine | WECC_CO | Colorado | Jefferson | 5.7 | 2002 | 9999 |  |  |  | 1.4575 | NEI 2019
Plains End | 55650_G_GEN2 | 55650 | G | GEN2 |  | Combustion Turbine | WECC_CO | Colorado | Jefferson | 5.7 | 2002 | 9999 |  |  |  | 1.4575 | NEI 2019
Plains End | 55650_G_GEN3 | 55650 | G | GEN3 |  | Combustion Turbine | WECC_CO | Colorado | Jefferson | 5.7 | 2002 | 9999 |  |  |  | 1.4575 | NEI 2019
Plains End | 55650_G_GEN4 | 55650 | G | GEN4 |  | Combustion Turbine | WECC_CO | Colorado | Jefferson | 5.7 | 2002 | 9999 |  |  |  | 1.4575 | NEI 2019
Plains End | 55650_G_GEN5 | 55650 | G | GEN5 |  | Combustion Turbine | WECC_CO | Colorado | Jefferson | 5.7 | 2002 | 9999 |  |  |  | 1.4575 | NEI 2019
Plains End | 55650_G_GEN6 | 55650 | G | GEN6 |  | Combustion Turbine | WECC_CO | Colorado | Jefferson | 5.7 | 2002 | 9999 |  |  |  | 1.4575 | NEI 2019
Plains End | 55650_G_GEN7 | 55650 | G | GEN7 |  | Combustion Turbine | WECC_CO | Colorado | Jefferson | 5.7 | 2002 | 9999 |  |  |  | 1.4575 | NEI 2019
Plains End | 55650_G_GEN8 | 55650 | G | GEN8 |  | Combustion Turbine | WECC_CO | Colorado | Jefferson | 5.7 | 2002 | 9999 |  |  |  | 1.4575 | NEI 2019
Plains End | 55650_G_GEN9 | 55650 | G | GEN9 |  | Combustion Turbine | WECC_CO | Colorado | Jefferson | 5.7 | 2002 | 9999 |  |  |  | 1.4575 | NEI 2019
Spring Creek Energy Center | 55651_G_CT01 | 55651 | G | CT01 | 5035 | Combustion Turbine | SPP_N | Oklahoma | Logan | 69 | 2001 | 9999 | 2019 | 0.283 | 43276.1429 | 0.01308 | NEI 2019
Spring Creek Energy Center | 55651_G_CT02 | 55651 | G | CT02 | 5036 | Combustion Turbine | SPP_N | Oklahoma | Logan | 69 | 2001 | 9999 | 2019 | 0.219 | 43276.1429 | 0.01012 | NEI 2019
Spring Creek Energy Center | 55651_G_CT03 | 55651 | G | CT03 | 5037 | Combustion Turbine | SPP_N | Oklahoma | Logan | 67 | 2001 | 9999 | 2017 | 0.24 | 2243.8864 | 0.21392 | NEI 2019
Spring Creek Energy Center | 55651_G_CT04 | 55651 | G | CT04 | 5038 | Combustion Turbine | SPP_N | Oklahoma | Logan | 68 | 2001 | 9999 | 2017 | 0.378 | 2277.3773 | 0.33196 | NEI 2019
Chambersburg | 55654_G_UN12 | 55654 | G | UN12 | 8766 | Combustion Turbine | PJM_AP | Pennsylvania | Franklin | 44 | 2001 | 9999 | 2019 | 36.63 | 111105.5 | 0.65937 | NEI 2019
Chambersburg | 55654_G_UN13 | 55654 | G | UN13 | 8768 | Combustion Turbine | PJM_AP | Pennsylvania | Franklin | 44 | 2001 | 9999 | 2019 | 47.42 | 111105.5 | 0.8536 | NEI 2019
Anadarko Plant | 3006_G_7 | 3006 | G | 7 |  | Combustion Turbine | SPP_WEST | Oklahoma | Caddo | 45 | 2001 | 9999 | 2019 | 15.2992 | 52404.8 | 0.58389 | NEI 2019
Anadarko Plant | 3006_G_8 | 3006 | G | 8 |  | Combustion Turbine | SPP_WEST | Oklahoma | Caddo | 45 | 2001 | 9999 | 2019 | 20.1752 | 52404.8 | 0.76998 | NEI 2019
Pastoria Energy Facility, LLC | 55656_G_CT01 | 55656 | G | CT01 | 8770 | Combined Cycle | WECC_SCE | California | Kern | 175 | 2005 | 9999 | 2017 | 18.6099 | 1872075 | 0.02547 | NEI 2019
Pastoria Energy Facility, LLC | 55656_G_CT02 | 55656 | G | CT02 | 8772 | Combined Cycle | WECC_SCE | California | Kern | 173 | 2005 | 9999 | 2019 | 16.12 | 854996 | 0.02547 | NEI 2019
Pastoria Energy Facility, LLC | 55656_G_CT04 | 55656 | G | CT04 | 8774 | Combined Cycle | WECC_SCE | California | Kern | 156 | 2005 | 9999 | 2017 | 10.39 | 1188364 | 0.01749 | NEI 2019
Pastoria Energy Facility, LLC | 55656_G_ST03 | 55656 | G | ST03 | 8770 | Combined Cycle | WECC_SCE | California | Kern | 174 | 2005 | 9999 |  |  |  | 0.02547 | NEI 2019
Pastoria Energy Facility, LLC | 55656_G_ST05 | 55656 | G | ST05 | 8774 | Combined Cycle | WECC_SCE | California | Kern | 87 | 2005 | 9999 |  |  |  | 0.01749 | NEI 2019
Essential Power Newington LLC | 55661_G_GT-1 | 55661 | G | GT-1 | 9222 | Combined Cycle | NENGREST | New Hampshire | Rockingham | 176 | 2002 | 9999 | 2019 | 38.4081 | 159923 | 0.3092 | NEI 2019
Essential Power Newington LLC | 55661_G_GT-2 | 55661 | G | GT-2 | 9223 | Combined Cycle | NENGREST | New Hampshire | Rockingham | 176 | 2002 | 9999 | 2019 | 41.119 | 164234 | 0.3092 | NEI 2019
Essential Power Newington LLC | 55661_G_ST | 55661 | G | ST | 9222 | Combined Cycle | NENGREST | New Hampshire | Rockingham | 228 | 2002 | 9999 | 2019 | 0.525 | 193652 | 0.3092 | NEI 2019
Chehalis Generating Facility | 55662_G_CA | 55662 | G | CA | 8780 | Combined Cycle | WECC_PNW | Washington | Lewis | 157 | 2003 | 9999 |  |  |  | 0.016 | NEI 2019
Chehalis Generating Facility | 55662_G_CT1 | 55662 | G | CT1 | 8780 | Combined Cycle | WECC_PNW | Washington | Lewis | 160 | 2003 | 9999 | 2019 | 10.61 | 1640031 | 0.016 | NEI 2019
Chehalis Generating Facility | 55662_G_CT2 | 55662 | G | CT2 | 8782 | Combined Cycle | WECC_PNW | Washington | Lewis | 160 | 2003 | 9999 | 2019 | 8.84 | 791505 | 0.016 | NEI 2019
Harrison County Power Project | 55664_G_GT-1 | 55664 | G | GT-1 | 8788 | Combined Cycle | SPP_WEST | Texas | Harrison | 144.5 | 2003 | 9999 | 2019 | 35.39 | 811251 | 0.05333 | NEI 2019
Harrison County Power Project | 55664_G_GT-2 | 55664 | G | GT-2 | 8790 | Combined Cycle | SPP_WEST | Texas | Harrison | 144.5 | 2003 | 9999 | 2019 | 34.27 | 806368 | 0.05333 | NEI 2019
Harrison County Power Project | 55664_G_ST-1 | 55664 | G | ST-1 | 8788 | Combined Cycle | SPP_WEST | Texas | Harrison | 225.4 | 2003 | 9999 |  |  |  | 0.05333 | NEI 2019
Lower Mount Bethel Energy | 55667_G_G1 | 55667 | G | G1 | 8800 | Combined Cycle | PJM_WMAC | Pennsylvania | Northampton | 188.6 | 2004 | 9999 | 2019 | 22.08 | 697842 | 0.04033 | NEI 2019
Lower Mount Bethel Energy | 55667_G_G2 | 55667 | G | G2 | 8802 | Combined Cycle | PJM_WMAC | Pennsylvania | Northampton | 188.6 | 2004 | 9999 | 2019 | 26.35 | 686772 | 0.04033 | NEI 2019
Lower Mount Bethel Energy | 55667_G_G3 | 55667 | G | G3 | 8800 | Combined Cycle | PJM_WMAC | Pennsylvania | Northampton | 216.8 | 2004 | 9999 |  |  |  | 0.04033 | NEI 2019
AL Sandersville LLC | 55672_G_CT1 | 55672 | G | CT1 | 8836 | Combustion Turbine | S_SOU | Georgia | Washington | 72.1 | 2002 | 9999 | 2019 | 0.09 | 11638.8213 | 0.01547 | NEI 2019
AL Sandersville LLC | 55672_G_CT2 | 55672 | G | CT2 | 8838 | Combustion Turbine | S_SOU | Georgia | Washington | 72.1 | 2002 | 9999 | 2019 | 0.08 | 11638.8213 | 0.01375 | NEI 2019
AL Sandersville LLC | 55672_G_CT3 | 55672 | G | CT3 | 8840 | Combustion Turbine | S_SOU | Georgia | Washington | 72 | 2002 | 9999 | 2017 | 0.02 | 143.0257 | 0.27967 | NEI 2019
AL Sandersville LLC | 55672_G_CT4 | 55672 | G | CT4 | 8842 | Combustion Turbine | S_SOU | Georgia | Washington | 72 | 2002 | 9999 | 2017 | 0.01 | 143.0257 | 0.13984 | NEI 2019
AL Sandersville LLC | 55672_G_CT5 | 55672 | G | CT5 | 8844 | Combustion Turbine | S_SOU | Georgia | Washington | 72.1 | 2002 | 9999 |  |  |  | 0.72922 | Default Emission Factor
AL Sandersville LLC | 55672_G_CT6 | 55672 | G | CT6 | 8846 | Combustion Turbine | S_SOU | Georgia | Washington | 72.1 | 2002 | 9999 | 2017 | 0.01 | 143.2243 | 0.13964 | NEI 2019
AL Sandersville LLC | 55672_G_CT7 | 55672 | G | CT7 | 8848 | Combustion Turbine | S_SOU | Georgia | Washington | 72 | 2002 | 9999 |  |  |  | 0.72922 | Default Emission Factor
AL Sandersville LLC | 55672_G_CT8 | 55672 | G | CT8 | 8850 | Combustion Turbine | S_SOU | Georgia | Washington | 72 | 2002 | 9999 | 2017 | 0.02 | 143.0257 | 0.27967 | NEI 2019
Higgins Generating Station | 55687_G_A01 | 55687 | G | A01 | 10238 | Combined Cycle | WECC_SNV | Nevada | Clark | 157 | 2004 | 9999 | 2019 | 34.83 | 682376 | 0.05758 | NEI 2019
Higgins Generating Station | 55687_G_A02 | 55687 | G | A02 | 10239 | Combined Cycle | WECC_SNV | Nevada | Clark | 157 | 2004 | 9999 | 2019 | 28.09 | 726392 | 0.05758 | NEI 2019
Higgins Generating Station | 55687_G_ST1 | 55687 | G | ST1 | 10238 | Combined Cycle | WECC_SNV | Nevada | Clark | 236 | 2004 | 9999 | 2019 | 1.58 | 831578 | 0.05758 | NEI 2019
Bethlehem Power Plant | 55690_G_CTG1 | 55690 | G | CTG1 | 8894 | Combined Cycle | PJM_WMAC | Pennsylvania | Northampton | 118 | 2002 | 9999 | 2019 | 5.1 | 1399030 | 0.00945 | NEI 2019
Bethlehem Power Plant | 55690_G_CTG2 | 55690 | G | CTG2 | 8896 | Combined Cycle | PJM_WMAC | Pennsylvania | Northampton | 127 | 2002 | 9999 | 2019 | 3.8 | 528541 | 0.00945 | NEI 2019
Bethlehem Power Plant | 55690_G_CTG3 | 55690 | G | CTG3 | 8898 | Combined Cycle | PJM_WMAC | Pennsylvania | Northampton | 127 | 2002 | 9999 | 2019 | 2.8 | 549577 | 0.00945 | NEI 2019
Bethlehem Power Plant | 55690_G_CTG5 | 55690 | G | CTG5 | 8902 | Combined Cycle | PJM_WMAC | Pennsylvania | Northampton | 118 | 2003 | 9999 | 2019 | 5.1 | 1211883 | 0.01524 | NEI 2019
Bethlehem Power Plant | 55690_G_CTG6 | 55690 | G | CTG6 | 8904 | Combined Cycle | PJM_WMAC | Pennsylvania | Northampton | 127 | 2003 | 9999 | 2019 | 2.2 | 530908 | 0.01524 | NEI 2019
Bethlehem Power Plant | 55690_G_CTG7 | 55690 | G | CTG7 | 8906 | Combined Cycle | PJM_WMAC | Pennsylvania | Northampton | 127 | 2003 | 9999 | 2019 | 9.8 | 502054 | 0.01524 | NEI 2019
Bethlehem Power Plant | 55690_G_STG4 | 55690 | G | STG4 | 8894 | Combined Cycle | PJM_WMAC | Pennsylvania | Northampton | 195 | 2003 | 9999 |  |  |  | 0.00945 | NEI 2019
Bethlehem Power Plant | 55690_G_STG8 | 55690 | G | STG8 | 8902 | Combined Cycle | PJM_WMAC | Pennsylvania | Northampton | 195 | 2003 | 9999 |  |  |  | 0.01524 | NEI 2019
Quantum Choctaw Power LLC | 55694_G_CT1 | 55694 | G | CT1 | 8924 | Combined Cycle | S_C_TVA | Mississippi | Choctaw | 220 | 2006 | 9999 | 2019 | 447.5495 | 2057189 | 0.60643 | NEI 2019
Quantum Choctaw Power LLC | 55694_G_CT2 | 55694 | G | CT2 | 8926 | Combined Cycle | S_C_TVA | Mississippi | Choctaw | 220 | 2006 | 9999 | 2019 | 473.2059 | 979469 | 0.60643 | NEI 2019
Quantum Choctaw Power LLC | 55694_G_ST1 | 55694 | G | ST1 | 8924 | Combined Cycle | S_C_TVA | Mississippi | Choctaw | 270 | 2006 | 9999 |  |  |  | 0.60643 | NEI 2019
Hanford Energy Park Peaker | 55698_G_HEP1 | 55698 | G | HEP1 | 8954 | Combustion Turbine | WEC_CALN | California | Kings | 45.9 | 2001 | 9999 | 2019 | 0.32977 | 5339.5 | 0.12352 | NEI 2019
Hanford Energy Park Peaker | 55698_G_HEP2 | 55698 | G | HEP2 | 8956 | Combustion Turbine | WEC_CALN | California | Kings | 45.9 | 2001 | 9999 | 2019 | 0.2753 | 5339.5 | 0.10312 | NEI 2019
Bayswater Peaking Facility LLC | 55699_G_1 | 55699 | G | 1 | 8958 | Combustion Turbine | NY_Z_J | New York | Queens | 53.9 | 2002 | 9999 | 2019 | 9.347 | 118939 | 0.15717 | NEI 2019
Tunnel | 557_G_10 | 557 | G | 10 | 349 | Combustion Turbine | NENG_CT | Connecticut | New London | 16.5 | 1969 | 9999 | 2019 | 0.0045227 | 267 | 0.03388 | NEI 2019
Mint Farm Generating Station | 55700_G_1STG | 55700 | G | 1STG | 8960 | Combined Cycle | WECC_PNW | Washington | Cowlitz | 120 | 2008 | 9999 |  |  |  | 0.14766 | Default Emission Factor
Mint Farm Generating Station | 55700_G_CTG1 | 55700 | G | CTG1 | 8960 | Combined Cycle | WECC_PNW | Washington | Cowlitz | 150 | 2008 | 9999 |  |  |  | 0.14766 | Default Emission Factor
Fremont Energy Center | 55701_G_CA01 | 55701 | G | CA01 | 8962 | Combined Cycle | PJM_ATSI | Ohio | Sandusky | 345.1 | 2012 | 9999 |  |  |  | 0.02696 | NEI 2019
Fremont Energy Center | 55701_G_CT01 | 55701 | G | CT01 | 8962 | Combined Cycle | PJM_ATSI | Ohio | Sandusky | 162.6 | 2012 | 9999 | 2019 | 13.97 | 947738 | 0.02696 | NEI 2019
Fremont Energy Center | 55701_G_CT02 | 55701 | G | CT02 | 8964 | Combined Cycle | PJM_ATSI | Ohio | Sandusky | 162.6 | 2012 | 9999 | 2019 | 11.71 | 957653 | 0.02696 | NEI 2019
Choctaw County | 55706_G_CTG1 | 55706 | G | CTG1 | 9224 | Combined Cycle | S_C_TVA | Mississippi | Choctaw | 164 | 2003 | 9999 | 2019 | 16.18 | 2680511 | 0.03017 | NEI 2019
Choctaw County | 55706_G_CTG2 | 55706 | G | CTG2 | 9225 | Combined Cycle | S_C_TVA | Mississippi | Choctaw | 164 | 2003 | 9999 | 2017 | 26.8 | 1260960 | 0.03017 | NEI 2019
Choctaw County | 55706_G_CTG3 | 55706 | G | CTG3 | 9226 | Combined Cycle | S_C_TVA | Mississippi | Choctaw | 164 | 2003 | 9999 | 2019 | 25.95 | 869600 | 0.03017 | NEI 2019
Choctaw County | 55706_G_STG1 | 55706 | G | STG1 | 9226 | Combined Cycle | S_C_TVA | Mississippi | Choctaw | 289 | 2003 | 9999 |  |  |  | 0.03017 | NEI 2019
Allegheny Energy Units 3 4 & 5 | 55710_G_UNT3 | 55710 | G | UNT3 | 9962 | Combined Cycle | PJM_AP | Pennsylvania | Allegheny | 167 | 2003 | 9999 | 2019 | 45.91 | 2878556 | 0.03706 | NEI 2019
Allegheny Energy Units 3 4 & 5 | 55710_G_UNT4 | 55710 | G | UNT4 | 9963 | Combined Cycle | PJM_AP | Pennsylvania | Allegheny | 167 | 2003 | 9999 | 2019 | 34.52 | 1462236 | 0.03706 | NEI 2019
Allegheny Energy Units 3 4 & 5 | 55710_G_UNT5 | 55710 | G | UNT5 | 9962 | Combined Cycle | PJM_AP | Pennsylvania | Allegheny | 175 | 2003 | 9999 |  |  |  | 0.03706 | NEI 2019
Magnet Cove | 55714_G_GT1 | 55714 | G | GT1 | 9298 | Combined Cycle | MIS_AR | Arkansas | Hot Spring | 208.1 | 2005 | 9999 |  |  |  | 0.01566 | NEI 2019
Magnet Cove | 55714_G_GT2 | 55714 | G | GT2 | 9299 | Combined Cycle | MIS_AR | Arkansas | Hot Spring | 208.1 | 2006 | 9999 | 2019 | 13.35 | 1705578 | 0.01566 | NEI 2019
Magnet Cove | 55714_G_ST1 | 55714 | G | ST1 | 9298 | Combined Cycle | MIS_AR | Arkansas | Hot Spring | 225.3 | 2005 | 9999 |  |  |  | 0.01566 | NEI 2019
Dean | 55718_G_GT1 | 55718 | G | GT1 | 9240 | Combustion Turbine | MIS_LMI | Michigan | St Clair | 78 | 2002 | 9999 |  |  |  | 0.72922 | Default Emission Factor
Dean | 55718_G_GT2 | 55718 | G | GT2 | 9241 | Combustion Turbine | MIS_LMI | Michigan | St Clair | 78 | 2002 | 9999 |  |  |  | 0.72922 | Default Emission Factor
Dean | 55718_G_GT3 | 55718 | G | GT3 | 9242 | Combustion Turbine | MIS_LMI | Michigan | St Clair | 78 | 2002 | 9999 |  |  |  | 0.72922 | Default Emission Factor
Dean | 55718_G_GT4 | 55718 | G | GT4 | 9243 | Combustion Turbine | MIS_LMI | Michigan | St Clair | 78 | 2002 | 9999 |  |  |  | 0.72922 | Default Emission Factor
Bennett Mountain | 55733_G_1 | 55733 | G | 1 | 9983 | Combustion Turbine | WECC_ID | Idaho | Elmore | 164 | 2005 | 9999 | 2019 | 80.6 | 317878 | 0.50711 | NEI 2019
Hanging Rock Energy Facility | 55736_G_1GT1 | 55736 | G | 1GT1 | 9079 | Combined Cycle | PJM_West | Ohio | Lawrence | 181 | 2003 | 9999 | 2019 | 22.71 | 3442439 | 0.01464 | NEI 2019
Hanging Rock Energy Facility | 55736_G_1GT2 | 55736 | G | 1GT2 | 9080 | Combined Cycle | PJM_West | Ohio | Lawrence | 183 | 2003 | 9999 | 2019 | 13.18 | 1461543 | 0.01464 | NEI 2019
Hanging Rock Energy Facility | 55736_G_1ST | 55736 | G | 1ST | 9079 | Combined Cycle | PJM_West | Ohio | Lawrence | 316 | 2003 | 9999 |  |  |  | 0.01464 | NEI 2019
Hanging Rock Energy Facility | 55736_G_2GT1 | 55736 | G | 2GT1 | 9081 | Combined Cycle | PJM_West | Ohio | Lawrence | 185 | 2003 | 9999 | 2019 | 39.88 | 3471325 | 0.01972 | NEI 2019
Hanging Rock Energy Facility | 55736_G_2GT2 | 55736 | G | 2GT2 | 9082 | Combined Cycle | PJM_West | Ohio | Lawrence | 186 | 2003 | 9999 | 2019 | 8.91 | 1476775 | 0.01972 | NEI 2019
Hanging Rock Energy Facility | 55736_G_2ST | 55736 | G | 2ST | 9081 | Combined Cycle | PJM_West | Ohio | Lawrence | 314 | 2003 | 9999 |  |  |  | 0.01972 | NEI 2019
Los Esteros Critical Energy Center | 55748_G_CAG5 | 55748 | G | CAG5 | 9250 | Combined Cycle | WEC_CALN | California | Santa Clara | 126.1 | 2013 | 9999 |  |  |  | 0.14766 | Default Emission Factor
Los Esteros Critical Energy Center | 55748_G_CTG1 | 55748 | G | CTG1 | 9250 | Combined Cycle | WEC_CALN | California | Santa Clara | 45 | 2003 | 9999 |  |  |  | 0.14766 | Default Emission Factor
Los Esteros Critical Energy Center | 55748_G_CTG2 | 55748 | G | CTG2 | 9251 | Combined Cycle | WEC_CALN | California | Santa Clara | 45 | 2003 | 9999 |  |  |  | 0.14766 | Default Emission Factor
Los Esteros Critical Energy Center | 55748_G_CTG3 | 55748 | G | CTG3 | 9252 | Combined Cycle | WEC_CALN | California | Santa Clara | 45 | 2003 | 9999 |  |  |  | 0.14766 | Default Emission Factor
Los Esteros Critical Energy Center | 55748_G_CTG4 | 55748 | G | CTG4 | 9253 | Combined Cycle | WEC_CALN | California | Santa Clara | 45 | 2003 | 9999 |  |  |  | 0.14766 | Default Emission Factor
Sonoma Central Landfill Phase I | 55752_G_P-11 | 55752 | G | P-11 |  | Landfill Gas | WEC_CALN | California | Sonoma | 0.7 | 1993 | 9999 |  |  |  | 8.0181 | Default Emission Factor
Sonoma Central Landfill Phase I | 55752_G_P-12 | 55752 | G | P-12 |  | Landfill Gas | WEC_CALN | California | Sonoma | 0.7 | 1993 | 9999 |  |  |  | 8.0181 | Default Emission Factor
Sonoma Central Landfill Phase I | 55752_G_P-13 | 55752 | G | P-13 |  | Landfill Gas | WEC_CALN | California | Sonoma | 0.7 | 1993 | 9999 |  |  |  | 8.0181 | Default Emission Factor
Sonoma Central Landfill Phase I | 55752_G_P-14 | 55752 | G | P-14 |  | Landfill Gas | WEC_CALN | California | Sonoma | 0.7 | 1993 | 9999 |  |  |  | 8.0181 | Default Emission Factor
Sonoma Central Landfill Phase II | 55753_G_P-21 | 55753 | G | P-21 |  | Landfill Gas | WEC_CALN | California | Sonoma | 0.7 | 1996 | 9999 |  |  |  | 8.0181 | Default Emission Factor
Sonoma Central Landfill Phase II | 55753_G_P-22 | 55753 | G | P-22 |  | Landfill Gas | WEC_CALN | California | Sonoma | 0.7 | 1996 | 9999 |  |  |  | 8.0181 | Default Emission Factor
Sonoma Central Landfill Phase II | 55753_G_P-23 | 55753 | G | P-23 |  | Landfill Gas | WEC_CALN | California | Sonoma | 0.7 | 1996 | 9999 |  |  |  | 8.0181 | Default Emission Factor
Sonoma Central Landfill Phase II | 55753_G_P-24 | 55753 | G | P-24 |  | Landfill Gas | WEC_CALN | California | Sonoma | 0.7 | 1996 | 9999 |  |  |  | 8.0181 | Default Emission Factor
Model City Energy Facility | 55757_G_GEN1 | 55757 | G | GEN1 |  | Landfill Gas | NY_Z_A | New York | Niagara | 0.8 | 2001 | 9999 | 2018 | 31.05 | 5611 | 11.0676 | New York Emission Inventory
Model City Energy Facility | 55757_G_GEN2 | 55757 | G | GEN2 |  | Landfill Gas | NY_Z_A | New York | Niagara | 0.8 | 2001 | 9999 | 2018 | 31.05 | 5611 | 11.0676 | New York Emission Inventory
Model City Energy Facility | 55757_G_GEN3 | 55757 | G | GEN3 |  | Landfill Gas | NY_Z_A | New York | Niagara | 0.8 | 2001 | 9999 | 2018 | 31.05 | 5611 | 11.0676 | New York Emission Inventory
Model City Energy Facility | 55757_G_GEN4 | 55757 | G | GEN4 |  | Landfill Gas | NY_Z_A | New York | Niagara | 0.8 | 2001 | 9999 | 2018 | 31.05 | 5611 | 11.0676 | New York Emission Inventory
Model City Energy Facility | 55757_G_GEN5 | 55757 | G | GEN5 |  | Landfill Gas | NY_Z_A | New York | Niagara | 0.8 | 2001 | 9999 | 2018 | 31.05 | 5611 | 11.0676 | New York Emission Inventory
Model City Energy Facility | 55757_G_GEN6 | 55757 | G | GEN6 |  | Landfill Gas | NY_Z_A | New York | Niagara | 0.8 | 2001 | 9999 | 2018 | 31.05 | 5611 | 11.0676 | New York Emission Inventory
Model City Energy Facility | 55757_G_GEN7 | 55757 | G | GEN7 |  | Landfill Gas | NY_Z_A | New York | Niagara | 0.8 | 2001 | 9999 | 2018 | 31.05 | 5611 | 11.0676 | New York Emission Inventory
Green Knight Energy Center | 55765_G_TG1 | 55765 | G | TG1 |  | Landfill Gas | PJM_WMAC | Pennsylvania | Northampton | 2.4 | 2001 | 9999 | 2019 | 6.5 | 8880 | 1.464 | NEI 2019
Green Knight Energy Center | 55765_G_TG2 | 55765 | G | TG2 |  | Landfill Gas | PJM_WMAC | Pennsylvania | Northampton | 2.4 | 2001 | 9999 | 2019 | 14 | 8880 | 3.1532 | NEI 2019
Green Knight Energy Center | 55765_G_TG3 | 55765 | G | TG3 |  | Landfill Gas | PJM_WMAC | Pennsylvania | Northampton | 2.4 | 2001 | 9999 | 2019 | 10.9 | 8880 | 2.455 | NEI 2019
Kiefer Landfill | 55766_G_361A | 55766 | G | 361A |  | Landfill Gas | WEC_BANC | California | Sacramento | 2.8 | 1999 | 9999 | 2018 | 125.0283 | 23114 | 10.8184 | California Air Resources Board
Kiefer Landfill | 55766_G_361B | 55766 | G | 361B |  | Landfill Gas | WEC_BANC | California | Sacramento | 2.8 | 1999 | 9999 | 2018 | 125.0283 | 23114 | 10.8184 | California Air Resources Board
Kiefer Landfill | 55766_G_361C | 55766 | G | 361C |  | Landfill Gas | WEC_BANC | California | Sacramento | 2.8 | 1999 | 9999 | 2018 | 125.0283 | 23114 | 10.8184 | California Air Resources Board
Edgewood Energy LLC | 55786_G_CT01 | 55786 | G | CT01 | 10132 | Combustion Turbine | NY_Z_K | New York | Suffolk | 42.5 | 2002 | 9999 |  |  |  | 0.22462 | NEI 2019
Edgewood Energy LLC | 55786_G_CT02 | 55786 | G | CT02 | 10133 | Combustion Turbine | NY_Z_K | New York | Suffolk | 42.5 | 2002 | 9999 | 2019 | 6.8045 | 60588 | 0.22462 | NEI 2019
Shoreham Energy LLC | 55787_G_CT01 | 55787 | G | CT01 | 10134 | Combustion Turbine | NY_Z_K | New York | Suffolk | 42.5 | 2002 | 9999 |  |  |  | 0.02018 | NEI 2019
Shoreham Energy LLC | 55787_G_CT02 | 55787 | G | CT02 | 10135 | Combustion Turbine | NY_Z_K | New York | Suffolk | 42.5 | 2002 | 9999 | 2019 | 0.048 | 4757 | 0.02018 | NEI 2019
Marcus Hook Energy LP | 55801_G_CT13 | 55801 | G | CT13 | 10140 | Combined Cycle | PJM_EMAC | Pennsylvania | Delaware | 176 | 2004 | 9999 | 2019 | 105.1 | 999654 | 0.13104 | NEI 2019
Marcus Hook Energy LP | 55801_G_CT1A | 55801 | G | CT1A | 10142 | Combined Cycle | PJM_EMAC | Pennsylvania | Delaware | 182.7 | 2004 | 9999 | 2019 | 97.7 | 995451 | 0.13104 | NEI 2019
Marcus Hook Energy LP | 55801_G_CTIB | 55801 | G | CTIB | 10141 | Combined Cycle | PJM_EMAC | Pennsylvania | Delaware | 176 | 2004 | 9999 | 2019 | 90.1 | 991761 | 0.13104 | NEI 2019
Marcus Hook Energy LP | 55801_G_STG | 55801 | G | STG | 10140 | Combined Cycle | PJM_EMAC | Pennsylvania | Delaware | 298 | 2004 | 9999 |  |  |  | 0.13104 | NEI 2019
Valencia Energy Facility | 55802_G_CTG1 | 55802 | G | CTG1 | 10143 | Combustion Turbine | WECC_NM | New Mexico | Valencia | 144.3 | 2008 | 9999 | 2019 | 5.671 | 80233 | 0.14136 | NEI 2019
Henrietta Peaker | 55807_G_HPP1 | 55807 | G | HPP1 | 88086 | Combustion Turbine | WEC_CALN | California | Kings | 46.3 | 2002 | 9999 | 2017 | 0.50197 | 19295.6753 | 0.05203 | NEI 2019
Henrietta Peaker | 55807_G_HPP2 | 55807 | G | HPP2 | 88087 | Combustion Turbine | WEC_CALN | California | Kings | 46.1 | 2002 | 9999 | 2017 | 0.38602 | 19212.3247 | 0.04018 | NEI 2019
Gilroy Peaking Energy Center | 55810_G_S3 | 55810 | G | S3 | 88230 | Combustion Turbine | WEC_CALN | California | Santa Clara | 45 | 2001 | 9999 | 2017 | 0.3059 | 9899.6667 | 0.0618 | NEI 2019
Gilroy Peaking Energy Center | 55810_G_S4 | 55810 | G | S4 | 88231 | Combustion Turbine | WEC_CALN | California | Santa Clara | 45 | 2001 | 9999 | 2017 | 0.30382 | 9899.6667 | 0.06138 | NEI 2019
Gilroy Peaking Energy Center | 55810_G_S5 | 55810 | G | S5 | 88232 | Combustion Turbine | WEC_CALN | California | Santa Clara | 45 | 2002 | 9999 | 2019 | 0.23155 | 8892.3333 | 0.05208 | NEI 2019
King City Peaking | 55811_G_CTG1 | 55811 | G | CTG1 | 8434 | Combustion Turbine | WEC_CALN | California | Monterey | 44 | 2002 | 9999 | 2019 | 0.04 | 6056 | 0.01321 | NEI 2019
Yuba City Energy Center | 55813_G_CTG1 | 55813 | G | CTG1 | 8436 | Combustion Turbine | WEC_CALN | California | Sutter | 45 | 2002 | 9999 | 2017 | 1.8725 | 37502 | 0.09986 | NEI 2019
Frederickson Power LP | 55818_G_FICT | 55818 | G | FICT | 88233 | Combined Cycle | WECC_PNW | Washington | Pierce | 164 | 2002 | 9999 |  |  |  | 0.14766 | Default Emission Factor
Frederickson Power LP | 55818_G_FIST | 55818 | G | FIST | 88233 | Combined Cycle | WECC_PNW | Washington | Pierce | 82 | 2002 | 9999 |  |  |  | 0.14766 | Default Emission Factor
Curtis H Stanton Energy Center | 55821_G_A | 55821 | G | A | 10157 | Combined Cycle | FRCC | Florida | Orange | 188 | 2003 | 9999 | 2019 | 78.8703 | 1128712 | 0.21042 | NEI 2019
Curtis H Stanton Energy Center | 55821_G_B | 55821 | G | B | 10158 | Combined Cycle | FRCC | Florida | Orange | 188 | 2003 | 9999 | 2019 | 88.635 | 463372 | 0.21042 | NEI 2019
Curtis H Stanton Energy Center | 55821_G_C | 55821 | G | C | 10157 | Combined Cycle | FRCC | Florida | Orange | 281 | 2003 | 9999 |  |  |  | 0.21042 | NEI 2019
MNDOT Standby Generation | 55824_G_UNT1 | 55824 | G | UNT1 |  | Combustion Turbine | MIS_MNWI | Minnesota | Ramsey | 1.9 | 1995 | 9999 |  |  |  | 7.2573 | Default Emission Factor
Rocky Mountain Energy Center | 55835_G_CTG1 | 55835 | G | CTG1 | 10173 | Combined Cycle | WECC_CO | Colorado | Weld | 145 | 2004 | 9999 | 2017 | 67.51 | 602969 | 0.1677 | NEI 2019
Rocky Mountain Energy Center | 55835_G_CTG2 | 55835 | G | CTG2 | 10174 | Combined Cycle | WECC_CO | Colorado | Weld | 145 | 2004 | 9999 | 2017 | 113.88 | 575292 | 0.1677 | NEI 2019
Rocky Mountain Energy Center | 55835_G_STG1 | 55835 | G | STG1 | 10173 | Combined Cycle | WECC_CO | Colorado | Weld | 290 | 2004 | 9999 | 2019 | 2.1 | 1010109 | 0.1677 | NEI 2019
Island Street Peaking Plant | 55836_G_FT81 | 55836 | G | FT81 | 89407 | Combustion Turbine | MIS_WUMS | Wisconsin | Outagamie | 51.8 | 2004 | 9999 | 2019 | 10.1422 | 7919 | 2.5615 | NEI 2019
Silverhawk | 55841_G_CT1 | 55841 | G | CT1 | 89194 | Combined Cycle | WECC_SNV | Nevada | Clark | 157 | 2004 | 9999 | 2019 | 32.73 | 1213972 | 0.05754 | NEI 2019
Silverhawk | 55841_G_CT2 | 55841 | G | CT2 | 89195 | Combined Cycle | WECC_SNV | Nevada | Clark | 157 | 2004 | 9999 | 2019 | 18.91 | 581046 | 0.05754 | NEI 2019
Silverhawk | 55841_G_ST1 | 55841 | G | ST1 | 89194 | Combined Cycle | WECC_SNV | Nevada | Clark | 246 | 2004 | 9999 |  |  |  | 0.05754 | NEI 2019
Feather River Energy Center | 55847_G_CTG1 | 55847 | G | CTG1 | 10240 | Combustion Turbine | WEC_CALN | California | Sutter | 45 | 2003 | 9999 | 2017 | 1.8735 | 24505 | 0.15291 | NEI 2019
Wolfskill Energy Center | 55855_G_CTG1 | 55855 | G | CTG1 | 10241 | Combustion Turbine | WEC_CALN | California | Solano | 45 | 2003 | 9999 | 2019 | 1.703 | 7008 | 0.486 | NEI 2019
Oak Point Cogen | 55857_G_5121 | 55857 | G | 5121 |  | Combustion Turbine | MIS_AMSO | Louisiana | Plaquemines | 4 | 1999 | 9999 |  |  |  | 0.72922 | Default Emission Factor
Oak Point Cogen | 55857_G_5131 | 55857 | G | 5131 |  | Combustion Turbine | MIS_AMSO | Louisiana | Plaquemines | 4 | 1999 | 9999 |  |  |  | 0.72922 | Default Emission Factor
Oak Point Cogen | 55857_G_5141 | 55857 | G | 5141 |  | Combustion Turbine | MIS_AMSO | Louisiana | Plaquemines | 4 | 1999 | 9999 |  |  |  | 0.72922 | Default Emission Factor
Oak Point Cogen | 55857_G_5151 | 55857 | G | 5151 |  | Combustion Turbine | MIS_AMSO | Louisiana | Plaquemines | 4 | 1999 | 9999 |  |  |  | 0.72922 | Default Emission Factor
Oak Point Cogen | 55857_G_5161 | 55857 | G | 5161 |  | Combustion Turbine | MIS_AMSO | Louisiana | Plaquemines | 4 | 1999 | 9999 |  |  |  | 0.72922 | Default Emission Factor
Basin Creek Plant | 55866_G_1 | 55866 | G | 1 |  | Combustion Turbine | WECC_MT | Montana | Silver Bow | 6 | 2006 | 9999 |  |  |  | 3.2013 | Default Emission Factor
Basin Creek Plant | 55866_G_2 | 55866 | G | 2 |  | Combustion Turbine | WECC_MT | Montana | Silver Bow | 6 | 2006 | 9999 |  |  |  | 3.2013 | Default Emission Factor
Basin Creek Plant | 55866_G_3 | 55866 | G | 3 |  | Combustion Turbine | WECC_MT | Montana | Silver Bow | 6 | 2006 | 9999 |  |  |  | 3.2013 | Default Emission Factor
Basin Creek Plant | 55866_G_4 | 55866 | G | 4 |  | Combustion Turbine | WECC_MT | Montana | Silver Bow | 6 | 2006 | 9999 |  |  |  | 3.2013 | Default Emission Factor
Basin Creek Plant | 55866_G_5 | 55866 | G | 5 |  | Combustion Turbine | WECC_MT | Montana | Silver Bow | 6 | 2006 | 9999 |  |  |  | 3.2013 | Default Emission Factor
Basin Creek Plant | 55866_G_6 | 55866 | G | 6 |  | Combustion Turbine | WECC_MT | Montana | Silver Bow | 6 | 2006 | 9999 |  |  |  | 3.2013 | Default Emission Factor
Basin Creek Plant | 55866_G_7 | 55866 | G | 7 |  | Combustion Turbine | WECC_MT | Montana | Silver Bow | 6 | 2006 | 9999 |  |  |  | 3.2013 | Default Emission Factor
Basin Creek Plant | 55866_G_8 | 55866 | G | 8 |  | Combustion Turbine | WECC_MT | Montana | Silver Bow | 6 | 2006 | 9999 |  |  |  | 3.2013 | Default Emission Factor
Basin Creek Plant | 55866_G_9 | 55866 | G | 9 |  | Combustion Turbine | WECC_MT | Montana | Silver Bow | 6 | 2006 | 9999 |  |  |  | 3.2013 | Default Emission Factor
Panoche Peaker | 55874_G_8 | 55874 | G | 8 |  | Combustion Turbine | WEC_CALN | California | Fresno | 40 | 1973 | 9999 | 2017 | 3.3229 | 13245 | 0.50176 | NEI 2019
Sonoma Central Landfill Phase III | 55880_G_P-31 | 55880 | G | P-31 |  | Landfill Gas | WEC_CALN | California | Sonoma | 0.7 | 2004 | 9999 |  |  |  | 8.0181 | Default Emission Factor
Sonoma Central Landfill Phase III | 55880_G_P-32 | 55880 | G | P-32 |  | Landfill Gas | WEC_CALN | California | Sonoma | 0.7 | 2004 | 9999 |  |  |  | 8.0181 | Default Emission Factor
Ridgeview | 55925_G_GEN1 | 55925 | G | GEN1 |  | Landfill Gas | MIS_WUMS | Wisconsin | Manitowoc | 0.8 | 2002 | 9999 |  |  |  | 8.0181 | Default Emission Factor
Ridgeview | 55925_G_GEN2 | 55925 | G | GEN2 |  | Landfill Gas | MIS_WUMS | Wisconsin | Manitowoc | 0.8 | 2002 | 9999 |  |  |  | 8.0181 | Default Emission Factor
Ridgeview | 55925_G_GEN3 | 55925 | G | GEN3 |  | Landfill Gas | MIS_WUMS | Wisconsin | Manitowoc | 0.8 | 2002 | 9999 |  |  |  | 8.0181 | Default Emission Factor
Ridgeview | 55925_G_GEN4 | 55925 | G | GEN4 |  | Landfill Gas | MIS_WUMS | Wisconsin | Manitowoc | 0.8 | 2003 | 9999 |  |  |  | 8.0181 | Default Emission Factor
Ridgeview | 55925_G_GEN5 | 55925 | G | GEN5 |  | Landfill Gas | MIS_WUMS | Wisconsin | Manitowoc | 0.8 | 2006 | 9999 |  |  |  | 8.0181 | Default Emission Factor
Ridgeview | 55925_G_GEN6 | 55925 | G | GEN6 |  | Landfill Gas | MIS_WUMS | Wisconsin | Manitowoc | 0.8 | 2006 | 9999 |  |  |  | 8.0181 | Default Emission Factor
Ridgeview | 55925_G_GEN7 | 55925 | G | GEN7 |  | Landfill Gas | MIS_WUMS | Wisconsin | Manitowoc | 0.8 | 2006 | 9999 |  |  |  | 8.0181 | Default Emission Factor
Ridgeview | 55925_G_GEN8 | 55925 | G | GEN8 |  | Landfill Gas | MIS_WUMS | Wisconsin | Manitowoc | 0.8 | 2006 | 9999 |  |  |  | 8.0181 | Default Emission Factor
Jasper | 55927_G_CT1 | 55927 | G | CT1 | 10211 | Combined Cycle | S_VACA | South Carolina | Jasper | 156 | 2004 | 9999 | 2019 | 44.78 | 5184186 | 0.01728 | NEI 2019
Jasper | 55927_G_CT2 | 55927 | G | CT2 | 10212 | Combined Cycle | S_VACA | South Carolina | Jasper | 164 | 2004 | 9999 |  |  |  | 0.01728 | NEI 2019
Jasper | 55927_G_CT3 | 55927 | G | CT3 | 10213 | Combined Cycle | S_VACA | South Carolina | Jasper | 147 | 2004 | 9999 |  |  |  | 0.01728 | NEI 2019
Jasper | 55927_G_ST1 | 55927 | G | ST1 | 10211 | Combined Cycle | S_VACA | South Carolina | Jasper | 385 | 2004 | 9999 |  |  |  | 0.01728 | NEI 2019
McMinnville | 55928_G_1 | 55928 | G | 1 |  | Combustion Turbine | S_C_TVA | Tennessee | Warren | 1.8 | 2001 | 9999 |  |  |  | 7.2573 | Default Emission Factor
McMinnville | 55928_G_10 | 55928 | G | 10 |  | Combustion Turbine | S_C_TVA | Tennessee | Warren | 1.8 | 2001 | 9999 |  |  |  | 7.2573 | Default Emission Factor
McMinnville | 55928_G_11 | 55928 | G | 11 |  | Combustion Turbine | S_C_TVA | Tennessee | Warren | 1.8 | 2001 | 9999 |  |  |  | 7.2573 | Default Emission Factor
McMinnville | 55928_G_12 | 55928 | G | 12 |  | Biomass | S_C_TVA | Tennessee | Warren | 1.8 | 2005 | 9999 |  |  |  | 7.9218 | Default Emission Factor
McMinnville | 55928_G_2 | 55928 | G | 2 |  | Combustion Turbine | S_C_TVA | Tennessee | Warren | 1.8 | 2001 | 9999 |  |  |  | 7.2573 | Default Emission Factor
McMinnville | 55928_G_3 | 55928 | G | 3 |  | Combustion Turbine | S_C_TVA | Tennessee | Warren | 1.8 | 2001 | 9999 |  |  |  | 7.2573 | Default Emission Factor
McMinnville | 55928_G_4 | 55928 | G | 4 |  | Combustion Turbine | S_C_TVA | Tennessee | Warren | 1.8 | 2001 | 9999 |  |  |  | 7.2573 | Default Emission Factor
McMinnville | 55928_G_5 | 55928 | G | 5 |  | Combustion Turbine | S_C_TVA | Tennessee | Warren | 1.8 | 2001 | 9999 |  |  |  | 7.2573 | Default Emission Factor
McMinnville | 55928_G_6 | 55928 | G | 6 |  | Combustion Turbine | S_C_TVA | Tennessee | Warren | 1.8 | 2001 | 9999 |  |  |  | 7.2573 | Default Emission Factor
McMinnville | 55928_G_7 | 55928 | G | 7 |  | Combustion Turbine | S_C_TVA | Tennessee | Warren | 1.8 | 2001 | 9999 |  |  |  | 7.2573 | Default Emission Factor
McMinnville | 55928_G_8 | 55928 | G | 8 |  | Combustion Turbine | S_C_TVA | Tennessee | Warren | 1.8 | 2001 | 9999 |  |  |  | 7.2573 | Default Emission Factor
McMinnville | 55928_G_9 | 55928 | G | 9 |  | Combustion Turbine | S_C_TVA | Tennessee | Warren | 1.8 | 2001 | 9999 |  |  |  | 7.2573 | Default Emission Factor
Tracy Combined Cycle Power Plant | 55933_G_TCC1 | 55933 | G | TCC1 | 88312 | Combined Cycle | WEC_CALN | California | San Joaquin | 156.2 | 2012 | 9999 | 2017 | 0.29399 | 344680 | 0.01244 | NEI 2019
Tracy Combined Cycle Power Plant | 55933_G_TPP1 | 55933 | G | TPP1 | 88312 | Combined Cycle | WEC_CALN | California | San Joaquin | 82.1 | 2003 | 9999 | 2017 | 2.663 | 274567 | 0.01244 | NEI 2019
Tracy Combined Cycle Power Plant | 55933_G_TPP2 | 55933 | G | TPP2 | 88313 | Combined Cycle | WEC_CALN | California | San Joaquin | 81.8 | 2003 | 9999 | 2017 | 2.5119 | 260087 | 0.01244 | NEI 2019
Century Generating Facility | 55934_G_C1 | 55934 | G | C1 |  | Combustion Turbine | WECC_SCE | California | San Bernardino | 9.5 | 2001 | 9999 | 2018 | 0.15348 | 316.5 | 0.96986 | California Air Resources Board
Century Generating Facility | 55934_G_C2 | 55934 | G | C2 |  | Combustion Turbine | WECC_SCE | California | San Bernardino | 9.5 | 2001 | 9999 | 2018 | 0.15348 | 316.5 | 0.96986 | California Air Resources Board
Century Generating Facility | 55934_G_C3 | 55934 | G | C3 |  | Combustion Turbine | WECC_SCE | California | San Bernardino | 9.5 | 2001 | 9999 | 2018 | 0.15348 | 316.5 | 0.96986 | California Air Resources Board
Century Generating Facility | 55934_G_C4 | 55934 | G | C4 |  | Combustion Turbine | WECC_SCE | California | San Bernardino | 9.5 | 2001 | 9999 | 2018 | 0.15348 | 316.5 | 0.96986 | California Air Resources Board
Drews Generating Facility | 55935_G_D1 | 55935 | G | D1 |  | Combustion Turbine | WECC_SCE | California | San Bernardino | 9.5 | 2001 | 9999 |  |  |  | 0.72922 | Default Emission Factor
Drews Generating Facility | 55935_G_D2 | 55935 | G | D2 |  | Combustion Turbine | WECC_SCE | California | San Bernardino | 9.5 | 2001 | 9999 |  |  |  | 0.72922 | Default Emission Factor
Drews Generating Facility | 55935_G_D3 | 55935 | G | D3 |  | Combustion Turbine | WECC_SCE | California | San Bernardino | 9.5 | 2001 | 9999 |  |  |  | 0.72922 | Default Emission Factor
Drews Generating Facility | 55935_G_D4 | 55935 | G | D4 |  | Combustion Turbine | WECC_SCE | California | San Bernardino | 9.5 | 2001 | 9999 |  |  |  | 0.72922 | Default Emission Factor
NRG Rockford II Energy Center | 55936_G_GT3 | 55936 | G | GT3 | 4814 | Combustion Turbine | PJM_COMD | Illinois | Winnebago | 160.9 | 2002 | 2045 | 2019 | 2.6077 | 85390 | 0.06108 | NEI 2019
NAEA Ocean Peaking Power LLC | 55938_G_OPP3 | 55938 | G | OPP3 | 88234 | Combustion Turbine | PJM_EMAC | New Jersey | Ocean | 162.8 | 2003 | 9999 |  |  |  | 0.44321 | NEI 2019
NAEA Ocean Peaking Power LLC | 55938_G_OPP4 | 55938 | G | OPP4 | 88235 | Combustion Turbine | PJM_EMAC | New Jersey | Ocean | 162.8 | 2003 | 9999 | 2019 | 15.8953 | 71728 | 0.44321 | NEI 2019
Warren County | 55939_G_CT01 | 55939 | G | CT01 | 90817 | Combined Cycle | PJM_AP | Virginia | Warren | 297.5 | 2014 | 9999 | 2019 | 3.85 | 8769572 | 0.00231 | NEI 2019
Warren County | 55939_G_CT02 | 55939 | G | CT02 | 90818 | Combined Cycle | PJM_AP | Virginia | Warren | 297.5 | 2014 | 9999 |  |  |  | 0.14766 | Default Emission Factor
Warren County | 55939_G_CT03 | 55939 | G | CT03 | 90819 | Combined Cycle | PJM_AP | Virginia | Warren | 297.5 | 2014 | 9999 |  |  |  | 0.00231 | NEI 2019
Warren County | 55939_G_ST01 | 55939 | G | ST01 | 90817 | Combined Cycle | PJM_AP | Virginia | Warren | 579.7 | 2014 | 9999 |  |  |  | 0.00231 | NEI 2019
Elk Hills Cogen | 55950_G_U1 | 55950 | G | U1 |  | Combustion Turbine | WECC_SCE | California | Kern | 23.3 | 1994 | 9999 |  |  |  | 0.72922 | Default Emission Factor
Elk Hills Cogen | 55950_G_U2 | 55950 | G | U2 |  | Combustion Turbine | WECC_SCE | California | Kern | 23.3 | 1994 | 9999 |  |  |  | 0.72922 | Default Emission Factor
Agua Mansa Power Plant | 55951_G_AMP1 | 55951 | G | AMP1 | 89370 | Combustion Turbine | WECC_SCE | California | San Bernardino | 40 | 2003 | 9999 |  |  |  | 0.72922 | Default Emission Factor
Pretlow | 55953_G_1 | 55953 | G | 1 |  | Combustion Turbine | PJM_Dom | Virginia | Southampton | 1.6 | 2001 | 9999 | 2018 | 0.07315 | 14.5 | 10.0897 | Virginia State Emissions
Pretlow | 55953_G_2 | 55953 | G | 2 |  | Combustion Turbine | PJM_Dom | Virginia | Southampton | 1.6 | 2001 | 9999 | 2018 | 0.07315 | 14.5 | 10.0897 | Virginia State Emissions
Downtown | 55954_G_1 | 55954 | G | 1 |  | Combustion Turbine | PJM_Dom | Virginia | Southampton | 1.6 | 1992 | 9999 |  |  |  | 7.2573 | Default Emission Factor
Downtown | 55954_G_2 | 55954 | G | 2 |  | Combustion Turbine | PJM_Dom | Virginia | Southampton | 1.6 | 1992 | 9999 |  |  |  | 7.2573 | Default Emission Factor
Riverview Energy Center | 55963_G_CTG1 | 55963 | G | CTG1 | 88362 | Combustion Turbine | WEC_CALN | California | Contra Costa | 46.1 | 2003 | 9999 | 2019 | 0.13597 | 20041 | 0.01357 | NEI 2019
Brown Station Road Plant II | 55964_G_1 | 55964 | G | 1 |  | Landfill Gas | PJM_SMAC | Maryland | Prince Georges | 0.8 | 2003 | 9999 | 2019 | 28.5795 | 3893 | 14.6825 | NEI 2019
Brown Station Road Plant II | 55964_G_2 | 55964 | G | 2 |  | Landfill Gas | PJM_SMAC | Maryland | Prince Georges | 0.8 | 2003 | 9999 |  |  |  | 14.6825 | NEI 2019
Brown Station Road Plant II | 55964_G_3 | 55964 | G | 3 |  | Landfill Gas | PJM_SMAC | Maryland | Prince Georges | 0.8 | 2003 | 9999 |  |  |  | 14.6825 | NEI 2019
Brown Station Road Plant II | 55964_G_4 | 55964 | G | 4 |  | Landfill Gas | PJM_SMAC | Maryland | Prince Georges | 0.8 | 2003 | 9999 |  |  |  | 14.6825 | NEI 2019
Wansley Combined Cycle | 55965_G_CT6A | 55965 | G | CT6A | 8352 | Combined Cycle | S_SOU | Georgia | Heard | 176.8 | 2002 | 9999 | 2019 | 116.2 | 1429647 | 0.1038 | NEI 2019
Wansley Combined Cycle | 55965_G_CT6B | 55965 | G | CT6B | 8354 | Combined Cycle | S_SOU | Georgia | Heard | 176.8 | 2002 | 9999 | 2019 | 114.97 | 1412149 | 0.1038 | NEI 2019
Wansley Combined Cycle | 55965_G_CT7A | 55965 | G | CT7A | 8356 | Combined Cycle | S_SOU | Georgia | Heard | 175.6 | 2002 | 9999 | 2019 | 113.4 | 1394152 | 0.10375 | NEI 2019
Wansley Combined Cycle | 55965_G_CT7B | 55965 | G | CT7B | 8358 | Combined Cycle | S_SOU | Georgia | Heard | 175.6 | 2002 | 9999 | 2019 | 114.47 | 1387573 | 0.10375 | NEI 2019
Wansley Combined Cycle | 55965_G_ST6 | 55965 | G | ST6 | 8352 | Combined Cycle | S_SOU | Georgia | Heard | 240 | 2002 | 9999 |  |  |  | 0.1038 | NEI 2019
Wansley Combined Cycle | 55965_G_ST7 | 55965 | G | ST7 | 8356 | Combined Cycle | S_SOU | Georgia | Heard | 240 | 2002 | 9999 |  |  |  | 0.10375 | NEI 2019
Hawkeye Energy Greenport LLC | 55969_G_U-01 | 55969 | G | U-01 | 88363 | Combustion Turbine | NY_Z_K | New York | Suffolk | 53.4 | 2003 | 9999 | 2019 | 0.146 | 30547 | 0.00956 | NEI 2019
Cosumnes | 55970_G_1 | 55970 | G | 1 | 88365 | Combined Cycle | WEC_BANC | California | Sacramento | 171 | 2006 | 9999 |  |  |  | 0.02344 | NEI 2019
Cosumnes | 55970_G_2 | 55970 | G | 2 | 88365 | Combined Cycle | WEC_BANC | California | Sacramento | 185 | 2006 | 9999 | 2019 | 17.3246 | 1858014 | 0.02344 | NEI 2019
Cosumnes | 55970_G_3 | 55970 | G | 3 | 88366 | Combined Cycle | WEC_BANC | California | Sacramento | 189 | 2006 | 9999 | 2019 | 14.9144 | 893159 | 0.02344 | NEI 2019
Cass County | 55972_G_CT-1 | 55972 | G | CT-1 | 89191 | Combustion Turbine | SPP_NEBR | Nebraska | Cass | 161.7 | 2003 | 9999 |  |  |  | 0.72922 | Default Emission Factor
Cass County | 55972_G_CT-2 | 55972 | G | CT-2 | 89192 | Combustion Turbine | SPP_NEBR | Nebraska | Cass | 161.1 | 2003 | 9999 |  |  |  | 0.72922 | Default Emission Factor
Hunterstown Power Plant | 55976_G_101 | 55976 | G | 101 | 10021 | Combined Cycle | PJM_WMAC | Pennsylvania | Adams | 153 | 2003 | 9999 | 2019 | 16.1 | 1282563 | 0.01594 | NEI 2019
Hunterstown Power Plant | 55976_G_201 | 55976 | G | 201 | 10022 | Combined Cycle | PJM_WMAC | Pennsylvania | Adams | 153 | 2003 | 9999 | 2019 | 13.46 | 1235242 | 0.01594 | NEI 2019
Hunterstown Power Plant | 55976_G_301 | 55976 | G | 301 | 10023 | Combined Cycle | PJM_WMAC | Pennsylvania | Adams | 153 | 2003 | 9999 | 2019 | 17.12 | 1252387 | 0.01594 | NEI 2019
Hunterstown Power Plant | 55976_G_401 | 55976 | G | 401 | 10021 | Combined Cycle | PJM_WMAC | Pennsylvania | Adams | 299 | 2003 | 9999 | 2019 | 0.0517 | 2093761 | 0.01594 | NEI 2019
Bluffview | 55977_G_CTG1 | 55977 | G | CTG1 | 89622 | Combined Cycle | WECC_NM | New Mexico | San Juan | 31 | 2005 | 9999 | 2019 | 15.1 | 265733 | 0.07574 | NEI 2019
Bluffview | 55977_G_STG1 | 55977 | G | STG1 | 89622 | Combined Cycle | WECC_NM | New Mexico | San Juan | 27 | 2005 | 9999 |  |  |  | 0.07574 | NEI 2019
Palomar Energy | 55985_G_CTG1 | 55985 | G | CTG1 | 89252 | Combined Cycle | WEC_SDGE | California | San Diego | 170 | 2005 | 9999 | 2019 | 3.99 | 390125 | 0.01502 | NEI 2019
Palomar Energy | 55985_G_CTG2 | 55985 | G | CTG2 | 89253 | Combined Cycle | WEC_SDGE | California | San Diego | 170 | 2005 | 9999 | 2019 | 4.89 | 349460 | 0.01502 | NEI 2019
Palomar Energy | 55985_G_STG | 55985 | G | STG | 89252 | Combined Cycle | WEC_SDGE | California | San Diego | 222 | 2006 | 9999 |  |  |  | 0.01502 | NEI 2019
Stillwater Water Treatment Plant | 55987_G_6 | 55987 | G | 6 |  | Combustion Turbine | SPP_WEST | Oklahoma | Payne | 2 | 2003 | 9999 |  |  |  | 7.2573 | Default Emission Factor
Ashtabula | 55990_G_1 | 55990 | G | 1 |  | Combined Cycle | PJM_ATSI | Ohio | Ashtabula | 4.4 | 2001 | 9999 |  |  |  | 0.14766 | Default Emission Factor
Ashtabula | 55990_G_2 | 55990 | G | 2 |  | Combined Cycle | PJM_ATSI | Ohio | Ashtabula | 4.4 | 2001 | 9999 |  |  |  | 0.14766 | Default Emission Factor
Ashtabula | 55990_G_3 | 55990 | G | 3 |  | Combined Cycle | PJM_ATSI | Ohio | Ashtabula | 4.4 | 2001 | 9999 |  |  |  | 0.14766 | Default Emission Factor
Ashtabula | 55990_G_4 | 55990 | G | 4 |  | Combined Cycle | PJM_ATSI | Ohio | Ashtabula | 4.4 | 2001 | 9999 |  |  |  | 0.14766 | Default Emission Factor
Ashtabula | 55990_G_5 | 55990 | G | 5 |  | Combined Cycle | PJM_ATSI | Ohio | Ashtabula | 4.4 | 2001 | 9999 |  |  |  | 0.14766 | Default Emission Factor
Ashtabula | 55990_G_6 | 55990 | G | 6 |  | Combined Cycle | PJM_ATSI | Ohio | Ashtabula | 0.7 | 2001 | 9999 |  |  |  | 0.14766 | Default Emission Factor
Ashtabula | 55990_G_7 | 55990 | G | 7 |  | Combined Cycle | PJM_ATSI | Ohio | Ashtabula | 0.7 | 2001 | 9999 |  |  |  | 0.14766 | Default Emission Factor
Alliant SBD0201 Ingredion | 55996_G_01 | 55996 | G | 01 |  | Combustion Turbine | MIS_IA | Iowa | Linn | 1.8 | 2003 | 9999 |  |  |  | 7.2573 | Default Emission Factor
Alliant SBD0201 Ingredion | 55996_G_02 | 55996 | G | 02 |  | Combustion Turbine | MIS_IA | Iowa | Linn | 1.6 | 2003 | 9999 |  |  |  | 7.2573 | Default Emission Factor
Alliant SBD0201 Ingredion | 55996_G_03 | 55996 | G | 03 |  | Combustion Turbine | MIS_IA | Iowa | Linn | 1.6 | 2003 | 9999 |  |  |  | 7.2573 | Default Emission Factor
Alliant SBD0201 Ingredion | 55996_G_04 | 55996 | G | 04 |  | Combustion Turbine | MIS_IA | Iowa | Linn | 1.1 | 2003 | 9999 |  |  |  | 7.2573 | Default Emission Factor
Orchard Park | 55997_G_10 | 55997 | G | 10 |  | Combustion Turbine | PJM_AP | Pennsylvania | Franklin | 5.8 | 2003 | 9999 | 2019 | 0.5028 | 829 | 1.213 | NEI 2019
Orchard Park | 55997_G_11 | 55997 | G | 11 |  | Combustion Turbine | PJM_AP | Pennsylvania | Franklin | 5.8 | 2003 | 9999 | 2019 | 0.5203 | 829 | 1.2552 | NEI 2019
Orchard Park | 55997_G_8 | 55997 | G | 8 |  | Combustion Turbine | PJM_AP | Pennsylvania | Franklin | 5.8 | 2003 | 9999 | 2019 | 0.5056 | 829 | 1.2198 | NEI 2019
Orchard Park | 55997_G_9 | 55997 | G | 9 |  | Combustion Turbine | PJM_AP | Pennsylvania | Franklin | 5.8 | 2003 | 9999 | 2019 | 0.5032 | 829 | 1.214 | NEI 2019
Danbury Diesel | 55998_G_GT1 | 55998 | G | GT1 |  | Combustion Turbine | MIS_MNWI | Wisconsin | Burnett | 4 | 1981 | 9999 |  |  |  | 0.75865 | Default Emission Factor
Danbury Diesel | 55998_G_IC1 | 55998 | G | IC1 |  | Combustion Turbine | MIS_MNWI | Wisconsin | Burnett | 0.5 | 1982 | 9999 |  |  |  | 7.2573 | Default Emission Factor
Danbury Diesel | 55998_G_IC2 | 55998 | G | IC2 |  | Combustion Turbine | MIS_MNWI | Wisconsin | Burnett | 0.5 | 1966 | 9999 |  |  |  | 7.2573 | Default Emission Factor
Mount Clinton | 56004_G_D-2 | 56004 | G | D-2 |  | Combustion Turbine | PJM_Dom | Virginia | Rockingham | 2 | 2002 | 9999 | 2018 | 0.015642 | 20.972 | 1.4917 | Virginia State Emissions
Mount Clinton | 56004_G_D-3 | 56004 | G | D-3 |  | Combustion Turbine | PJM_Dom | Virginia | Rockingham | 2 | 2002 | 9999 | 2018 | 0.015642 | 20.972 | 1.4917 | Virginia State Emissions
Mount Clinton | 56004_G_D-5 | 56004 | G | D-5 |  | Combustion Turbine | PJM_Dom | Virginia | Rockingham | 2 | 2004 | 9999 | 2018 | 0.015642 | 20.972 | 1.4917 | Virginia State Emissions
Mount Clinton | 56004_G_D-7 | 56004 | G | D-7 |  | Combustion Turbine | PJM_Dom | Virginia | Rockingham | 2 | 2009 | 9999 | 2018 | 0.015642 | 20.972 | 1.4917 | Virginia State Emissions
Mount Clinton | 56004_G_D-8 | 56004 | G | D-8 |  | Combustion Turbine | PJM_Dom | Virginia | Rockingham | 2 | 2009 | 9999 | 2018 | 0.015642 | 20.972 | 1.4917 | Virginia State Emissions
Mount Clinton | 56004_G_MC-1 | 56004 | G | MC-1 |  | Combustion Turbine | PJM_Dom | Virginia | Rockingham | 9 | 1999 | 9999 | 2018 | 0.070389 | 124.46 | 1.1311 | Virginia State Emissions
Pleasant Valley (VA) | 56005_G_D-4 | 56005 | G | D-4 |  | Combustion Turbine | PJM_EMAC | Virginia | Rockingham | 2 | 2002 | 9999 |  |  |  | 7.2573 | Default Emission Factor
Pleasant Valley (VA) | 56005_G_D-6 | 56005 | G | D-6 |  | Combustion Turbine | PJM_EMAC | Virginia | Rockingham | 2 | 2006 | 9999 |  |  |  | 7.2573 | Default Emission Factor
Pleasant Valley (VA) | 56005_G_PV-1 | 56005 | G | PV-1 |  | Combustion Turbine | PJM_EMAC | Virginia | Rockingham | 9 | 1997 | 9999 |  |  |  | 0.75865 | Default Emission Factor
Exira | 56013_G_U1 | 56013 | G | U1 | 89307 | Combustion Turbine | SPP_WAUE | Iowa | Audubon | 46.7 | 2004 | 9999 | 2019 | 5.9417 | 34654.4031 | 0.34291 | NEI 2019
Exira | 56013_G_U2 | 56013 | G | U2 | 89308 | Combustion Turbine | SPP_WAUE | Iowa | Audubon | 46.7 | 2004 | 9999 | 2019 | 5.8538 | 34654.4031 | 0.33784 | NEI 2019
Exira | 56013_G_U3 | 56013 | G | U3 | 89719 | Combustion Turbine | SPP_WAUE | Iowa | Audubon | 46.6 | 2007 | 9999 | 2019 | 6.0235 | 34580.1967 | 0.34838 | NEI 2019
Walton Bainbridge Power Facility | 56015_G_SEG1 | 56015 | G | SEG1 | 90202 | Combustion Turbine | S_SOU | Georgia | Decatur | 37 | 2000 | 9999 |  |  |  | 0.75865 | Default Emission Factor
Walton Bainbridge Power Facility | 56015_G_SEGC | 56015 | G | SEGC | 90204 | Combustion Turbine | S_SOU | Georgia | Decatur | 37 | 2000 | 9999 | 2017 | 0.07 | 32.5 | 4.3077 | NEI 2019
AMEA Peaking | 56018_G_1 | 56018 | G | 1 | 89313 | Combustion Turbine | S_SOU | Alabama | Talladega | 47.5 | 2004 | 9999 | 2019 | 3.91 | 26859.5 | 0.29115 | NEI 2019
AMEA Peaking | 56018_G_2 | 56018 | G | 2 | 89314 | Combustion Turbine | S_SOU | Alabama | Talladega | 47.5 | 2004 | 9999 | 2019 | 4 | 26859.5 | 0.29785 | NEI 2019
Waste Water Plant Generator | 56022_G_1 | 56022 | G | 1 |  | Combustion Turbine | SPP_N | Kansas | Cowley | 1.6 | 1993 | 9999 |  |  |  | 7.2573 | Default Emission Factor
Traer East | 56025_G_6 | 56025 | G | 6 |  | Combustion Turbine | MIS_MIDA | Iowa | Tama | 2 | 2004 | 9999 |  |  |  | 7.2573 | Default Emission Factor
Traer East | 56025_G_7 | 56025 | G | 7 |  | Combustion Turbine | MIS_MIDA | Iowa | Tama | 2 | 2004 | 9999 |  |  |  | 7.2573 | Default Emission Factor
Donald Von Raesfeld Power Plant | 56026_G_CTG1 | 56026 | G | CTG1 | 88292 | Combined Cycle | WEC_CALN | California | Santa Clara | 50 | 2005 | 9999 | 2019 | 9.0466 | 255393 | 0.05289 | NEI 2019
Donald Von Raesfeld Power Plant | 56026_G_CTG2 | 56026 | G | CTG2 | 88293 | Combined Cycle | WEC_CALN | California | Santa Clara | 50 | 2005 | 9999 | 2019 | 8.2665 | 256762 | 0.05289 | NEI 2019
Donald Von Raesfeld Power Plant | 56026_G_STG | 56026 | G | STG | 88292 | Combined Cycle | WEC_CALN | California | Santa Clara | 47.8 | 2005 | 9999 | 2017 | 0.0078136 | 142859 | 0.05289 | NEI 2019
Fox Energy Center | 56031_G_CTG1 | 56031 | G | CTG1 | 89359 | Combined Cycle | MIS_WUMS | Wisconsin | Outagamie | 168.3 | 2006 | 9999 | 2019 | 22.0372 | 1351018 | 0.01856 | NEI 2019
Fox Energy Center | 56031_G_CTG2 | 56031 | G | CTG2 | 89360 | Combined Cycle | MIS_WUMS | Wisconsin | Outagamie | 171.8 | 2005 | 9999 | 2019 | 17.9043 | 1354927 | 0.01856 | NEI 2019
Fox Energy Center | 56031_G_STG | 56031 | G | STG | 89360 | Combined Cycle | MIS_WUMS | Wisconsin | Outagamie | 238.5 | 2005 | 9999 | 2019 | 0.05782 | 1605157 | 0.01856 | NEI 2019
Equus Freeport Power | 56032_G_0001 | 56032 | G | 0001 | 89349 | Combustion Turbine | NY_Z_K | New York | Nassau | 46.2 | 2004 | 9999 | 2019 | 2.9215 | 19555.3871 | 0.29879 | NEI 2019
Equus Freeport Power | 56032_G_001 | 56032 | G | 001 | 89349 | Combustion Turbine | NY_Z_K | New York | Nassau | 48.1 | 2004 | 9999 |  |  |  | 0.72922 | Default Emission Factor
Smithfield Packaged Meats Corp. | 56035_G_1 | 56035 | G | 1 |  | Combustion Turbine | S_VACA | North Carolina | WILSON | 1.3 | 2002 | 9999 |  |  |  | 7.2573 | Default Emission Factor
Smithfield Packaged Meats Corp. | 56035_G_2 | 56035 | G | 2 |  | Combustion Turbine | S_VACA | North Carolina | WILSON | 1.3 | 2002 | 9999 |  |  |  | 7.2573 | Default Emission Factor
WWTP Power Generation Station | 56036_G_GEN1 | 56036 | G | GEN1 |  | Non-Fossil Waste | WEC_CALN | California | Alameda | 2 | 1985 | 9999 |  |  |  | 6.5998 | Default Emission Factor
WWTP Power Generation Station | 56036_G_GEN2 | 56036 | G | GEN2 |  | Non-Fossil Waste | WEC_CALN | California | Alameda | 2 | 1985 | 9999 |  |  |  | 6.5998 | Default Emission Factor
WWTP Power Generation Station | 56036_G_GEN3 | 56036 | G | GEN3 |  | Non-Fossil Waste | WEC_CALN | California | Alameda | 2 | 1985 | 9999 |  |  |  | 6.5998 | Default Emission Factor
UMCP CHP Plant | 56038_G_1 | 56038 | G | 1 |  | Combustion Turbine | PJM_SMAC | Maryland | Prince Georges | 9.4 | 2003 | 9999 | 2019 | 1.475 | 29695.5 | 0.09934 | NEI 2019
UMCP CHP Plant | 56038_G_2 | 56038 | G | 2 |  | Combustion Turbine | PJM_SMAC | Maryland | Prince Georges | 9.4 | 2003 | 9999 | 2019 | 2.4293 | 29695.5 | 0.16361 | NEI 2019
UMCP CHP Plant | 56038_G_3 | 56038 | G | 3 |  | O/G Steam | PJM_SMAC | Maryland | Prince Georges | 2 | 2003 | 9999 |  |  |  | 0.95219 | Default Emission Factor
H. Gonzales | 56039_G_G1 | 56039 | G | G1 |  | Combustion Turbine | WECC_SCE | California | Los Angeles | 5.4 | 1987 | 9999 |  |  |  | 0.72922 | Default Emission Factor
H. Gonzales | 56039_G_G2 | 56039 | G | G2 |  | Combustion Turbine | WECC_SCE | California | Los Angeles | 5.4 | 1987 | 9999 |  |  |  | 0.72922 | Default Emission Factor
Malburg | 56041_G_M1 | 56041 | G | M1 | 89631 | Combined Cycle | WECC_SCE | California | Los Angeles | 42 | 2005 | 9999 | 2017 | 2.97 | 227927 | 0.00859 | NEI 2019
Malburg | 56041_G_M2 | 56041 | G | M2 | 89632 | Combined Cycle | WECC_SCE | California | Los Angeles | 42 | 2005 | 9999 | 2017 | 0.01 | 228107 | 0.00859 | NEI 2019
Malburg | 56041_G_M3 | 56041 | G | M3 | 89631 | Combined Cycle | WECC_SCE | California | Los Angeles | 50 | 2005 | 9999 |  |  |  | 0.00859 | NEI 2019
Magnolia Power Project | 56046_G_1 | 56046 | G | 1 | 89568 | Combined Cycle | WEC_LADW | California | Los Angeles | 161 | 2005 | 9999 |  |  |  | 0.14766 | Default Emission Factor
Magnolia Power Project | 56046_G_2 | 56046 | G | 2 | 89568 | Combined Cycle | WEC_LADW | California | Los Angeles | 140 | 2005 | 9999 |  |  |  | 0.14766 | Default Emission Factor
CPV Towantic Energy Center | 56047_G_CTG1 | 56047 | G | CTG1 | 91061 | Combined Cycle | NENG_CT | Connecticut | New Haven | 253 | 2018 | 9999 |  |  |  | 0.14766 | Default Emission Factor
CPV Towantic Energy Center | 56047_G_CTG2 | 56047 | G | CTG2 | 91062 | Combined Cycle | NENG_CT | Connecticut | New Haven | 253.8 | 2018 | 9999 |  |  |  | 0.14766 | Default Emission Factor
CPV Towantic Energy Center | 56047_G_STG | 56047 | G | STG | 91061 | Combined Cycle | NENG_CT | Connecticut | New Haven | 271.5 | 2018 | 9999 |  |  |  | 0.14766 | Default Emission Factor
THUMS | 56051_G_GEN1 | 56051 | G | GEN1 |  | Combustion Turbine | WECC_SCE | California | Los Angeles | 45 | 2003 | 9999 |  |  |  | 0.72922 | Default Emission Factor
Casey City of | 56053_G_1 | 56053 | G | 1 |  | Combustion Turbine | MIS_IL | Illinois | Clark | 1.8 | 2002 | 9999 |  |  |  | 7.2573 | Default Emission Factor
Casey City of | 56053_G_2 | 56053 | G | 2 |  | Combustion Turbine | MIS_IL | Illinois | Clark | 1.8 | 2002 | 9999 | 2017 | 0.003932 | 33 | 0.2383 | NEI 2019
Casey City of | 56053_G_3 | 56053 | G | 3 |  | Combustion Turbine | MIS_IL | Illinois | Clark | 1.8 | 2002 | 9999 |  |  |  | 7.2573 | Default Emission Factor
High Point, Fairfield | 56059_G_1 | 56059 | G | 1 |  | Combustion Turbine | S_VACA | North Carolina | Guilford | 1.8 | 2002 | 9999 |  |  |  | 7.2573 | Default Emission Factor
Statesville, Highway 64 | 56062_G_1 | 56062 | G | 1 |  | Combustion Turbine | S_VACA | North Carolina | Iredell | 1.8 | 2002 | 9999 |  |  |  | 7.2573 | Default Emission Factor
Shelby, Toms Street | 56063_G_1 | 56063 | G | 1 |  | Combustion Turbine | S_VACA | North Carolina | Cleveland | 1.8 | 2002 | 9999 |  |  |  | 7.2573 | Default Emission Factor
Morganton, Parker Road | 56064_G_1 | 56064 | G | 1 |  | Combustion Turbine | S_VACA | North Carolina | Burke | 1.8 | 2002 | 9999 |  |  |  | 7.2573 | Default Emission Factor
Lexington Health Center | 56067_G_1 | 56067 | G | 1 |  | Combustion Turbine | S_VACA | North Carolina | Davidson | 1.8 | 2002 | 9999 |  |  |  | 7.2573 | Default Emission Factor
Berlin Landfill Gas | 56069_G_1 | 56069 | G | 1 |  | Landfill Gas | MIS_WUMS | Wisconsin | Green Lake | 0.8 | 2001 | 9999 |  |  |  | 8.0181 | Default Emission Factor
Berlin Landfill Gas | 56069_G_2 | 56069 | G | 2 |  | Landfill Gas | MIS_WUMS | Wisconsin | Green Lake | 0.8 | 2001 | 9999 |  |  |  | 8.0181 | Default Emission Factor
Berlin Landfill Gas | 56069_G_3 | 56069 | G | 3 |  | Landfill Gas | MIS_WUMS | Wisconsin | Green Lake | 0.8 | 2001 | 9999 |  |  |  | 8.0181 | Default Emission Factor
Diesel Generators | 56070_G_1 | 56070 | G | 1 |  | Combustion Turbine | MIS_WUMS | Wisconsin | Dane | 49.1 | 2001 | 9999 |  |  |  | 7.2573 | Default Emission Factor
Alliant SBG 9802 Toyota | 56073_G_01 | 56073 | G | 01 |  | Combustion Turbine | MIS_IA | Iowa | Linn | 1 | 1998 | 9999 |  |  |  | 3.2013 | Default Emission Factor
Walnut Energy Center | 56078_G_1 | 56078 | G | 1 | 89628 | Combined Cycle | WEC_CALN | California | Stanislaus | 84 | 2006 | 9999 | 2019 | 7.0935 | 707559 | 0.01472 | NEI 2019
Walnut Energy Center | 56078_G_2 | 56078 | G | 2 | 89629 | Combined Cycle | WEC_CALN | California | Stanislaus | 84 | 2006 | 9999 | 2017 | 0.48765 | 290507 | 0.01472 | NEI 2019
Walnut Energy Center | 56078_G_3 | 56078 | G | 3 | 89628 | Combined Cycle | WEC_CALN | California | Stanislaus | 101 | 2006 | 9999 |  |  |  | 0.01472 | NEI 2019
Blacksand Generating Facility | 56090_G_D182 | 56090 | G | D182 |  | Fossil Waste | WECC_SCE | California | Orange | 2.5 | 2000 | 9999 |  |  |  | 2.1082 | Default Emission Factor
Blacksand Generating Facility | 56090_G_D189 | 56090 | G | D189 |  | Fossil Waste | WECC_SCE | California | Orange | 3 | 2000 | 9999 |  |  |  | 2.1082 | Default Emission Factor
Blacksand Generating Facility | 56090_G_D190 | 56090 | G | D190 |  | Fossil Waste | WECC_SCE | California | Orange | 0.3 | 2012 | 9999 |  |  |  | 2.1082 | Default Emission Factor
Hillsboro | 56098_G_1 | 56098 | G | 1 |  | Combustion Turbine | MIS_MAPP | North Dakota | Traill | 2 | 2002 | 9999 | 2017 | 0.2 | 26.5 | 15.0943 | NEI 2019
Hillsboro | 56098_G_2 | 56098 | G | 2 |  | Combustion Turbine | MIS_MAPP | North Dakota | Traill | 2 | 2002 | 9999 | 2017 | 0.2 | 26.5 | 15.0943 | NEI 2019
Franklin Drive | 561_G_UN19 | 561 | G | UN19 | 350 | Combustion Turbine | NENG_CT | Connecticut | Litchfield | 16.1 | 1968 | 9999 | 2019 | 0.0034172 | 136 | 0.05025 | NEI 2019
St. Charles Power Plant | 56100_G_1 | 56100 | G | 1 |  | Combustion Turbine | MIS_MNWI | Minnesota | Winona | 2 | 2004 | 9999 |  |  |  | 7.2573 | Default Emission Factor
St. Charles Power Plant | 56100_G_2 | 56100 | G | 2 |  | Combustion Turbine | MIS_MNWI | Minnesota | Winona | 2 | 2004 | 9999 |  |  |  | 7.2573 | Default Emission Factor
St. Charles Power Plant | 56100_G_3 | 56100 | G | 3 |  | Combustion Turbine | MIS_MNWI | Minnesota | Winona | 2 | 2004 | 9999 |  |  |  | 7.2573 | Default Emission Factor
St. Charles Power Plant | 56100_G_4 | 56100 | G | 4 |  | Combustion Turbine | MIS_MNWI | Minnesota | Winona | 2 | 2004 | 9999 |  |  |  | 7.2573 | Default Emission Factor
Currant Creek | 56102_G_CT1A | 56102 | G | CT1A | 89419 | Combined Cycle | WECC_UT | Utah | Juab | 135 | 2005 | 9999 | 2019 | 164.2659 | 939266 | 0.25034 | NEI 2019
Currant Creek | 56102_G_CT1B | 56102 | G | CT1B | 89420 | Combined Cycle | WECC_UT | Utah | Juab | 135 | 2005 | 9999 | 2017 | 129.1817 | 410785 | 0.25034 | NEI 2019
Currant Creek | 56102_G_ST1 | 56102 | G | ST1 | 89419 | Combined Cycle | WECC_UT | Utah | Juab | 254 | 2006 | 9999 | 2019 | 2.5519 | 1014752 | 0.25034 | NEI 2019
Mankato Energy Center | 56104_G_CTG1 | 56104 | G | CTG1 | 89427 | Combined Cycle | MIS_MNWI | Minnesota | Blue Earth | 174 | 2019 | 9999 | 2019 | 38.81 | 572329 | 0.08474 | NEI 2019
Mankato Energy Center | 56104_G_CTG2 | 56104 | G | CTG2 | 89428 | Combined Cycle | MIS_MNWI | Minnesota | Blue Earth | 174 | 2006 | 9999 | 2019 | 48.23 | 1481868 | 0.08474 | NEI 2019
Mankato Energy Center | 56104_G_STG1 | 56104 | G | STG1 | 89428 | Combined Cycle | MIS_MNWI | Minnesota | Blue Earth | 156 | 2006 | 9999 |  |  |  | 0.08474 | NEI 2019
T J Labbe Electric Generating | 56108_G_U-1 | 56108 | G | U-1 | 89595 | Combustion Turbine | MIS_LA | Louisiana | Lafayette | 47 | 2005 | 9999 | 2019 | 2.5538 | 8061 | 0.63362 | NEI 2019
T J Labbe Electric Generating | 56108_G_U-2 | 56108 | G | U-2 | 89596 | Combustion Turbine | MIS_LA | Louisiana | Lafayette | 47 | 2005 | 9999 | 2019 | 2.5019 | 8061 | 0.62074 | NEI 2019
IMEA Highland | 56114_G_1 | 56114 | G | 1 |  | Combustion Turbine | MIS_IL | Illinois | Madison | 1.8 | 1996 | 9999 |  |  |  | 7.2573 | Default Emission Factor
IMEA Highland | 56114_G_2 | 56114 | G | 2 |  | Combustion Turbine | MIS_IL | Illinois | Madison | 1.8 | 1996 | 9999 |  |  |  | 7.2573 | Default Emission Factor
IMEA Flora | 56116_G_10 | 56116 | G | 10 |  | Combustion Turbine | MIS_IL | Illinois | Clay | 1.8 | 2000 | 9999 |  |  |  | 7.2573 | Default Emission Factor
IMEA Flora | 56116_G_6 | 56116 | G | 6 |  | Combustion Turbine | MIS_IL | Illinois | Clay | 1.8 | 2000 | 9999 |  |  |  | 7.2573 | Default Emission Factor
IMEA Flora | 56116_G_7 | 56116 | G | 7 |  | Combustion Turbine | MIS_IL | Illinois | Clay | 1.8 | 2000 | 9999 |  |  |  | 7.2573 | Default Emission Factor
IMEA Flora | 56116_G_8 | 56116 | G | 8 |  | Combustion Turbine | MIS_IL | Illinois | Clay | 1.8 | 2000 | 9999 | 2019 | 0.00235 | 12.8 | 0.36719 | NEI 2019
IMEA Flora | 56116_G_9 | 56116 | G | 9 |  | Combustion Turbine | MIS_IL | Illinois | Clay | 1.8 | 2000 | 9999 |  |  |  | 7.2573 | Default Emission Factor
Flora Site A | 56117_G_1 | 56117 | G | 1 |  | Combustion Turbine | MIS_IL | Illinois | Clay | 1.8 | 2001 | 9999 | 2019 | 0.003341 | 9 | 0.74244 | NEI 2019
Flora Site A | 56117_G_2 | 56117 | G | 2 |  | Combustion Turbine | MIS_IL | Illinois | Clay | 1.8 | 2001 | 9999 | 2019 | 0.002734 | 9 | 0.60756 | NEI 2019
Flora Site A | 56117_G_3 | 56117 | G | 3 |  | Combustion Turbine | MIS_IL | Illinois | Clay | 1.8 | 2001 | 9999 | 2017 | 0.003396 | 30 | 0.2264 | NEI 2019
Flora Site B | 56118_G_4 | 56118 | G | 4 |  | Combustion Turbine | MIS_IL | Illinois | Clay | 1.8 | 2001 | 9999 | 2017 | 0.003005 | 29.5 | 0.20373 | NEI 2019
Flora Site B | 56118_G_5 | 56118 | G | 5 |  | Combustion Turbine | MIS_IL | Illinois | Clay | 1.8 | 2001 | 9999 | 2019 | 0.002973 | 9 | 0.66067 | NEI 2019
Middlesex Generating Facility | 56119_G_100 | 56119 | G | 100 |  | Landfill Gas | PJM_EMAC | New Jersey | MIDDLESEX | 4.1 | 2001 | 9999 |  |  |  | 8.0181 | Default Emission Factor
Middlesex Generating Facility | 56119_G_200 | 56119 | G | 200 |  | Landfill Gas | PJM_EMAC | New Jersey | MIDDLESEX | 4.1 | 2001 | 9999 |  |  |  | 8.0181 | Default Emission Factor
Middlesex Generating Facility | 56119_G_300 | 56119 | G | 300 |  | Landfill Gas | PJM_EMAC | New Jersey | MIDDLESEX | 10.6 | 1961 | 9999 | 2019 | 51.5 | 14738 | 6.9887 | NEI 2019
Lee County Landfill | 56120_G_L1 | 56120 | G | L1 |  | Landfill Gas | S_VACA | South Carolina | Lee | 1.8 | 2005 | 9999 | 2017 | 11.19 | 1299.3333 | 17.2242 | NEI 2019
Lee County Landfill | 56120_G_L2 | 56120 | G | L2 |  | Landfill Gas | S_VACA | South Carolina | Lee | 1.8 | 2005 | 9999 |  |  |  | 8.0181 | Default Emission Factor
Lee County Landfill | 56120_G_L3 | 56120 | G | L3 |  | Landfill Gas | S_VACA | South Carolina | Lee | 1.8 | 2005 | 9999 | 2017 | 11.5 | 1299.3333 | 17.7014 | NEI 2019
Lee County Landfill | 56120_G_L4 | 56120 | G | L4 |  | Landfill Gas | S_VACA | South Carolina | Lee | 5.2 | 2006 | 9999 | 2017 | 87.9 | 23647 | 7.4344 | NEI 2019
Anderson Regional Landfill | 56121_G_A2 | 56121 | G | A2 |  | Landfill Gas | S_VACA | South Carolina | Anderson | 1.5 | 2008 | 9999 |  |  |  | 8.0181 | Default Emission Factor
Anderson Regional Landfill | 56121_G_A3 | 56121 | G | A3 |  | Landfill Gas | S_VACA | South Carolina | Anderson | 1.5 | 2008 | 9999 |  |  |  | 8.0181 | Default Emission Factor
Richland County Landfill | 56122_G_R1 | 56122 | G | R1 |  | Landfill Gas | S_VACA | South Carolina | Richland | 5.2 | 2006 | 9999 | 2017 | 63.54 | 13912 | 9.1346 | NEI 2019
Richland County Landfill | 56122_G_R2 | 56122 | G | R2 |  | Landfill Gas | S_VACA | South Carolina | Richland | 1.5 | 2010 | 9999 | 2017 | 2.03 | 1942 | 2.0906 | NEI 2019
Richland County Landfill | 56122_G_R3 | 56122 | G | R3 |  | Landfill Gas | S_VACA | South Carolina | Richland | 1.5 | 2010 | 9999 | 2017 | 1.63 | 1942 | 1.6787 | NEI 2019
Sub 2 Generating Station | 56126_G_1 | 56126 | G | 1 |  | Combustion Turbine | S_D_AECI | Missouri | Macon | 1.8 | 2004 | 9999 |  |  |  | 7.2573 | Default Emission Factor
Sub 2 Generating Station | 56126_G_2 | 56126 | G | 2 |  | Combustion Turbine | S_D_AECI | Missouri | Macon | 1.8 | 2004 | 9999 |  |  |  | 7.2573 | Default Emission Factor
Macon Energy Center | 56127_G_1 | 56127 | G | 1 |  | Combustion Turbine | S_D_AECI | Missouri | Macon | 8.5 | 2003 | 9999 |  |  |  | 0.72922 | Default Emission Factor
Sub 3 Generating Station | 56128_G_1 | 56128 | G | 1 |  | Combustion Turbine | S_D_AECI | Missouri | Macon | 1.8 | 2003 | 9999 |  |  |  | 7.2573 | Default Emission Factor
Sub 3 Generating Station | 56128_G_2 | 56128 | G | 2 |  | Combustion Turbine | S_D_AECI | Missouri | Macon | 1.8 | 2003 | 9999 |  |  |  | 7.2573 | Default Emission Factor
Sub 3 Generating Station | 56128_G_3 | 56128 | G | 3 |  | Combustion Turbine | S_D_AECI | Missouri | Macon | 1.8 | 2003 | 9999 |  |  |  | 7.2573 | Default Emission Factor
Sub 3 Generating Station | 56128_G_4 | 56128 | G | 4 |  | Combustion Turbine | S_D_AECI | Missouri | Macon | 1.8 | 2003 | 9999 |  |  |  | 7.2573 | Default Emission Factor
Thermal Kem | 56129_G_1 | 56129 | G | 1 |  | Combustion Turbine | S_VACA | South Carolina | York | 2.4 | 2003 | 9999 |  |  |  | 7.2573 | Default Emission Factor
Valenite | 56131_G_1 | 56131 | G | 1 |  | Combustion Turbine | S_VACA | South Carolina | Oconee | 2.4 | 2003 | 9999 |  |  |  | 7.2573 | Default Emission Factor
Honea Path | 56132_G_1 | 56132 | G | 1 |  | Combustion Turbine | S_VACA | South Carolina | Abbeville | 2.4 | 2003 | 9999 |  |  |  | 7.2573 | Default Emission Factor
Ripon Generation Station | 56135_G_1 | 56135 | G | 1 | 89441 | Combustion Turbine | WEC_BANC | California | San Joaquin | 50 | 2006 | 9999 | 2017 | 2.18 | 42436 | 0.10275 | NEI 2019
Ripon Generation Station | 56135_G_2 | 56135 | G | 2 | 89442 | Combustion Turbine | WEC_BANC | California | San Joaquin | 50 | 2006 | 9999 | 2017 | 1.9494 | 42436 | 0.09187 | NEI 2019
Anderson Erickson | 56138_G_1 | 56138 | G | 1 |  | Combustion Turbine | MIS_MIDA | Iowa | Polk | 2 | 2000 | 9999 |  |  |  | 7.2573 | Default Emission Factor
Jamaica Bay Peaking | 56141_G_2 | 56141 | G | 2 | 88310 | Combustion Turbine | NY_Z_J | New York | Queens | 54.3 | 2003 | 9999 | 2019 | 0.10543 | 8289 | 0.02544 | NEI 2019
Riverside Energy Resource Center | 56143_G_1 | 56143 | G | 1 | 89663 | Combustion Turbine | WECC_SCE | California | Riverside | 50 | 2006 | 9999 | 2017 | 1.09 | 24117.0918 | 0.09039 | NEI 2019
Riverside Energy Resource Center | 56143_G_2 | 56143 | G | 2 | 89664 | Combustion Turbine | WECC_SCE | California | Riverside | 50 | 2006 | 9999 |  |  |  | 0.72922 | Default Emission Factor
Riverside Energy Resource Center | 56143_G_3 | 56143 | G | 3 | 90688 | Combustion Turbine | WECC_SCE | California | Riverside | 48 | 2011 | 9999 |  |  |  | 0.72922 | Default Emission Factor
Riverside Energy Resource Center | 56143_G_4 | 56143 | G | 4 | 90690 | Combustion Turbine | WECC_SCE | California | Riverside | 48 | 2011 | 9999 | 2017 | 1.05 | 23152.4082 | 0.0907 | NEI 2019
Springs Generating Station | 56144_G_1 | 56144 | G | 1 |  | Combustion Turbine | WECC_SCE | California | Riverside | 10 | 2002 | 9999 | 2018 | 0.0044637 | 116.25 | 0.07679 | California Air Resources Board
Springs Generating Station | 56144_G_2 | 56144 | G | 2 |  | Combustion Turbine | WECC_SCE | California | Riverside | 10 | 2002 | 9999 | 2018 | 0.0044637 | 116.25 | 0.07679 | California Air Resources Board
Springs Generating Station | 56144_G_3 | 56144 | G | 3 |  | Combustion Turbine | WECC_SCE | California | Riverside | 10 | 2002 | 9999 | 2018 | 0.0044637 | 116.25 | 0.07679 | California Air Resources Board
Springs Generating Station | 56144_G_4 | 56144 | G | 4 |  | Combustion Turbine | WECC_SCE | California | Riverside | 10 | 2002 | 9999 | 2018 | 0.0044637 | 116.25 | 0.07679 | California Air Resources Board
Ft. Pierre | 56148_G_5 | 56148 | G | 5 |  | Combustion Turbine | SPP_WAUE | South Dakota | Stanley | 2 | 2004 | 9999 |  |  |  | 7.2573 | Default Emission Factor
Ft. Pierre | 56148_G_6 | 56148 | G | 6 |  | Combustion Turbine | SPP_WAUE | South Dakota | Stanley | 2 | 2004 | 9999 |  |  |  | 7.2573 | Default Emission Factor
Ft. Pierre | 56148_G_7 | 56148 | G | 7 |  | Combustion Turbine | SPP_WAUE | South Dakota | Stanley | 2 | 2004 | 9999 |  |  |  | 7.2573 | Default Emission Factor
McIntosh Combined Cycle Facility | 56150_G_10ST | 56150 | G | 10ST | 89598 | Combined Cycle | S_SOU | Georgia | Effingham | 295 | 2005 | 9999 |  |  |  | 0.00297 | NEI 2019
McIntosh Combined Cycle Facility | 56150_G_11ST | 56150 | G | 11ST | 89600 | Combined Cycle | S_SOU | Georgia | Effingham | 295 | 2005 | 9999 |  |  |  | 0.00294 | NEI 2019
McIntosh Combined Cycle Facility | 56150_G_C10A | 56150 | G | C10A | 89598 | Combined Cycle | S_SOU | Georgia | Effingham | 183 | 2005 | 9999 | 2019 | 1.76 | 1165122 | 0.00297 | NEI 2019
McIntosh Combined Cycle Facility | 56150_G_C10B | 56150 | G | C10B | 89599 | Combined Cycle | S_SOU | Georgia | Effingham | 183 | 2005 | 9999 | 2019 | 3.78 | 2569841 | 0.00297 | NEI 2019
McIntosh Combined Cycle Facility | 56150_G_C11A | 56150 | G | C11A | 89600 | Combined Cycle | S_SOU | Georgia | Effingham | 181.3 | 2005 | 9999 | 2019 | 2.33 | 1458281 | 0.00294 | NEI 2019
McIntosh Combined Cycle Facility | 56150_G_C11B | 56150 | G | C11B | 89601 | Combined Cycle | S_SOU | Georgia | Effingham | 181.3 | 2005 | 9999 | 2019 | 4.57 | 3241538 | 0.00294 | NEI 2019
South Harper | 56151_G_GT1 | 56151 | G | GT1 | 89544 | Combustion Turbine | SPP_N | Missouri | Cass | 101.2 | 2005 | 9999 | 2019 | 13.9621 | 27320.997 | 1.0221 | NEI 2019
South Harper | 56151_G_GT2 | 56151 | G | GT2 | 89545 | Combustion Turbine | SPP_N | Missouri | Cass | 102.1 | 2005 | 9999 | 2019 | 13.0554 | 27563.9703 | 0.94728 | NEI 2019
South Harper | 56151_G_GT3 | 56151 | G | GT3 | 89546 | Combustion Turbine | SPP_N | Missouri | Cass | 100 | 2005 | 9999 | 2019 | 16.1145 | 26997.0326 | 1.1938 | NEI 2019
Freeport Energy Center | 56152_G_CTG1 | 56152 | G | CTG1 |  | Combined Cycle | ERC_REST | Texas | Brazoria | 169.4 | 2007 | 9999 | 2019 | 185.4379 | 849320.36 | 0.35543 | NEI 2019
Freeport Energy Center | 56152_G_STG1 | 56152 | G | STG1 |  | Combined Cycle | ERC_REST | Texas | Brazoria | 50 | 2007 | 9999 |  |  |  | 0.35543 | NEI 2019
Kennecott Power Plant | 56163_G_RCHP | 56163 | G | RCHP |  | Combustion Turbine | WECC_UT | Utah | Salt Lake | 5.9 | 2010 | 9999 |  |  |  | 0.72922 | Default Emission Factor
Kennecott Power Plant | 56163_G_SM58 | 56163 | G | SM58 |  | Non-Fossil Waste | WECC_UT | Utah | Salt Lake | 31.8 | 1995 | 9999 |  |  |  | 6.5998 | Default Emission Factor
Faribault Energy Park | 56164_G_EU01 | 56164 | G | EU01 | 89474 | Combined Cycle | MIS_MNWI | Minnesota | Rice | 153 | 2005 | 9999 | 2019 | 43.3 | 488843 | 0.11527 | NEI 2019
Faribault Energy Park | 56164_G_HRSG | 56164 | G | HRSG | 89474 | Combined Cycle | MIS_MNWI | Minnesota | Rice | 108 | 2007 | 9999 |  |  |  | 0.11527 | NEI 2019
Sheboygan Falls | 56166_G_1 | 56166 | G | 1 | 89520 | Combustion Turbine | MIS_WUMS | Wisconsin | Sheboygan | 153.4 | 2005 | 9999 | 2019 | 2.939 | 169008.1117 | 0.03478 | NEI 2019
Sheboygan Falls | 56166_G_2 | 56166 | G | 2 | 89521 | Combustion Turbine | MIS_WUMS | Wisconsin | Sheboygan | 152.7 | 2005 | 9999 | 2019 | 4.578 | 168236.8883 | 0.05442 | NEI 2019
Nebo Power Station | 56177_G_GT1 | 56177 | G | GT1 | 89496 | Combined Cycle | WECC_UT | Utah | Utah | 65 | 2004 | 9999 | 2019 | 12.63 | 419394 | 0.06023 | NEI 2019
Nebo Power Station | 56177_G_ST1 | 56177 | G | ST1 | 89496 | Combined Cycle | WECC_UT | Utah | Utah | 65 | 2004 | 9999 |  |  |  | 0.06023 | NEI 2019
Genoa Diesel Generating Station | 56181_G_1 | 56181 | G | 1 |  | Combustion Turbine | PJM_ATSI | Ohio | Ottawa | 2 | 2004 | 9999 | 2018 | 0.007 | 73.3333 | 0.19091 | Ohio State Emissions Inventory
Genoa Diesel Generating Station | 56181_G_2 | 56181 | G | 2 |  | Combustion Turbine | PJM_ATSI | Ohio | Ottawa | 2 | 2004 | 9999 | 2018 | 0.007 | 73.3333 | 0.19091 | Ohio State Emissions Inventory
Genoa Diesel Generating Station | 56181_G_3 | 56181 | G | 3 |  | Combustion Turbine | PJM_ATSI | Ohio | Ottawa | 2 | 2004 | 9999 | 2018 | 0.0053333 | 73.3333 | 0.14546 | Ohio State Emissions Inventory
Red Bluff | 56184_G_IC1 | 56184 | G | IC1 |  | Combustion Turbine | WEC_CALN | California | Tehama | 2.8 | 2001 | 9999 | 2017 | 1.188 | 1261.75 | 1.8831 | NEI 2019
Red Bluff | 56184_G_IC10 | 56184 | G | IC10 |  | Combustion Turbine | WEC_CALN | California | Tehama | 2.8 | 2001 | 9999 | 2017 | 1.1607 | 1261.75 | 1.8398 | NEI 2019
Red Bluff | 56184_G_IC11 | 56184 | G | IC11 |  | Combustion Turbine | WEC_CALN | California | Tehama | 2.8 | 2001 | 9999 | 2017 | 1.3737 | 1261.75 | 2.1774 | NEI 2019
Red Bluff | 56184_G_IC12 | 56184 | G | IC12 |  | Combustion Turbine | WEC_CALN | California | Tehama | 2.8 | 2001 | 9999 | 2017 | 1.4357 | 1261.75 | 2.2757 | NEI 2019
Red Bluff | 56184_G_IC13 | 56184 | G | IC13 |  | Combustion Turbine | WEC_CALN | California | Tehama | 2.8 | 2001 | 9999 | 2017 | 1.4217 | 1261.75 | 2.2535 | NEI 2019
Red Bluff | 56184_G_IC14 | 56184 | G | IC14 |  | Combustion Turbine | WEC_CALN | California | Tehama | 2.8 | 2001 | 9999 | 2017 | 1.4372 | 1261.75 | 2.2781 | NEI 2019
Red Bluff | 56184_G_IC15 | 56184 | G | IC15 |  | Combustion Turbine | WEC_CALN | California | Tehama | 2.8 | 2001 | 9999 | 2017 | 1.259 | 1261.75 | 1.9956 | NEI 2019
Red Bluff | 56184_G_IC16 | 56184 | G | IC16 |  | Combustion Turbine | WEC_CALN | California | Tehama | 2.8 | 2001 | 9999 | 2017 | 1.1957 | 1261.75 | 1.8953 | NEI 2019
Red Bluff | 56184_G_IC2 | 56184 | G | IC2 |  | Combustion Turbine | WEC_CALN | California | Tehama | 2.8 | 2001 | 9999 | 2017 | 1.283 | 1261.75 | 2.0337 | NEI 2019
Red Bluff | 56184_G_IC3 | 56184 | G | IC3 |  | Combustion Turbine | WEC_CALN | California | Tehama | 2.8 | 2001 | 9999 | 2017 | 1.4528 | 1261.75 | 2.3028 | NEI 2019
Red Bluff | 56184_G_IC4 | 56184 | G | IC4 |  | Combustion Turbine | WEC_CALN | California | Tehama | 2.8 | 2001 | 9999 | 2017 | 1.4168 | 1261.75 | 2.2458 | NEI 2019
Red Bluff | 56184_G_IC5 | 56184 | G | IC5 |  | Combustion Turbine | WEC_CALN | California | Tehama | 2.8 | 2001 | 9999 | 2017 | 1.3823 | 1261.75 | 2.1911 | NEI 2019
Red Bluff | 56184_G_IC6 | 56184 | G | IC6 |  | Combustion Turbine | WEC_CALN | California | Tehama | 2.8 | 2001 | 9999 | 2017 | 1.3738 | 1261.75 | 2.1776 | NEI 2019
Red Bluff | 56184_G_IC7 | 56184 | G | IC7 |  | Combustion Turbine | WEC_CALN | California | Tehama | 2.8 | 2001 | 9999 | 2017 | 1.235 | 1261.75 | 1.9575 | NEI 2019
Red Bluff | 56184_G_IC8 | 56184 | G | IC8 |  | Combustion Turbine | WEC_CALN | California | Tehama | 2.8 | 2001 | 9999 | 2017 | 1.1634 | 1261.75 | 1.8441 | NEI 2019
Red Bluff | 56184_G_IC9 | 56184 | G | IC9 |  | Combustion Turbine | WEC_CALN | California | Tehama | 2.8 | 2001 | 9999 | 2017 | 1.1539 | 1261.75 | 1.8291 | NEI 2019
Chowchilla II | 56185_G_IC1 | 56185 | G | IC1 |  | Combustion Turbine | WEC_CALN | California | Madera | 3.1 | 2001 | 9999 | 2018 | 0.1484 | 1151.8125 | 0.25768 | California Air Resources Board
Chowchilla II | 56185_G_IC10 | 56185 | G | IC10 |  | Combustion Turbine | WEC_CALN | California | Madera | 3.1 | 2001 | 9999 | 2018 | 0.1484 | 1151.8125 | 0.25768 | California Air Resources Board
Chowchilla II | 56185_G_IC11 | 56185 | G | IC11 |  | Combustion Turbine | WEC_CALN | California | Madera | 3.1 | 2001 | 9999 | 2018 | 0.1484 | 1151.8125 | 0.25768 | California Air Resources Board
Chowchilla II | 56185_G_IC12 | 56185 | G | IC12 |  | Combustion Turbine | WEC_CALN | California | Madera | 3.1 | 2001 | 9999 | 2018 | 0.1484 | 1151.8125 | 0.25768 | California Air Resources Board
Chowchilla II | 56185_G_IC13 | 56185 | G | IC13 |  | Combustion Turbine | WEC_CALN | California | Madera | 3.1 | 2001 | 9999 | 2018 | 0.1484 | 1151.8125 | 0.25768 | California Air Resources Board
Chowchilla II | 56185_G_IC14 | 56185 | G | IC14 |  | Combustion Turbine | WEC_CALN | California | Madera | 3.1 | 2001 | 9999 | 2018 | 0.1484 | 1151.8125 | 0.25768 | California Air Resources Board
Chowchilla II | 56185_G_IC15 | 56185 | G | IC15 |  | Combustion Turbine | WEC_CALN | California | Madera | 3.1 | 2001 | 9999 | 2018 | 0.1484 | 1151.8125 | 0.25768 | California Air Resources Board
Chowchilla II | 56185_G_IC16 | 56185 | G | IC16 |  | Combustion Turbine | WEC_CALN | California | Madera | 3.1 | 2001 | 9999 | 2018 | 0.1484 | 1151.8125 | 0.25768 | California Air Resources Board
Chowchilla II | 56185_G_IC2 | 56185 | G | IC2 |  | Combustion Turbine | WEC_CALN | California | Madera | 3.1 | 2001 | 9999 | 2018 | 0.1484 | 1151.8125 | 0.25768 | California Air Resources Board
Chowchilla II | 56185_G_IC3 | 56185 | G | IC3 |  | Combustion Turbine | WEC_CALN | California | Madera | 3.1 | 2001 | 9999 | 2018 | 0.1484 | 1151.8125 | 0.25768 | California Air Resources Board
Chowchilla II | 56185_G_IC4 | 56185 | G | IC4 |  | Combustion Turbine | WEC_CALN | California | Madera | 3.1 | 2001 | 9999 | 2018 | 0.1484 | 1151.8125 | 0.25768 | California Air Resources Board
Chowchilla II | 56185_G_IC5 | 56185 | G | IC5 |  | Combustion Turbine | WEC_CALN | California | Madera | 3.1 | 2001 | 9999 | 2018 | 0.1484 | 1151.8125 | 0.25768 | California Air Resources Board
Chowchilla II | 56185_G_IC6 | 56185 | G | IC6 |  | Combustion Turbine | WEC_CALN | California | Madera | 3.1 | 2001 | 9999 | 2018 | 0.1484 | 1151.8125 | 0.25768 | California Air Resources Board
Chowchilla II | 56185_G_IC7 | 56185 | G | IC7 |  | Combustion Turbine | WEC_CALN | California | Madera | 3.1 | 2001 | 9999 | 2018 | 0.1484 | 1151.8125 | 0.25768 | California Air Resources Board
Chowchilla II | 56185_G_IC8 | 56185 | G | IC8 |  | Combustion Turbine | WEC_CALN | California | Madera | 3.1 | 2001 | 9999 | 2018 | 0.1484 | 1151.8125 | 0.25768 | California Air Resources Board
Chowchilla II | 56185_G_IC9 | 56185 | G | IC9 |  | Combustion Turbine | WEC_CALN | California | Madera | 3.1 | 2001 | 9999 | 2018 | 0.1484 | 1151.8125 | 0.25768 | California Air Resources Board
Pinelawn Power LLC | 56188_G_CTG | 56188 | G | CTG | 89567 | Combined Cycle | NY_Z_K | New York | Suffolk | 47 | 2005 | 9999 | 2019 | 4.984 | 68947 | 0.14458 | NEI 2019
Pinelawn Power LLC | 56188_G_STG | 56188 | G | STG | 89567 | Combined Cycle | NY_Z_K | New York | Suffolk | 27.5 | 2005 | 9999 |  |  |  | 0.14458 | NEI 2019
Waterside Power, LLC | 56189_G_4 | 56189 | G | 4 | 89487 | Combustion Turbine | NENG_CT | Connecticut | Fairfield | 23.3 | 2004 | 9999 | 2019 | 0.071555 | 414.3333 | 0.3454 | NEI 2019
Waterside Power, LLC | 56189_G_5 | 56189 | G | 5 | 89488 | Combustion Turbine | NENG_CT | Connecticut | Fairfield | 23.3 | 2004 | 9999 | 2019 | 0.072913 | 414.3333 | 0.35195 | NEI 2019
Waterside Power, LLC | 56189_G_7 | 56189 | G | 7 | 89718 | Combustion Turbine | NENG_CT | Connecticut | Fairfield | 23.3 | 2006 | 9999 | 2019 | 0.061606 | 414.3333 | 0.29737 | NEI 2019
Dike City Power Plant | 56194_G_001 | 56194 | G | 001 |  | Combustion Turbine | MIS_IA | Iowa | Grundy | 2.2 | 2005 | 9999 |  |  |  | 7.2573 | Default Emission Factor
500MW CC | 56196_G_CA01 | 56196 | G | CA01 | 89648 | Combined Cycle | NY_Z_J | New York | Queens | 172.3 | 2005 | 9999 |  |  |  | 0.00903 | NEI 2019
500MW CC | 56196_G_CT01 | 56196 | G | CT01 | 89648 | Combined Cycle | NY_Z_J | New York | Queens | 151.3 | 2005 | 9999 |  |  |  | 0.00903 | NEI 2019
500MW CC | 56196_G_CT02 | 56196 | G | CT02 | 89649 | Combined Cycle | NY_Z_J | New York | Queens | 151.3 | 2005 | 9999 | 2019 | 11.0438 | 2446465 | 0.00903 | NEI 2019
Middletown | 562_G_10 | 562 | G | 10 | 352 | Combustion Turbine | NENG_CT | Connecticut | Middlesex | 17.2 | 1966 | 9999 |  |  |  | 0.75865 | Default Emission Factor
Alden Bailey Power Plant | 56223_G_LOKI | 56223 | G | LOKI |  | Combustion Turbine | WECC_PNW | Oregon | Clatsop | 9.8 | 2001 | 9999 |  |  |  | 0.72922 | Default Emission Factor
Port Westward | 56227_G_1 | 56227 | G | 1 | 89564 | Combined Cycle | WECC_PNW | Oregon | Columbia | 256.2 | 2007 | 9999 | 2019 | 19.8 | 2737946 | 0.01446 | NEI 2019
Port Westward | 56227_G_2 | 56227 | G | 2 | 89564 | Combined Cycle | WECC_PNW | Oregon | Columbia | 136 | 2007 | 9999 |  |  |  | 0.01446 | NEI 2019
Cogeneration 1 | 56229_G_CT1 | 56229 | G | CT1 |  | Combined Cycle | WECC_AZ | Arizona | Pima | 8.3 | 2002 | 9999 |  |  |  | 0.14766 | Default Emission Factor
Miramar Energy Facility | 56232_G_1 | 56232 | G | 1 | 89534 | Combustion Turbine | WEC_SDGE | California | San Diego | 47 | 2005 | 9999 |  |  |  | 0.72922 | Default Emission Factor
Miramar Energy Facility | 56232_G_2 | 56232 | G | 2 | 90490 | Combustion Turbine | WEC_SDGE | California | San Diego | 47 | 2009 | 9999 | 2019 | 0.29 | 36814.5 | 0.01576 | NEI 2019
EG178 Facility | 56233_G_CT02 | 56233 | G | CT02 |  | Combined Cycle | ERC_WEST | Texas | Scurry | 42 | 2005 | 9999 |  |  |  | 0.14766 | Default Emission Factor
EG178 Facility | 56233_G_CTG1 | 56233 | G | CTG1 |  | Combined Cycle | ERC_WEST | Texas | Scurry | 42 | 2005 | 9999 |  |  |  | 0.14766 | Default Emission Factor
EG178 Facility | 56233_G_STG | 56233 | G | STG |  | Combined Cycle | ERC_WEST | Texas | Scurry | 16 | 2005 | 9999 |  |  |  | 0.14766 | Default Emission Factor
Caithness Long Island Energy Center | 56234_G_CT01 | 56234 | G | CT01 | 89547 | Combined Cycle | NY_Z_K | New York | Suffolk | 179.9 | 2009 | 9999 | 2019 | 8.1399 | 1313723 | 0.00745 | NEI 2019
Caithness Long Island Energy Center | 56234_G_ST01 | 56234 | G | ST01 | 89547 | Combined Cycle | NY_Z_K | New York | Suffolk | 137 | 2009 | 9999 | 2019 | 0.000625 | 872382 | 0.00745 | NEI 2019
Lake Side Power Plant | 56237_G_CT01 | 56237 | G | CT01 | 89557 | Combined Cycle | WECC_UT | Utah | Utah | 169 | 2007 | 9999 | 2017 | 204.4413 | 421016 | 0.62899 | NEI 2019
Lake Side Power Plant | 56237_G_CT02 | 56237 | G | CT02 | 89558 | Combined Cycle | WECC_UT | Utah | Utah | 169 | 2007 | 9999 | 2017 | 193.8921 | 407051 | 0.62899 | NEI 2019
Lake Side Power Plant | 56237_G_CT21 | 56237 | G | CT21 | 90915 | Combined Cycle | WECC_UT | Utah | Utah | 178 | 2014 | 9999 | 2019 | 224.0456 | 882817 | 0.45009 | NEI 2019
Lake Side Power Plant | 56237_G_CT22 | 56237 | G | CT22 | 90916 | Combined Cycle | WECC_UT | Utah | Utah | 178 | 2014 | 9999 | 2017 | 289.9812 | 656274 | 0.45009 | NEI 2019
Lake Side Power Plant | 56237_G_ST01 | 56237 | G | ST01 | 89557 | Combined Cycle | WECC_UT | Utah | Utah | 209 | 2007 | 9999 | 2017 | 2.3503 | 445986 | 0.62899 | NEI 2019
Lake Side Power Plant | 56237_G_ST2 | 56237 | G | ST2 | 90915 | Combined Cycle | WECC_UT | Utah | Utah | 273 | 2014 | 9999 |  |  |  | 0.45009 | NEI 2019
Groton Generating Station | 56238_G_GT01 | 56238 | G | GT01 | 89548 | Combustion Turbine | SPP_WAUE | South Dakota | Brown | 82.1 | 2006 | 9999 |  |  |  | 0.72922 | Default Emission Factor
Groton Generating Station | 56238_G_GT02 | 56238 | G | GT02 | 89754 | Combustion Turbine | SPP_WAUE | South Dakota | Brown | 76.8 | 2008 | 9999 | 2017 | 0.82 | 2144.5035 | 0.76475 | NEI 2019
Malaga Power LLC | 56239_G_GT-1 | 56239 | G | GT-1 | 89579 | Combustion Turbine | WEC_CALN | California | Fresno | 48 | 2005 | 9999 | 2019 | 0.66967 | 8161.67 | 0.1641 | NEI 2019
Malaga Power LLC | 56239_G_GT-2 | 56239 | G | GT-2 | 89580 | Combustion Turbine | WEC_CALN | California | Fresno | 48 | 2005 | 9999 | 2017 | 0.58013 | 10247.5 | 0.11322 | NEI 2019
Cannon Falls Energy Center | 56241_G_UNT1 | 56241 | G | UNT1 | 89752 | Combustion Turbine | MIS_MNWI | Minnesota | Goodhue | 158 | 2008 | 9999 | 2017 | 4.6246 | 21987 | 0.42067 | NEI 2019
Cannon Falls Energy Center | 56241_G_UNT2 | 56241 | G | UNT2 | 89753 | Combustion Turbine | MIS_MNWI | Minnesota | Goodhue | 158 | 2008 | 9999 | 2017 | 5.1866 | 21987 | 0.47179 | NEI 2019
Kindred School | 56242_G_1 | 56242 | G | 1 |  | Combustion Turbine | MIS_MAPP | North Dakota | Cass | 2 | 2001 | 9999 |  |  |  | 7.2573 | Default Emission Factor
State Auto Insurance | 56244_G_1 | 56244 | G | 1 |  | Combustion Turbine | MIS_MAPP | South Dakota | Grant | 1.7 | 2001 | 9999 |  |  |  | 7.2573 | Default Emission Factor
Stevens Community Medical Center | 56245_G_1 | 56245 | G | 1 |  | Combustion Turbine | MIS_MNWI | Minnesota | Stevens | 1 | 2004 | 9999 |  |  |  | 7.2573 | Default Emission Factor
West Group Data Center F | 56247_G_1 | 56247 | G | 1 |  | Combustion Turbine | MIS_MNWI | Minnesota | Dakota | 0.6 | 2004 | 9999 |  |  |  | 7.2573 | Default Emission Factor
West Group Data Center F | 56247_G_2 | 56247 | G | 2 |  | Combustion Turbine | MIS_MNWI | Minnesota | Dakota | 0.6 | 2004 | 9999 |  |  |  | 7.2573 | Default Emission Factor
West Group Data Center F | 56247_G_3 | 56247 | G | 3 |  | Combustion Turbine | MIS_MNWI | Minnesota | Dakota | 0.6 | 2004 | 9999 |  |  |  | 7.2573 | Default Emission Factor
West Group Data Center F | 56247_G_4 | 56247 | G | 4 |  | Combustion Turbine | MIS_MNWI | Minnesota | Dakota | 0.6 | 2004 | 9999 |  |  |  | 7.2573 | Default Emission Factor
Shell Chemical | 56248_G_101G | 56248 | G | 101G |  | Combustion Turbine | MIS_LA | Louisiana | Ascension | 34.5 | 2002 | 9999 | 2019 | 75.9066 | 293822 | 0.51668 | NEI 2019
Shell Chemical | 56248_G_201G | 56248 | G | 201G |  | Combustion Turbine | MIS_LA | Louisiana | Ascension | 34.5 | 2002 | 9999 | 2019 | 81.7154 | 293822 | 0.55622 | NEI 2019
Anson County Generation Facility | 56249_G_1 | 56249 | G | 1 | 89583 | Combustion Turbine | S_VACA | North Carolina | Anson | 56.5 | 2007 | 9999 |  |  |  | 1.162 | NEI 2019
Anson County Generation Facility | 56249_G_2 | 56249 | G | 2 | 89585 | Combustion Turbine | S_VACA | North Carolina | Anson | 56.5 | 2007 | 9999 |  |  |  | 1.162 | NEI 2019
Anson County Generation Facility | 56249_G_3 | 56249 | G | 3 | 89587 | Combustion Turbine | S_VACA | North Carolina | Anson | 56.5 | 2007 | 9999 |  |  |  | 1.162 | NEI 2019
Anson County Generation Facility | 56249_G_4 | 56249 | G | 4 | 89589 | Combustion Turbine | S_VACA | North Carolina | Anson | 56.5 | 2007 | 9999 |  |  |  | 1.162 | NEI 2019
Anson County Generation Facility | 56249_G_5 | 56249 | G | 5 | 89591 | Combustion Turbine | S_VACA | North Carolina | Anson | 56.5 | 2007 | 9999 |  |  |  | 1.162 | NEI 2019
Anson County Generation Facility | 56249_G_6 | 56249 | G | 6 | 89593 | Combustion Turbine | S_VACA | North Carolina | Anson | 56.5 | 2007 | 9999 | 2019 | 59.2 | 101890.998 | 1.162 | NEI 2019
Ontario LFGTE | 56250_G_GEN1 | 56250 | G | GEN1 |  | Landfill Gas | NY_Z_C&E | New York | Ontario | 0.8 | 2003 | 9999 |  |  |  | 8.0181 | Default Emission Factor
Ontario LFGTE | 56250_G_GEN10 | 56250 | G | GEN10 |  | Landfill Gas | NY_Z_C&E | New York | Ontario | 1.6 | 2013 | 9999 |  |  |  | 8.0181 | Default Emission Factor
Ontario LFGTE | 56250_G_GEN11 | 56250 | G | GEN11 |  | Landfill Gas | NY_Z_C&E | New York | Ontario | 1.6 | 2013 | 9999 |  |  |  | 8.0181 | Default Emission Factor
Ontario LFGTE | 56250_G_GEN2 | 56250 | G | GEN2 |  | Landfill Gas | NY_Z_C&E | New York | Ontario | 0.8 | 2003 | 9999 |  |  |  | 8.0181 | Default Emission Factor
Ontario LFGTE | 56250_G_GEN3 | 56250 | G | GEN3 |  | Landfill Gas | NY_Z_C&E | New York | Ontario | 0.8 | 2003 | 9999 |  |  |  | 8.0181 | Default Emission Factor
Ontario LFGTE | 56250_G_GEN4 | 56250 | G | GEN4 |  | Landfill Gas | NY_Z_C&E | New York | Ontario | 0.8 | 2003 | 9999 |  |  |  | 8.0181 | Default Emission Factor
Ontario LFGTE | 56250_G_GEN5 | 56250 | G | GEN5 |  | Landfill Gas | NY_Z_C&E | New York | Ontario | 0.8 | 2005 | 9999 |  |  |  | 8.0181 | Default Emission Factor
Ontario LFGTE | 56250_G_GEN6 | 56250 | G | GEN6 |  | Landfill Gas | NY_Z_C&E | New York | Ontario | 0.8 | 2005 | 9999 |  |  |  | 8.0181 | Default Emission Factor
Ontario LFGTE | 56250_G_GEN7 | 56250 | G | GEN7 |  | Landfill Gas | NY_Z_C&E | New York | Ontario | 0.8 | 2005 | 9999 |  |  |  | 8.0181 | Default Emission Factor
Ontario LFGTE | 56250_G_GEN8 | 56250 | G | GEN8 |  | Landfill Gas | NY_Z_C&E | New York | Ontario | 0.8 | 2010 | 9999 |  |  |  | 8.0181 | Default Emission Factor
Ontario LFGTE | 56250_G_GEN9 | 56250 | G | GEN9 |  | Landfill Gas | NY_Z_C&E | New York | Ontario | 1.6 | 2013 | 9999 |  |  |  | 8.0181 | Default Emission Factor
Millcreek Power Generation | 56253_G_MC1 | 56253 | G | MC1 | 89566 | Combustion Turbine | WECC_UT | Utah | Washington | 36.8 | 2006 | 9999 | 2017 | 4.2646 | 48398 | 0.17623 | NEI 2019
Millcreek Power Generation | 56253_G_MC2 | 56253 | G | MC2 | 90575 | Combustion Turbine | WECC_UT | Utah | Washington | 36.8 | 2010 | 9999 | 2019 | 1.4983 | 39203 | 0.07644 | NEI 2019
Empire Generating Co LLC | 56259_G_CT11 | 56259 | G | CT11 | 89574 | Combined Cycle | NY_Z_F | New York | Rensselaer | 155 | 2010 | 9999 | 2019 | 18.5634 | 2463914 | 0.01507 | NEI 2019
Empire Generating Co LLC | 56259_G_CT12 | 56259 | G | CT12 | 89575 | Combined Cycle | NY_Z_F | New York | Rensselaer | 155 | 2010 | 9999 |  |  |  | 0.01507 | NEI 2019
Empire Generating Co LLC | 56259_G_ST13 | 56259 | G | ST13 | 89574 | Combined Cycle | NY_Z_F | New York | Rensselaer | 270 | 2010 | 9999 |  |  |  | 0.01507 | NEI 2019
High Point, Pump Station Rd | 56260_G_Unit1 | 56260 | G | Unit1 |  | Combustion Turbine | S_VACA | North Carolina | Guilford | 1.8 | 2005 | 9999 |  |  |  | 7.2573 | Default Emission Factor
High Point, Pump Station Rd | 56260_G_Unit2 | 56260 | G | Unit2 |  | Combustion Turbine | S_VACA | North Carolina | Guilford | 1.8 | 2005 | 9999 |  |  |  | 7.2573 | Default Emission Factor
Lexington | 56261_G_Unit1 | 56261 | G | Unit1 |  | Combustion Turbine | S_VACA | North Carolina | Davidson | 1.8 | 2005 | 9999 |  |  |  | 7.2573 | Default Emission Factor
Lexington | 56261_G_Unit2 | 56261 | G | Unit2 |  | Combustion Turbine | S_VACA | North Carolina | Davidson | 1.8 | 2005 | 9999 |  |  |  | 7.2573 | Default Emission Factor
Gastonia, Tulip Drive | 56262_G_DG3 | 56262 | G | DG3 |  | Combustion Turbine | S_VACA | North Carolina | Gaston | 1.8 | 2005 | 9999 |  |  |  | 7.2573 | Default Emission Factor
Gastonia, Tulip Drive | 56262_G_Unit1 | 56262 | G | Unit1 |  | Combustion Turbine | S_VACA | North Carolina | Gaston | 1.8 | 2005 | 9999 |  |  |  | 7.2573 | Default Emission Factor
Gastonia, Tulip Drive | 56262_G_Unit2 | 56262 | G | Unit2 |  | Combustion Turbine | S_VACA | North Carolina | Gaston | 1.8 | 2005 | 9999 |  |  |  | 7.2573 | Default Emission Factor
Albemarle Prime Power Park | 56263_G_Unit1 | 56263 | G | Unit1 |  | Combustion Turbine | S_VACA | North Carolina | Stanly | 1.8 | 2006 | 9999 |  |  |  | 7.2573 | Default Emission Factor
Albemarle Prime Power Park | 56263_G_Unit2 | 56263 | G | Unit2 |  | Combustion Turbine | S_VACA | North Carolina | Stanly | 1.8 | 2006 | 9999 |  |  |  | 7.2573 | Default Emission Factor
IBM West | 56269_G_1 | 56269 | G | 1 |  | Combustion Turbine | MIS_MNWI | Minnesota | Olmsted | 1.8 | 2005 | 9999 |  |  |  | 7.2573 | Default Emission Factor
IBM West | 56269_G_2 | 56269 | G | 2 |  | Combustion Turbine | MIS_MNWI | Minnesota | Olmsted | 1.8 | 2005 | 9999 |  |  |  | 7.2573 | Default Emission Factor
Valley Queen Cheese | 56274_G_1 | 56274 | G | 1 |  | Combustion Turbine | MIS_MAPP | South Dakota | Grant | 0.5 | 2002 | 9999 |  |  |  | 7.2573 | Default Emission Factor
Valley Queen Cheese | 56274_G_2 | 56274 | G | 2 |  | Combustion Turbine | MIS_MAPP | South Dakota | Grant | 0.5 | 2002 | 9999 |  |  |  | 7.2573 | Default Emission Factor
Valley Queen Cheese | 56274_G_3 | 56274 | G | 3 |  | Combustion Turbine | MIS_MAPP | South Dakota | Grant | 0.5 | 2004 | 9999 |  |  |  | 7.2573 | Default Emission Factor
Bavarian LFGTE | 56277_G_1 | 56277 | G | 1 |  | Landfill Gas | PJM_West | Kentucky | Boone | 0.8 | 2003 | 9999 |  |  |  | 8.0181 | Default Emission Factor
Bavarian LFGTE | 56277_G_2 | 56277 | G | 2 |  | Landfill Gas | PJM_West | Kentucky | Boone | 0.8 | 2003 | 9999 |  |  |  | 8.0181 | Default Emission Factor
Bavarian LFGTE | 56277_G_3 | 56277 | G | 3 |  | Landfill Gas | PJM_West | Kentucky | Boone | 0.8 | 2003 | 9999 |  |  |  | 8.0181 | Default Emission Factor
Bavarian LFGTE | 56277_G_4 | 56277 | G | 4 |  | Landfill Gas | PJM_West | Kentucky | Boone | 0.8 | 2003 | 9999 |  |  |  | 8.0181 | Default Emission Factor
Bavarian LFGTE | 56277_G_5 | 56277 | G | 5 |  | Landfill Gas | PJM_West | Kentucky | Boone | 1.5 | 2016 | 9999 |  |  |  | 8.0181 | Default Emission Factor
Green Valley LFGTE | 56278_G_1 | 56278 | G | 1 |  | Landfill Gas | PJM_West | Kentucky | Greenup | 0.8 | 2003 | 9999 |  |  |  | 8.0181 | Default Emission Factor
Green Valley LFGTE | 56278_G_2 | 56278 | G | 2 |  | Landfill Gas | PJM_West | Kentucky | Greenup | 0.8 | 2003 | 9999 |  |  |  | 8.0181 | Default Emission Factor
Green Valley LFGTE | 56278_G_3 | 56278 | G | 3 |  | Landfill Gas | PJM_West | Kentucky | Greenup | 0.8 | 2003 | 9999 |  |  |  | 8.0181 | Default Emission Factor
Laurel Ridge LFGTE | 56279_G_1 | 56279 | G | 1 |  | Landfill Gas | PJM_West | Kentucky | Laurel | 0.8 | 2003 | 9999 |  |  |  | 8.0181 | Default Emission Factor
Laurel Ridge LFGTE | 56279_G_2 | 56279 | G | 2 |  | Landfill Gas | PJM_West | Kentucky | Laurel | 0.8 | 2003 | 9999 |  |  |  | 8.0181 | Default Emission Factor
Laurel Ridge LFGTE | 56279_G_3 | 56279 | G | 3 |  | Landfill Gas | PJM_West | Kentucky | Laurel | 0.8 | 2003 | 9999 |  |  |  | 8.0181 | Default Emission Factor
Laurel Ridge LFGTE | 56279_G_4 | 56279 | G | 4 |  | Landfill Gas | PJM_West | Kentucky | Laurel | 0.8 | 2003 | 9999 |  |  |  | 8.0181 | Default Emission Factor
Laurel Ridge LFGTE | 56279_G_5 | 56279 | G | 5 |  | Landfill Gas | PJM_West | Kentucky | Laurel | 0.8 | 2006 | 9999 |  |  |  | 8.0181 | Default Emission Factor
Hardin County LFGTE | 56280_G_1 | 56280 | G | 1 |  | Landfill Gas | PJM_West | Kentucky | Hardin | 0.8 | 2006 | 9999 |  |  |  | 8.0181 | Default Emission Factor
Hardin County LFGTE | 56280_G_2 | 56280 | G | 2 |  | Landfill Gas | PJM_West | Kentucky | Hardin | 0.8 | 2006 | 9999 |  |  |  | 8.0181 | Default Emission Factor
Hardin County LFGTE | 56280_G_3 | 56280 | G | 3 |  | Landfill Gas | PJM_West | Kentucky | Hardin | 0.8 | 2006 | 9999 |  |  |  | 8.0181 | Default Emission Factor
Hargis-Hebert Electric Generating | 56283_G_U-1 | 56283 | G | U-1 | 89602 | Combustion Turbine | MIS_LA | Louisiana | Lafayette | 47 | 2006 | 9999 | 2019 | 3.5528 | 10834 | 0.65586 | NEI 2019
Hargis-Hebert Electric Generating | 56283_G_U-2 | 56283 | G | U-2 | 89603 | Combustion Turbine | MIS_LA | Louisiana | Lafayette | 47 | 2006 | 9999 | 2019 | 2.7025 | 10834 | 0.49889 | NEI 2019
Salem Water Plant | 56288_G_1 | 56288 | G | 1 |  | Combustion Turbine | PJM_West | Virginia | Salem City | 2 | 2003 | 9999 | 2018 | 0.0657 | 115 | 1.1426 | Virginia State Emissions
Salem Street Dept | 56289_G_1 | 56289 | G | 1 |  | Combustion Turbine | PJM_West | Virginia | Salem City | 2 | 2005 | 9999 |  |  |  | 7.2573 | Default Emission Factor
Hamlet Generating Facility | 56292_G_ES1 | 56292 | G | ES1 | 89611 | Combustion Turbine | S_VACA | North Carolina | Richmond | 56.5 | 2007 | 9999 |  |  |  | 1.615 | NEI 2019
Hamlet Generating Facility | 56292_G_ES2 | 56292 | G | ES2 | 89613 | Combustion Turbine | S_VACA | North Carolina | Richmond | 56.5 | 2007 | 9999 |  |  |  | 1.615 | NEI 2019
Hamlet Generating Facility | 56292_G_ES3 | 56292 | G | ES3 | 89615 | Combustion Turbine | S_VACA | North Carolina | Richmond | 56.5 | 2007 | 9999 |  |  |  | 1.615 | NEI 2019
Hamlet Generating Facility | 56292_G_ES4 | 56292 | G | ES4 | 89617 | Combustion Turbine | S_VACA | North Carolina | Richmond | 56.5 | 2007 | 9999 |  |  |  | 1.615 | NEI 2019
Hamlet Generating Facility | 56292_G_ES5 | 56292 | G | ES5 | 89619 | Combustion Turbine | S_VACA | North Carolina | Richmond | 56.5 | 2007 | 9999 | 2019 | 60.41 | 74810.8333 | 1.615 | NEI 2019
Hamlet Generating Facility | 56292_G_ES6 | 56292 | G | ES6 | 90839 | Combustion Turbine | S_VACA | North Carolina | Richmond | 56.5 | 2013 | 9999 | 2019 | 2.95 | 14962.1667 | 0.39433 | NEI 2019
Roseville Energy Park | 56298_G_0001 | 56298 | G | 0001 | 89721 | Combined Cycle | WEC_BANC | California | Placer | 38 | 2007 | 9999 | 2017 | 3.13 | 13890 | 0.09808 | NEI 2019
Roseville Energy Park | 56298_G_0002 | 56298 | G | 0002 | 89722 | Combined Cycle | WEC_BANC | California | Placer | 38 | 2007 | 9999 | 2019 | 2.09 | 92554 | 0.09808 | NEI 2019
Roseville Energy Park | 56298_G_0003 | 56298 | G | 0003 | 89722 | Combined Cycle | WEC_BANC | California | Placer | 75 | 2007 | 9999 |  |  |  | 0.09808 | NEI 2019
Trigen St. Louis | 56309_G_CT-1 | 56309 | G | CT-1 |  | Combined Cycle | MIS_MO | Missouri | St Louis | 5 | 1999 | 9999 |  |  |  | 0.14766 | Default Emission Factor
Trigen St. Louis | 56309_G_CT-2 | 56309 | G | CT-2 |  | Combined Cycle | MIS_MO | Missouri | St Louis | 5 | 1999 | 9999 |  |  |  | 0.14766 | Default Emission Factor
Trigen St. Louis | 56309_G_IC-1 | 56309 | G | IC-1 |  | Combustion Turbine | MIS_MO | Missouri | St Louis | 1 | 1999 | 9999 |  |  |  | 7.2573 | Default Emission Factor
Trigen St. Louis | 56309_G_ST-3 | 56309 | G | ST-3 |  | Combined Cycle | MIS_MO | Missouri | St Louis | 18 | 2000 | 9999 |  |  |  | 0.14766 | Default Emission Factor
Modern Innovative Energy LLC | 56323_G_GEN1 | 56323 | G | GEN1 |  | Landfill Gas | NY_Z_A | New York | Niagara | 1.6 | 2006 | 9999 |  |  |  | 8.0181 | Default Emission Factor
Modern Innovative Energy LLC | 56323_G_GEN2 | 56323 | G | GEN2 |  | Landfill Gas | NY_Z_A | New York | Niagara | 1.6 | 2006 | 9999 |  |  |  | 8.0181 | Default Emission Factor
Modern Innovative Energy LLC | 56323_G_GEN3 | 56323 | G | GEN3 |  | Landfill Gas | NY_Z_A | New York | Niagara | 1.6 | 2006 | 9999 |  |  |  | 8.0181 | Default Emission Factor
Modern Innovative Energy LLC | 56323_G_GEN4 | 56323 | G | GEN4 |  | Landfill Gas | NY_Z_A | New York | Niagara | 1.6 | 2006 | 9999 |  |  |  | 8.0181 | Default Emission Factor
Colonie LFGTE Facility | 56324_G_GEN1 | 56324 | G | GEN1 |  | Landfill Gas | NY_Z_F | New York | Albany | 1.6 | 2006 | 9999 |  |  |  | 8.0181 | Default Emission Factor
Colonie LFGTE Facility | 56324_G_GEN2 | 56324 | G | GEN2 |  | Landfill Gas | NY_Z_F | New York | Albany | 1.6 | 2006 | 9999 |  |  |  | 8.0181 | Default Emission Factor
Colonie LFGTE Facility | 56324_G_GEN3 | 56324 | G | GEN3 |  | Landfill Gas | NY_Z_F | New York | Albany | 1.6 | 2006 | 9999 |  |  |  | 8.0181 | Default Emission Factor
Colonie LFGTE Facility | 56324_G_GEN4 | 56324 | G | GEN4 |  | Landfill Gas | NY_Z_F | New York | Albany | 1.6 | 2016 | 9999 |  |  |  | 8.0181 | Default Emission Factor
Mustang Station Unit 4 | 56326_G_GEN1 | 56326 | G | GEN1 | 89654 | Combustion Turbine | SPP_SPS | Texas | Yoakum | 153 | 2006 | 9999 | 2019 | 10.5535 | 582010.6753 | 0.03627 | NEI 2019
Mustang Station Unit 4 | 56326_G_GEN2 | 56326 | G | GEN2 | 89751 | Combustion Turbine | SPP_SPS | Texas | Yoakum | 153 | 2007 | 9999 | 2019 | 8.8539 | 582010.6753 | 0.03043 | NEI 2019
Mustang Station Unit 4 | 56326_G_GEN3 | 56326 | G | GEN3 | 90776 | Combustion Turbine | SPP_SPS | Texas | Yoakum | 156 | 2013 | 9999 | 2019 | 9.4851 | 593422.6494 | 0.03197 | NEI 2019
Pendleton County LFGTE | 56327_G_1 | 56327 | G | 1 |  | Landfill Gas | PJM_West | Kentucky | Pendleton | 0.8 | 2007 | 9999 |  |  |  | 8.0181 | Default Emission Factor
Pendleton County LFGTE | 56327_G_2 | 56327 | G | 2 |  | Landfill Gas | PJM_West | Kentucky | Pendleton | 0.8 | 2007 | 9999 |  |  |  | 8.0181 | Default Emission Factor
Pendleton County LFGTE | 56327_G_3 | 56327 | G | 3 |  | Landfill Gas | PJM_West | Kentucky | Pendleton | 0.8 | 2007 | 9999 |  |  |  | 8.0181 | Default Emission Factor
Pendleton County LFGTE | 56327_G_4 | 56327 | G | 4 |  | Landfill Gas | PJM_West | Kentucky | Pendleton | 0.8 | 2007 | 9999 |  |  |  | 8.0181 | Default Emission Factor
Harry D Mattison Gas Plant | 56328_G_1 | 56328 | G | 1 | 89740 | Combustion Turbine | SPP_WEST | Arkansas | Washington | 75 | 2007 | 9999 | 2019 | 0.56 | 39792.0918 | 0.02815 | NEI 2019
Harry D Mattison Gas Plant | 56328_G_2 | 56328 | G | 2 | 89741 | Combustion Turbine | SPP_WEST | Arkansas | Washington | 75 | 2007 | 9999 | 2017 | 0.6 | 11043.1122 | 0.10867 | NEI 2019
Harry D Mattison Gas Plant | 56328_G_3 | 56328 | G | 3 | 91249 | Combustion Turbine | SPP_WEST | Arkansas | Washington | 72 | 2007 | 9999 | 2017 | 0.95 | 10601.3878 | 0.17922 | NEI 2019
Harry D Mattison Gas Plant | 56328_G_4 | 56328 | G | 4 | 91250 | Combustion Turbine | SPP_WEST | Arkansas | Washington | 72 | 2007 | 9999 | 2017 | 0.94 | 10601.3878 | 0.17734 | NEI 2019
Albemarle Hospital Unit | 56339_G_1 | 56339 | G | 1 |  | Combustion Turbine | S_VACA | North Carolina | Stanly | 1.8 | 2006 | 9999 |  |  |  | 7.2573 | Default Emission Factor
Cherryville City Hall | 56340_G_1 | 56340 | G | 1 |  | Combustion Turbine | S_VACA | North Carolina | Gaston | 1.8 | 2006 | 9999 |  |  |  | 7.2573 | Default Emission Factor
Lincolnton High School | 56341_G_1 | 56341 | G | 1 |  | Combustion Turbine | S_VACA | North Carolina | Lincoln | 1.8 | 2006 | 9999 |  |  |  | 7.2573 | Default Emission Factor
Maiden Community Center | 56342_G_1 | 56342 | G | 1 |  | Combustion Turbine | S_VACA | North Carolina | Catawba | 1.8 | 2006 | 9999 |  |  |  | 7.2573 | Default Emission Factor
Monroe Middle School | 56343_G_1 | 56343 | G | 1 |  | Combustion Turbine | S_VACA | North Carolina | Union | 1.8 | 2006 | 9999 |  |  |  | 7.2573 | Default Emission Factor
Morganton Station 5 | 56344_G_1 | 56344 | G | 1 |  | Combustion Turbine | S_VACA | North Carolina | Burke | 1.8 | 2006 | 9999 |  |  |  | 7.2573 | Default Emission Factor
Pineville Delivery 2 | 56345_G_1 | 56345 | G | 1 |  | Combustion Turbine | S_VACA | North Carolina | Mecklenburg | 1.8 | 2006 | 9999 |  |  |  | 7.2573 | Default Emission Factor
Bear Valley Power Plant | 56346_G_ICE1 | 56346 | G | ICE1 |  | Combustion Turbine | WECC_SCE | California | San Bernardino | 1.2 | 2005 | 9999 | 2018 | 0.030274 | 8 | 7.5686 | California Air Resources Board
Bear Valley Power Plant | 56346_G_ICE2 | 56346 | G | ICE2 |  | Combustion Turbine | WECC_SCE | California | San Bernardino | 1.2 | 2005 | 9999 | 2018 | 0.030274 | 8 | 7.5686 | California Air Resources Board
Bear Valley Power Plant | 56346_G_ICE3 | 56346 | G | ICE3 |  | Combustion Turbine | WECC_SCE | California | San Bernardino | 1.2 | 2005 | 9999 | 2018 | 0.030274 | 8 | 7.5686 | California Air Resources Board
Bear Valley Power Plant | 56346_G_ICE4 | 56346 | G | ICE4 |  | Combustion Turbine | WECC_SCE | California | San Bernardino | 1.2 | 2005 | 9999 | 2018 | 0.030274 | 8 | 7.5686 | California Air Resources Board
Bear Valley Power Plant | 56346_G_ICE5 | 56346 | G | ICE5 |  | Combustion Turbine | WECC_SCE | California | San Bernardino | 1.2 | 2005 | 9999 | 2018 | 0.030274 | 8 | 7.5686 | California Air Resources Board
Bear Valley Power Plant | 56346_G_ICE6 | 56346 | G | ICE6 |  | Combustion Turbine | WECC_SCE | California | San Bernardino | 1.2 | 2005 | 9999 | 2018 | 0.030274 | 8 | 7.5686 | California Air Resources Board
Bear Valley Power Plant | 56346_G_ICE7 | 56346 | G | ICE7 |  | Combustion Turbine | WECC_SCE | California | San Bernardino | 1.2 | 2005 | 9999 | 2018 | 0.030274 | 8 | 7.5686 | California Air Resources Board
Laverne Diesel Generating Plant | 56348_G_1 | 56348 | G | 1 |  | Combustion Turbine | SPP_WEST | Oklahoma | Harper | 2 | 2006 | 9999 | 2018 | 0.174 | 14.5 | 24 | Oklahoma Annual Point Source Emissions
Laverne Diesel Generating Plant | 56348_G_2 | 56348 | G | 2 |  | Combustion Turbine | SPP_WEST | Oklahoma | Harper | 2 | 2006 | 9999 | 2018 | 0.174 | 14.5 | 24 | Oklahoma Annual Point Source Emissions
Quail Run Energy Center | 56349_G_CT1A | 56349 | G | CT1A | 89698 | Combined Cycle | ERC_WEST | Texas | Ector | 70 | 2007 | 9999 | 2019 | 49.429 | 336140 | 0.18544 | NEI 2019
Quail Run Energy Center | 56349_G_CT1B | 56349 | G | CT1B | 89699 | Combined Cycle | ERC_WEST | Texas | Ector | 70 | 2007 | 9999 | 2019 | 47.686 | 319515 | 0.18544 | NEI 2019
Quail Run Energy Center | 56349_G_CT2A | 56349 | G | CT2A | 91262 | Combined Cycle | ERC_WEST | Texas | Ector | 68 | 2002 | 9999 | 2019 | 26.4538 | 368818 | 0.10489 | NEI 2019
Quail Run Energy Center | 56349_G_CT2B | 56349 | G | CT2B | 91263 | Combined Cycle | ERC_WEST | Texas | Ector | 68 | 2002 | 9999 | 2019 | 34.1026 | 346523 | 0.10489 | NEI 2019
Quail Run Energy Center | 56349_G_ST1 | 56349 | G | ST1 | 89698 | Combined Cycle | ERC_WEST | Texas | Ector | 98.1 | 2007 | 9999 |  |  |  | 0.18544 | NEI 2019
Quail Run Energy Center | 56349_G_ST2 | 56349 | G | ST2 | 91262 | Combined Cycle | ERC_WEST | Texas | Ector | 98.1 | 2008 | 9999 |  |  |  | 0.10489 | NEI 2019
Colorado Bend Energy Center | 56350_G_CT1A | 56350 | G | CT1A | 91260 | Combined Cycle | ERC_REST | Texas | Wharton | 70 | 2002 | 9999 | 2019 | 30.416 | 257805 | 0.11844 | NEI 2019
Colorado Bend Energy Center | 56350_G_CT1B | 56350 | G | CT1B | 91261 | Combined Cycle | ERC_REST | Texas | Wharton | 62 | 2002 | 9999 | 2019 | 17.9599 | 227499 | 0.11844 | NEI 2019
Colorado Bend Energy Center | 56350_G_CT2A | 56350 | G | CT2A | 91264 | Combined Cycle | ERC_REST | Texas | Wharton | 69 | 2002 | 9999 | 2019 | 79.1258 | 401062 | 0.22956 | NEI 2019
Colorado Bend Energy Center | 56350_G_CT2B | 56350 | G | CT2B | 91265 | Combined Cycle | ERC_REST | Texas | Wharton | 63 | 2002 | 9999 | 2019 | 69.3517 | 356790 | 0.22956 | NEI 2019
Colorado Bend Energy Center | 56350_G_ST1 | 56350 | G | ST1 | 91260 | Combined Cycle | ERC_REST | Texas | Wharton | 101 | 2007 | 9999 |  |  |  | 0.11844 | NEI 2019
Colorado Bend Energy Center | 56350_G_ST2 | 56350 | G | ST2 | 91264 | Combined Cycle | ERC_REST | Texas | Wharton | 103 | 2008 | 9999 |  |  |  | 0.22956 | NEI 2019
Clearwater Power Plant | 56356_G_CT1 | 56356 | G | CT1 |  | Combined Cycle | WECC_SCE | California | Riverside | 21 | 2005 | 9999 | 2018 | 0.62473 | 11465 | 0.11157 | California Air Resources Board
Clearwater Power Plant | 56356_G_ST1 | 56356 | G | ST1 |  | Combined Cycle | WECC_SCE | California | Riverside | 7 | 2005 | 9999 | 2018 | 0.20824 | 3467 | 0.11157 | California Air Resources Board
Danville New Design Plant | 56363_G_GEN 1 | 56363 | G | GEN 1 |  | Combustion Turbine | PJM_Dom | Virginia | Danville City | 1.2 | 2005 | 9999 |  |  |  | 7.2573 | Default Emission Factor
Danville Kentuck Road Plant | 56364_G_GEN 1 | 56364 | G | GEN 1 |  | Combustion Turbine | PJM_Dom | Virginia | Pittsylvania | 1.2 | 2005 | 9999 |  |  |  | 7.2573 | Default Emission Factor
Electric Avenue Facility | 56367_G_1 | 56367 | G | 1 |  | Combustion Turbine | PJM_Dom | Virginia | Culpeper | 1.8 | 2004 | 9999 |  |  |  | 7.2573 | Default Emission Factor
Electric Avenue Facility | 56367_G_2 | 56367 | G | 2 |  | Combustion Turbine | PJM_Dom | Virginia | Culpeper | 1.8 | 2004 | 9999 |  |  |  | 7.2573 | Default Emission Factor
Electric Avenue Facility | 56367_G_3 | 56367 | G | 3 |  | Combustion Turbine | PJM_Dom | Virginia | Culpeper | 1.8 | 2004 | 9999 |  |  |  | 7.2573 | Default Emission Factor
Electric Avenue Facility | 56367_G_4 | 56367 | G | 4 |  | Combustion Turbine | PJM_Dom | Virginia | Culpeper | 1.5 | 1997 | 9999 |  |  |  | 7.2573 | Default Emission Factor
Water Treatment Plant Generators | 56368_G_WP1 | 56368 | G | WP1 |  | Combustion Turbine | PJM_Dom | Virginia | Prince William | 1.7 | 2007 | 9999 |  |  |  | 7.2573 | Default Emission Factor
Robert Mueller Energy Center | 56374_G_CT1 | 56374 | G | CT1 |  | Combustion Turbine | ERC_REST | Texas | Travis | 3.7 | 2006 | 9999 |  |  |  | 0.72922 | Default Emission Factor
Robert Mueller Energy Center | 56374_G_DG1 | 56374 | G | DG1 |  | Combustion Turbine | ERC_REST | Texas | Travis | 1.5 | 2006 | 9999 |  |  |  | 7.2573 | Default Emission Factor
Hunlock Unit 4 | 56397_G_4 | 56397 | G | 4 | 2176 | Combustion Turbine | PJM_WMAC | Pennsylvania | Luzerne | 45.9 | 2000 | 9999 | 2019 | 2.83 | 19446 | 0.29106 | NEI 2019
Stanton Energy Center | 564_G_B | 564 | G | B | 90549 | Combined Cycle | FRCC | Florida | Orange | 128 | 2010 | 9999 | 2019 | 17.7707 | 1639575 | 0.02168 | NEI 2019
Stanton Energy Center | 564_G_B1 | 564 | G | B1 | 90549 | Combined Cycle | FRCC | Florida | Orange | 167 | 2010 | 9999 |  |  |  | 0.02168 | NEI 2019
Treasure Coast Energy Center | 56400_G_CT1 | 56400 | G | CT1 | 89720 | Combined Cycle | FRCC | Florida | St Lucie | 158.8 | 2008 | 9999 | 2019 | 15.7 | 1787745 | 0.01756 | NEI 2019
Treasure Coast Energy Center | 56400_G_ST1 | 56400 | G | ST1 | 89720 | Combined Cycle | FRCC | Florida | St Lucie | 159.2 | 2008 | 9999 |  |  |  | 0.01756 | NEI 2019
Noble Hill Landfill | 56404_G_NHLC | 56404 | G | NHLC |  | Landfill Gas | SPP_N | Missouri | Greene | 3 | 2006 | 9999 |  |  |  | 8.0181 | Default Emission Factor
West County Energy Center | 56407_G_1A | 56407 | G | 1A | 89726 | Combined Cycle | FRCC | Florida | Palm Beach | 257.6 | 2009 | 9999 | 2017 | 314.671 | 3876456 | 0.22373 | NEI 2019
West County Energy Center | 56407_G_1B | 56407 | G | 1B | 89727 | Combined Cycle | FRCC | Florida | Palm Beach | 257.6 | 2009 | 9999 | 2019 | 181.192 | 1557251 | 0.22373 | NEI 2019
West County Energy Center | 56407_G_1C | 56407 | G | 1C | 89728 | Combined Cycle | FRCC | Florida | Palm Beach | 257.6 | 2009 | 9999 | 2017 | 265.0768 | 1368713 | 0.22373 | NEI 2019
West County Energy Center | 56407_G_1ST | 56407 | G | 1ST | 89726 | Combined Cycle | FRCC | Florida | Palm Beach | 486.2 | 2009 | 9999 |  |  |  | 0.22373 | NEI 2019
West County Energy Center | 56407_G_2A | 56407 | G | 2A | 89729 | Combined Cycle | FRCC | Florida | Palm Beach | 257.7 | 2009 | 9999 | 2019 | 204.322 | 3905141 | 0.1865 | NEI 2019
West County Energy Center | 56407_G_2B | 56407 | G | 2B | 89730 | Combined Cycle | FRCC | Florida | Palm Beach | 257.7 | 2009 | 9999 | 2019 | 215.9 | 1551938 | 0.1865 | NEI 2019
West County Energy Center | 56407_G_2C | 56407 | G | 2C | 89731 | Combined Cycle | FRCC | Florida | Palm Beach | 257.7 | 2009 | 9999 | 2017 | 230.275 | 1518672 | 0.1865 | NEI 2019
West County Energy Center | 56407_G_2ST | 56407 | G | 2ST | 89729 | Combined Cycle | FRCC | Florida | Palm Beach | 485.9 | 2009 | 9999 |  |  |  | 0.1865 | NEI 2019
West County Energy Center | 56407_G_3A | 56407 | G | 3A | 90654 | Combined Cycle | FRCC | Florida | Palm Beach | 257.7 | 2011 | 9999 | 2019 | 321.274 | 4165760 | 0.20267 | NEI 2019
West County Energy Center | 56407_G_3B | 56407 | G | 3B | 90655 | Combined Cycle | FRCC | Florida | Palm Beach | 257.7 | 2011 | 9999 | 2019 | 203.406 | 1526379 | 0.20267 | NEI 2019
West County Energy Center | 56407_G_3C | 56407 | G | 3C | 90656 | Combined Cycle | FRCC | Florida | Palm Beach | 257.7 | 2011 | 9999 | 2019 | 223.045 | 1686541 | 0.20267 | NEI 2019
West County Energy Center | 56407_G_3ST | 56407 | G | 3ST | 90654 | Combined Cycle | FRCC | Florida | Palm Beach | 485.9 | 2011 | 9999 |  |  |  | 0.20267 | NEI 2019
Beecher Gas Recovery | 56419_G_B1 | 56419 | G | B1 |  | Landfill Gas | PJM_COMD | Illinois | Will | 1.1 | 2006 | 9999 |  |  |  | 8.0181 | Default Emission Factor
Beecher Gas Recovery | 56419_G_B2 | 56419 | G | B2 |  | Landfill Gas | PJM_COMD | Illinois | Will | 1.1 | 2006 | 9999 |  |  |  | 8.0181 | Default Emission Factor
Beecher Gas Recovery | 56419_G_B3 | 56419 | G | B3 |  | Landfill Gas | PJM_COMD | Illinois | Will | 1.1 | 2008 | 9999 |  |  |  | 8.0181 | Default Emission Factor
Renick Run Pumping Station 03-04 | 56420_G_0003 | 56420 | G | 0003 |  | Combustion Turbine | PJM_West | Ohio | Franklin | 1.1 | 2006 | 9999 |  |  |  | 7.2573 | Default Emission Factor
Renick Run Pumping Station 03-04 | 56420_G_0004 | 56420 | G | 0004 |  | Combustion Turbine | PJM_West | Ohio | Franklin | 1.1 | 2006 | 9999 |  |  |  | 7.2573 | Default Emission Factor
PS ST-8 Engine No 1 | 56421_G_0005 | 56421 | G | 0005 |  | Combustion Turbine | PJM_West | Ohio | Franklin | 1.8 | 2008 | 9999 |  |  |  | 7.2573 | Default Emission Factor
ST-1/1A Engine No 1 | 56422_G_0006 | 56422 | G | 0006 |  | Combustion Turbine | PJM_West | Ohio | Franklin | 1.1 | 2008 | 9999 |  |  |  | 7.2573 | Default Emission Factor
Dodge Park Engine No 1 | 56423_G_0007 | 56423 | G | 0007 |  | Combustion Turbine | PJM_West | Ohio | Franklin | 1.8 | 2008 | 9999 |  |  |  | 7.2573 | Default Emission Factor
Ameresco Chicopee Energy | 56426_G_Unit1 | 56426 | G | Unit1 |  | Landfill Gas | NENGREST | Massachusetts | Hampden | 1.9 | 2004 | 9999 | 2019 | 71.18 | 10174.8701 | 13.9913 | NEI 2019
Ameresco Chicopee Energy | 56426_G_Unit2 | 56426 | G | Unit2 |  | Landfill Gas | NENGREST | Massachusetts | Hampden | 1.9 | 2004 | 9999 | 2019 | 67.59 | 10174.8701 | 13.2857 | NEI 2019
Ameresco Chicopee Energy | 56426_G_Unit3 | 56426 | G | Unit3 |  | Landfill Gas | NENGREST | Massachusetts | Hampden | 1.9 | 2004 | 9999 | 2019 | 51.08 | 10174.8701 | 10.0404 | NEI 2019
Ameresco Chicopee Energy | 56426_G_UNIT4 | 56426 | G | UNIT4 |  | Landfill Gas | NENGREST | Massachusetts | Hampden | 2 | 2010 | 9999 | 2019 | 80.25 | 10710.3896 | 14.9855 | NEI 2019
Ameresco Janesville | 56427_G_Unit1 | 56427 | G | Unit1 |  | Landfill Gas | MIS_WUMS | Wisconsin | Rock | 1 | 2004 | 9999 |  |  |  | 3.6054 | NEI 2019
Ameresco Janesville | 56427_G_Unit2 | 56427 | G | Unit2 |  | Landfill Gas | MIS_WUMS | Wisconsin | Rock | 1 | 2004 | 9999 |  |  |  | 3.6054 | NEI 2019
Ameresco Janesville | 56427_G_Unit3 | 56427 | G | Unit3 |  | Landfill Gas | MIS_WUMS | Wisconsin | Rock | 1 | 2004 | 9999 | 2019 | 20.6932 | 11479 | 3.6054 | NEI 2019
Ameresco Santa Cruz Energy | 56428_G_Unit1 | 56428 | G | Unit1 |  | Landfill Gas | WEC_CALN | California | Santa Cruz | 1 | 2006 | 9999 | 2018 | 25.6916 | 6308.3333 | 8.1453 | California Air Resources Board
Ameresco Santa Cruz Energy | 56428_G_Unit2 | 56428 | G | Unit2 |  | Landfill Gas | WEC_CALN | California | Santa Cruz | 1 | 2006 | 9999 | 2018 | 25.6916 | 6308.3333 | 8.1453 | California Air Resources Board
Ameresco Santa Cruz Energy | 56428_G_Unit3 | 56428 | G | Unit3 |  | Landfill Gas | WEC_CALN | California | Santa Cruz | 1 | 2006 | 9999 | 2018 | 25.6916 | 6308.3333 | 8.1453 | California Air Resources Board
Ameresco Delaware South | 56429_G_1 | 56429 | G | 1 |  | Landfill Gas | PJM_EMAC | Delaware | Sussex | 1 | 2006 | 9999 | 2019 | 31.52 | 5771.2 | 10.9232 | NEI 2019
Ameresco Delaware South | 56429_G_2 | 56429 | G | 2 |  | Landfill Gas | PJM_EMAC | Delaware | Sussex | 1 | 2006 | 9999 | 2019 | 26.37 | 5771.2 | 9.1385 | NEI 2019
Ameresco Delaware South | 56429_G_3 | 56429 | G | 3 |  | Landfill Gas | PJM_EMAC | Delaware | Sussex | 1 | 2006 | 9999 | 2019 | 33.3 | 5771.2 | 11.5401 | NEI 2019
Ameresco Delaware South | 56429_G_4 | 56429 | G | 4 |  | Landfill Gas | PJM_EMAC | Delaware | Sussex | 1 | 2006 | 9999 | 2019 | 32.75 | 5771.2 | 11.3495 | NEI 2019
Ameresco Delaware South | 56429_G_5 | 56429 | G | 5 |  | Landfill Gas | PJM_EMAC | Delaware | Sussex | 1 | 2010 | 9999 | 2019 | 31.05 | 5771.2 | 10.7603 | NEI 2019
Ameresco Delaware Central | 56430_G_1C | 56430 | G | 1C |  | Landfill Gas | PJM_EMAC | Delaware | Kent | 1 | 2006 | 9999 | 2019 | 23.77 | 4544.2 | 10.4617 | NEI 2019
Ameresco Delaware Central | 56430_G_2C | 56430 | G | 2C |  | Landfill Gas | PJM_EMAC | Delaware | Kent | 1 | 2006 | 9999 | 2019 | 19.81 | 4544.2 | 8.7188 | NEI 2019
Ameresco Delaware Central | 56430_G_3C | 56430 | G | 3C |  | Landfill Gas | PJM_EMAC | Delaware | Kent | 1 | 2006 | 9999 | 2019 | 33.29 | 4544.2 | 14.6516 | NEI 2019
Ameresco Delaware Central | 56430_G_4C | 56430 | G | 4C |  | Landfill Gas | PJM_EMAC | Delaware | Kent | 1 | 2014 | 9999 | 2019 | 28.08 | 4544.2 | 12.3586 | NEI 2019
Ameresco Delaware Central | 56430_G_5C | 56430 | G | 5C |  | Landfill Gas | PJM_EMAC | Delaware | Kent | 1 | 2014 | 9999 | 2019 | 34.61 | 4544.2 | 15.2326 | NEI 2019
Spindle Hill Energy Center | 56445_G_GEN1 | 56445 | G | GEN1 | 89736 | Combustion Turbine | WECC_CO | Colorado | Weld | 135 | 2007 | 9999 | 2019 | 4.65 | 135092 | 0.06884 | NEI 2019
Spindle Hill Energy Center | 56445_G_GEN2 | 56445 | G | GEN2 | 89737 | Combustion Turbine | WECC_CO | Colorado | Weld | 135 | 2007 | 9999 | 2017 | 3.77 | 61093 | 0.12342 | NEI 2019
Hobbs Generating Station | 56458_G_CHW-T | 56458 | G | CHW-T |  | Combined Cycle | SPP_SPS | New Mexico | Lea | 4.3 | 2008 | 9999 |  |  |  | 0.00179 | NEI 2019
Hobbs Generating Station | 56458_G_GT1 | 56458 | G | GT1 | 89738 | Combined Cycle | SPP_SPS | New Mexico | Lea | 164.5 | 2008 | 9999 | 2019 | 1.6 | 978950 | 0.00179 | NEI 2019
Hobbs Generating Station | 56458_G_GT2 | 56458 | G | GT2 | 89739 | Combined Cycle | SPP_SPS | New Mexico | Lea | 164.9 | 2008 | 9999 | 2019 | 3.2 | 1031269 | 0.00179 | NEI 2019
Hobbs Generating Station | 56458_G_ST3 | 56458 | G | ST3 | 89738 | Combined Cycle | SPP_SPS | New Mexico | Lea | 251.3 | 2008 | 9999 |  |  |  | 0.00179 | NEI 2019
Dry Creek LFG to Energy Project | 56461_G_DC1 | 56461 | G | DC1 |  | Landfill Gas | WECC_PNW | Oregon | Jackson | 1.5 | 2007 | 9999 |  |  |  | 8.0181 | Default Emission Factor
Dry Creek LFG to Energy Project | 56461_G_DC2 | 56461 | G | DC2 |  | Landfill Gas | WECC_PNW | Oregon | Jackson | 1.5 | 2007 | 9999 |  |  |  | 8.0181 | Default Emission Factor
Geneva Generation Facility | 56462_G_GEN 1 | 56462 | G | GEN 1 |  | Combustion Turbine | PJM_COMD | Illinois | Kane | 5.4 | 2005 | 2045 | 2019 | 0.18022 | 828 | 0.43533 | NEI 2019
Geneva Generation Facility | 56462_G_GEN 2 | 56462 | G | GEN 2 |  | Combustion Turbine | PJM_COMD | Illinois | Kane | 5.4 | 2005 | 2045 | 2019 | 0.12814 | 828 | 0.30952 | NEI 2019
Geneva Generation Facility | 56462_G_GEN 3 | 56462 | G | GEN 3 |  | Combustion Turbine | PJM_COMD | Illinois | Kane | 5.4 | 2005 | 2045 | 2017 | 0.14235 | 699.8 | 0.40683 | NEI 2019
Geneva Generation Facility | 56462_G_GEN 4 | 56462 | G | GEN 4 |  | Combustion Turbine | PJM_COMD | Illinois | Kane | 5.4 | 2005 | 2045 | 2019 | 0.13708 | 828 | 0.33111 | NEI 2019
Geneva Generation Facility | 56462_G_GEN 5 | 56462 | G | GEN 5 |  | Combustion Turbine | PJM_COMD | Illinois | Kane | 5.4 | 2005 | 2045 | 2019 | 0.12358 | 828 | 0.2985 | NEI 2019
Oak Ridge LFGTE | 56463_G_1 | 56463 | G | 1 |  | Landfill Gas | MIS_INKY | Indiana | Cass | 0.8 | 2003 | 9999 |  |  |  | 8.0181 | Default Emission Factor
Oak Ridge LFGTE | 56463_G_2 | 56463 | G | 2 |  | Landfill Gas | MIS_INKY | Indiana | Cass | 0.8 | 2003 | 9999 |  |  |  | 8.0181 | Default Emission Factor
Oak Ridge LFGTE | 56463_G_3 | 56463 | G | 3 |  | Landfill Gas | MIS_INKY | Indiana | Cass | 0.8 | 2003 | 9999 |  |  |  | 8.0181 | Default Emission Factor
Oak Ridge LFGTE | 56463_G_4 | 56463 | G | 4 |  | Landfill Gas | MIS_INKY | Indiana | Cass | 0.8 | 2003 | 9999 |  |  |  | 8.0181 | Default Emission Factor
Jay County LFGTE | 56464_G_1 | 56464 | G | 1 |  | Landfill Gas | MIS_INKY | Indiana | Jay | 0.8 | 2005 | 9999 |  |  |  | 8.0181 | Default Emission Factor
Jay County LFGTE | 56464_G_2 | 56464 | G | 2 |  | Landfill Gas | MIS_INKY | Indiana | Jay | 0.8 | 2005 | 9999 |  |  |  | 8.0181 | Default Emission Factor
Jay County LFGTE | 56464_G_3 | 56464 | G | 3 |  | Landfill Gas | MIS_INKY | Indiana | Jay | 0.8 | 2005 | 9999 |  |  |  | 8.0181 | Default Emission Factor
Jay County LFGTE | 56464_G_4 | 56464 | G | 4 |  | Landfill Gas | MIS_INKY | Indiana | Jay | 0.8 | 2005 | 9999 |  |  |  | 8.0181 | Default Emission Factor
Liberty I & II LFGTE | 56465_G_1 | 56465 | G | 1 |  | Landfill Gas | MIS_INKY | Indiana | White | 0.8 | 2005 | 9999 |  |  |  | 8.0181 | Default Emission Factor
Liberty I & II LFGTE | 56465_G_1-II | 56465 | G | 1-II |  | Landfill Gas | MIS_INKY | Indiana | White | 0.8 | 2010 | 9999 |  |  |  | 8.0181 | Default Emission Factor
Liberty I & II LFGTE | 56465_G_1-III | 56465 | G | 1-III |  | Landfill Gas | MIS_INKY | Indiana | White | 1.6 | 2017 | 9999 |  |  |  | 8.0181 | Default Emission Factor
Liberty I & II LFGTE | 56465_G_2 | 56465 | G | 2 |  | Landfill Gas | MIS_INKY | Indiana | White | 0.8 | 2005 | 9999 |  |  |  | 8.0181 | Default Emission Factor
Liberty I & II LFGTE | 56465_G_2-II | 56465 | G | 2-II |  | Landfill Gas | MIS_INKY | Indiana | White | 0.8 | 2010 | 9999 |  |  |  | 8.0181 | Default Emission Factor
Liberty I & II LFGTE | 56465_G_2-III | 56465 | G | 2-III |  | Landfill Gas | MIS_INKY | Indiana | White | 1.6 | 2017 | 9999 |  |  |  | 8.0181 | Default Emission Factor
Liberty I & II LFGTE | 56465_G_3 | 56465 | G | 3 |  | Landfill Gas | MIS_INKY | Indiana | White | 0.8 | 2005 | 9999 |  |  |  | 8.0181 | Default Emission Factor
Liberty I & II LFGTE | 56465_G_3-II | 56465 | G | 3-II |  | Landfill Gas | MIS_INKY | Indiana | White | 0.8 | 2010 | 9999 |  |  |  | 8.0181 | Default Emission Factor
Liberty I & II LFGTE | 56465_G_3-III | 56465 | G | 3-III |  | Landfill Gas | MIS_INKY | Indiana | White | 1.6 | 2017 | 9999 |  |  |  | 8.0181 | Default Emission Factor
Liberty I & II LFGTE | 56465_G_4 | 56465 | G | 4 |  | Landfill Gas | MIS_INKY | Indiana | White | 0.8 | 2005 | 9999 |  |  |  | 8.0181 | Default Emission Factor
Liberty I & II LFGTE | 56465_G_4-II | 56465 | G | 4-II |  | Landfill Gas | MIS_INKY | Indiana | White | 0.8 | 2010 | 9999 |  |  |  | 8.0181 | Default Emission Factor
Liberty I & II LFGTE | 56465_G_4-III | 56465 | G | 4-III |  | Landfill Gas | MIS_INKY | Indiana | White | 1.6 | 2017 | 9999 |  |  |  | 8.0181 | Default Emission Factor
Russell City Energy Center | 56467_G_CTG1 | 56467 | G | CTG1 | 89932 | Combined Cycle | WEC_CALN | California | Alameda | 185 | 2013 | 9999 | 2017 | 7.6243 | 272123 | 0.03376 | NEI 2019
Russell City Energy Center | 56467_G_CTG2 | 56467 | G | CTG2 | 89933 | Combined Cycle | WEC_CALN | California | Alameda | 185 | 2013 | 9999 | 2019 | 7.0001 | 271079 | 0.03376 | NEI 2019
Russell City Energy Center | 56467_G_STG1 | 56467 | G | STG1 | 89932 | Combined Cycle | WEC_CALN | California | Alameda | 245 | 2013 | 9999 |  |  |  | 0.03376 | NEI 2019
McGrath Peaker | 56471_G_1 | 56471 | G | 1 | 90074 | Combustion Turbine | WECC_SCE | California | Ventura | 49 | 2012 | 9999 | 2018 | 1.3786 | 23962 | 0.11507 | California Air Resources Board
Grapeland Hybrid | 56472_G_1 | 56472 | G | 1 | 90070 | Combustion Turbine | WECC_SCE | California | San Bernardino | 46 | 2007 | 9999 |  |  |  | 0.72922 | Default Emission Factor
Mira Loma Peaker | 56473_G_1 | 56473 | G | 1 | 90071 | Combustion Turbine | WECC_SCE | California | San Bernardino | 49 | 2007 | 9999 | 2018 | 1.2128 | 24008 | 0.10103 | California Air Resources Board
Barre Peaker | 56474_G_1 | 56474 | G | 1 | 90072 | Combustion Turbine | WECC_SCE | California | Orange | 49 | 2007 | 9999 | 2018 | 1.8185 | 33130 | 0.10978 | California Air Resources Board
Center Hybrid | 56475_G_1 | 56475 | G | 1 | 90073 | Combustion Turbine | WECC_SCE | California | Los Angeles | 47 | 2007 | 9999 |  |  |  | 0.72922 | Default Emission Factor
Gateway Generating Station | 56476_G_A | 56476 | G | A | 89759 | Combined Cycle | WEC_CALN | California | Contra Costa | 177 | 2009 | 9999 | 2017 | 2.6045 | 1913381 | 0.00347 | NEI 2019
Gateway Generating Station | 56476_G_B | 56476 | G | B | 89760 | Combined Cycle | WEC_CALN | California | Contra Costa | 177 | 2009 | 9999 | 2017 | 2.2243 | 866417 | 0.00347 | NEI 2019
Gateway Generating Station | 56476_G_C | 56476 | G | C | 89759 | Combined Cycle | WEC_CALN | California | Contra Costa | 209.4 | 2009 | 9999 |  |  |  | 0.00347 | NEI 2019
MJMEUC Generating Station #1 | 56478_G_0001 | 56478 | G | 0001 |  | Combustion Turbine | MIS_MO | Missouri | Audrain | 11.3 | 2007 | 9999 |  |  |  | 0.72922 | Default Emission Factor
Marshfield Utilities Gas Plant | 56480_G_M1 | 56480 | G | M1 | 89761 | Combustion Turbine | MIS_WUMS | Wisconsin | Wood | 53.3 | 2011 | 9999 |  |  |  | 0.72922 | Default Emission Factor
Black Mountain Generating Station | 56482_G_1 | 56482 | G | 1 | 89755 | Combustion Turbine | WECC_AZ | Arizona | Mohave | 45 | 2008 | 9999 | 2019 | 30.5 | 49004.5 | 1.2448 | NEI 2019
Black Mountain Generating Station | 56482_G_2 | 56482 | G | 2 | 89756 | Combustion Turbine | WECC_AZ | Arizona | Mohave | 45 | 2008 | 9999 | 2019 | 46.3 | 49004.5 | 1.8896 | NEI 2019
Elkins Generating Center | 56489_G_A | 56489 | G | A |  | Combustion Turbine | SPP_WEST | Arkansas | Washington | 20 | 2010 | 9999 |  |  |  | 0.72922 | Default Emission Factor
Elkins Generating Center | 56489_G_B | 56489 | G | B |  | Combustion Turbine | SPP_WEST | Arkansas | Washington | 20 | 2010 | 9999 |  |  |  | 0.72922 | Default Emission Factor
Elkins Generating Center | 56489_G_C | 56489 | G | C |  | Combustion Turbine | SPP_WEST | Arkansas | Washington | 20 | 2013 | 9999 |  |  |  | 0.72922 | Default Emission Factor
Phillips 66 Billings Refinery | 56496_G_3701 | 56496 | G | 3701 |  | Fossil Waste | WECC_MT | Montana | Yellowstone | 1.5 | 2007 | 9999 |  |  |  | 2.1082 | Default Emission Factor
Goodman Energy Center | 56497_G_1 | 56497 | G | 1 |  | Combustion Turbine | SPP_WEST | Kansas | Ellis | 8.2 | 2008 | 9999 | 2019 | 0.15359 | 8351.142 | 0.03678 | NEI 2019
Goodman Energy Center | 56497_G_10 | 56497 | G | 10 |  | Combustion Turbine | SPP_WEST | Kansas | Ellis | 9.2 | 2016 | 9999 |  |  |  | 3.2013 | Default Emission Factor
Goodman Energy Center | 56497_G_11 | 56497 | G | 11 |  | Combustion Turbine | SPP_WEST | Kansas | Ellis | 9.2 | 2016 | 9999 |  |  |  | 3.2013 | Default Emission Factor
Goodman Energy Center | 56497_G_12 | 56497 | G | 12 |  | Combustion Turbine | SPP_WEST | Kansas | Ellis | 9.2 | 2016 | 9999 |  |  |  | 3.2013 | Default Emission Factor
Goodman Energy Center | 56497_G_2 | 56497 | G | 2 |  | Combustion Turbine | SPP_WEST | Kansas | Ellis | 8.2 | 2008 | 9999 | 2019 | 0.28156 | 8351.142 | 0.06743 | NEI 2019
Goodman Energy Center | 56497_G_3 | 56497 | G | 3 |  | Combustion Turbine | SPP_WEST | Kansas | Ellis | 8.2 | 2008 | 9999 | 2019 | 0.11708 | 8351.142 | 0.02804 | NEI 2019
Goodman Energy Center | 56497_G_4 | 56497 | G | 4 |  | Combustion Turbine | SPP_WEST | Kansas | Ellis | 8.2 | 2008 | 9999 | 2019 | 0.061873 | 8351.142 | 0.01482 | NEI 2019
Goodman Energy Center | 56497_G_5 | 56497 | G | 5 |  | Combustion Turbine | SPP_WEST | Kansas | Ellis | 8.2 | 2008 | 9999 | 2019 | 0.10295 | 8351.142 | 0.02466 | NEI 2019
Goodman Energy Center | 56497_G_6 | 56497 | G | 6 |  | Combustion Turbine | SPP_WEST | Kansas | Ellis | 8.2 | 2008 | 9999 | 2019 | 0.068386 | 8351.142 | 0.01638 | NEI 2019
Goodman Energy Center | 56497_G_7 | 56497 | G | 7 |  | Combustion Turbine | SPP_WEST | Kansas | Ellis | 8.2 | 2008 | 9999 | 2019 | 0.066092 | 8351.142 | 0.01583 | NEI 2019
Goodman Energy Center | 56497_G_8 | 56497 | G | 8 |  | Combustion Turbine | SPP_WEST | Kansas | Ellis | 8.2 | 2008 | 9999 | 2019 | 0.10459 | 8351.142 | 0.02505 | NEI 2019
Goodman Energy Center | 56497_G_9 | 56497 | G | 9 |  | Combustion Turbine | SPP_WEST | Kansas | Ellis | 8.2 | 2008 | 9999 | 2019 | 0.10585 | 8351.142 | 0.02535 | NEI 2019
Torrington Terminal | 565_G_UN10 | 565 | G | UN10 | 370 | Combustion Turbine | NENG_CT | Connecticut | Litchfield | 17.4 | 1967 | 9999 | 2019 | 0.0025371 | 95 | 0.05341 | NEI 2019
Western 102 Power Plant | 56500_G_A101 | 56500 | G | A101 |  | Combustion Turbine | WECC_NNV | Nevada | Storey | 7.9 | 2005 | 9999 | 2019 | 13.3502 | 22128.0714 | 1.2066 | NEI 2019
Western 102 Power Plant | 56500_G_B102 | 56500 | G | B102 |  | Combustion Turbine | WECC_NNV | Nevada | Storey | 7.9 | 2005 | 9999 |  |  |  | 3.2013 | Default Emission Factor
Western 102 Power Plant | 56500_G_B202 | 56500 | G | B202 |  | Combustion Turbine | WECC_NNV | Nevada | Storey | 7.9 | 2005 | 9999 |  |  |  | 3.2013 | Default Emission Factor
Western 102 Power Plant | 56500_G_C102 | 56500 | G | C102 |  | Combustion Turbine | WECC_NNV | Nevada | Storey | 7.9 | 2005 | 9999 |  |  |  | 3.2013 | Default Emission Factor
Western 102 Power Plant | 56500_G_C202 | 56500 | G | C202 |  | Combustion Turbine | WECC_NNV | Nevada | Storey | 7.9 | 2005 | 9999 |  |  |  | 3.2013 | Default Emission Factor
Western 102 Power Plant | 56500_G_D101 | 56500 | G | D101 |  | Combustion Turbine | WECC_NNV | Nevada | Storey | 7.9 | 2005 | 9999 |  |  |  | 3.2013 | Default Emission Factor
Western 102 Power Plant | 56500_G_E102 | 56500 | G | E102 |  | Combustion Turbine | WECC_NNV | Nevada | Storey | 7.9 | 2005 | 9999 |  |  |  | 3.2013 | Default Emission Factor
Western 102 Power Plant | 56500_G_E202 | 56500 | G | E202 |  | Combustion Turbine | WECC_NNV | Nevada | Storey | 7.9 | 2005 | 9999 |  |  |  | 3.2013 | Default Emission Factor
Western 102 Power Plant | 56500_G_F102 | 56500 | G | F102 |  | Combustion Turbine | WECC_NNV | Nevada | Storey | 7.9 | 2005 | 9999 |  |  |  | 3.2013 | Default Emission Factor
Western 102 Power Plant | 56500_G_F202 | 56500 | G | F202 |  | Combustion Turbine | WECC_NNV | Nevada | Storey | 7.9 | 2005 | 9999 |  |  |  | 3.2013 | Default Emission Factor
Western 102 Power Plant | 56500_G_G102 | 56500 | G | G102 |  | Combustion Turbine | WECC_NNV | Nevada | Storey | 7.9 | 2005 | 9999 |  |  |  | 3.2013 | Default Emission Factor
Western 102 Power Plant | 56500_G_G202 | 56500 | G | G202 |  | Combustion Turbine | WECC_NNV | Nevada | Storey | 7.9 | 2005 | 9999 |  |  |  | 3.2013 | Default Emission Factor
Western 102 Power Plant | 56500_G_H102 | 56500 | G | H102 |  | Combustion Turbine | WECC_NNV | Nevada | Storey | 7.9 | 2005 | 9999 |  |  |  | 3.2013 | Default Emission Factor
Western 102 Power Plant | 56500_G_H202 | 56500 | G | H202 |  | Combustion Turbine | WECC_NNV | Nevada | Storey | 7.9 | 2005 | 9999 |  |  |  | 3.2013 | Default Emission Factor
Emporia Energy Center | 56502_G_1 | 56502 | G | 1 | 89850 | Combustion Turbine | SPP_N | Kansas | Lyon | 45 | 2008 | 9999 | 2019 | 18.4768 | 48858.9241 | 0.75633 | NEI 2019
Emporia Energy Center | 56502_G_2 | 56502 | G | 2 | 89851 | Combustion Turbine | SPP_N | Kansas | Lyon | 44 | 2008 | 9999 | 2019 | 5.2415 | 47773.1703 | 0.21943 | NEI 2019
Emporia Energy Center | 56502_G_3 | 56502 | G | 3 | 89852 | Combustion Turbine | SPP_N | Kansas | Lyon | 43 | 2008 | 9999 | 2019 | 21.3247 | 46687.4164 | 0.91351 | NEI 2019
Emporia Energy Center | 56502_G_4 | 56502 | G | 4 | 89853 | Combustion Turbine | SPP_N | Kansas | Lyon | 44 | 2008 | 9999 | 2019 | 10.6353 | 47773.1703 | 0.44524 | NEI 2019
Emporia Energy Center | 56502_G_5 | 56502 | G | 5 | 89854 | Combustion Turbine | SPP_N | Kansas | Lyon | 158 | 2008 | 9999 | 2019 | 5.482 | 171549.1115 | 0.06391 | NEI 2019
Emporia Energy Center | 56502_G_6 | 56502 | G | 6 | 89855 | Combustion Turbine | SPP_N | Kansas | Lyon | 155 | 2009 | 9999 | 2019 | 3.9803 | 168291.8498 | 0.0473 | NEI 2019
Emporia Energy Center | 56502_G_7 | 56502 | G | 7 | 89856 | Combustion Turbine | SPP_N | Kansas | Lyon | 157 | 2009 | 9999 | 2019 | 3.4373 | 170463.3576 | 0.04033 | NEI 2019
Riley Generating Station | 56503_G_1 | 56503 | G | 1 |  | Combustion Turbine | MIS_LMI | Michigan | Ottawa | 2 | 2006 | 9999 |  |  |  | 3.2013 | Default Emission Factor
Riley Generating Station | 56503_G_2 | 56503 | G | 2 |  | Combustion Turbine | MIS_LMI | Michigan | Ottawa | 2 | 2006 | 9999 |  |  |  | 3.2013 | Default Emission Factor
Riley Generating Station | 56503_G_3 | 56503 | G | 3 |  | Combustion Turbine | MIS_LMI | Michigan | Ottawa | 2 | 2006 | 9999 |  |  |  | 3.2013 | Default Emission Factor
Riley Generating Station | 56503_G_4 | 56503 | G | 4 |  | Combustion Turbine | MIS_LMI | Michigan | Ottawa | 2 | 2006 | 9999 |  |  |  | 3.2013 | Default Emission Factor
Riley Generating Station | 56503_G_5 | 56503 | G | 5 |  | Combustion Turbine | MIS_LMI | Michigan | Ottawa | 2 | 2006 | 9999 |  |  |  | 3.2013 | Default Emission Factor
Municipal Power Plant | 56504_G_1 | 56504 | G | 1 |  | Combustion Turbine | MIS_LMI | Michigan | Ottawa | 1 | 2002 | 9999 |  |  |  | 3.2013 | Default Emission Factor
Municipal Power Plant | 56504_G_2 | 56504 | G | 2 |  | Combustion Turbine | MIS_LMI | Michigan | Ottawa | 1 | 2002 | 9999 |  |  |  | 3.2013 | Default Emission Factor
Jonesboro City Water & Light Plant | 56505_G_SN01 | 56505 | G | SN01 |  | Combustion Turbine | MIS_AR | Arkansas | Craighead | 20 | 1999 | 9999 | 2017 | 2.2072 | 5831.5254 | 0.75698 | NEI 2019
Jonesboro City Water & Light Plant | 56505_G_SN02 | 56505 | G | SN02 |  | Combustion Turbine | MIS_AR | Arkansas | Craighead | 19 | 1999 | 9999 | 2017 | 2.0221 | 5539.9492 | 0.73 | NEI 2019
Jonesboro City Water & Light Plant | 56505_G_SN04 | 56505 | G | SN04 | 89827 | Combustion Turbine | MIS_AR | Arkansas | Craighead | 46 | 2000 | 9999 | 2017 | 2.697 | 13412.5085 | 0.40216 | NEI 2019
Jonesboro City Water & Light Plant | 56505_G_SN06 | 56505 | G | SN06 | 89828 | Combustion Turbine | MIS_AR | Arkansas | Craighead | 46 | 2003 | 9999 | 2017 | 2.0891 | 13412.5085 | 0.31152 | NEI 2019
Jonesboro City Water & Light Plant | 56505_G_SN07 | 56505 | G | SN07 | 89829 | Combustion Turbine | MIS_AR | Arkansas | Craighead | 46 | 2007 | 9999 | 2019 | 9.6022 | 7086.0791 | 2.7102 | NEI 2019
Tesoro SLC Cogeneration Plant | 56509_G_1 | 56509 | G | 1 |  | Combustion Turbine | WECC_UT | Utah | Salt Lake | 11.6 | 2004 | 9999 |  |  |  | 0.72922 | Default Emission Factor
Tesoro SLC Cogeneration Plant | 56509_G_2 | 56509 | G | 2 |  | Combustion Turbine | WECC_UT | Utah | Salt Lake | 11.6 | 2004 | 9999 |  |  |  | 0.72922 | Default Emission Factor
Frey Farm Landfill | 56510_G_GEN2 | 56510 | G | GEN2 |  | Landfill Gas | PJM_EMAC | Pennsylvania | Lancaster | 1.6 | 2006 | 9999 |  |  |  | 8.0181 | Default Emission Factor
Pennsauken Landfill | 56511_G_GEN1 | 56511 | G | GEN1 |  | Landfill Gas | PJM_EMAC | New Jersey | Camden | 0.9 | 2004 | 9999 |  |  |  | 8.0181 | Default Emission Factor
Pennsauken Landfill | 56511_G_GEN2 | 56511 | G | GEN2 |  | Landfill Gas | PJM_EMAC | New Jersey | Camden | 0.9 | 2004 | 9999 |  |  |  | 8.0181 | Default Emission Factor
GLRA Landfill | 56512_G_GEN1 | 56512 | G | GEN1 |  | Landfill Gas | PJM_WMAC | Pennsylvania | Lebanon | 1.6 | 2007 | 9999 |  |  |  | 8.0181 | Default Emission Factor
GLRA Landfill | 56512_G_GEN2 | 56512 | G | GEN2 |  | Landfill Gas | PJM_WMAC | Pennsylvania | Lebanon | 1.6 | 2007 | 9999 |  |  |  | 8.0181 | Default Emission Factor
Whitemarsh Central Utility Plant | 56513_G_CGE | 56513 | G | CGE |  | Combustion Turbine | PJM_EMAC | Pennsylvania | Montgomery | 1.6 | 2007 | 9999 |  |  |  | 3.2013 | Default Emission Factor
Plains End II LLC | 56516_G_2G01 | 56516 | G | 2G01 |  | Combustion Turbine | WECC_CO | Colorado | Jefferson | 8.3 | 2008 | 9999 |  |  |  | 3.0372 | NEI 2019
Plains End II LLC | 56516_G_2G02 | 56516 | G | 2G02 |  | Combustion Turbine | WECC_CO | Colorado | Jefferson | 8.3 | 2008 | 9999 |  |  |  | 3.0372 | NEI 2019
Plains End II LLC | 56516_G_2G03 | 56516 | G | 2G03 |  | Combustion Turbine | WECC_CO | Colorado | Jefferson | 8.3 | 2008 | 9999 |  |  |  | 3.0372 | NEI 2019
Plains End II LLC | 56516_G_2G04 | 56516 | G | 2G04 |  | Combustion Turbine | WECC_CO | Colorado | Jefferson | 8.3 | 2008 | 9999 |  |  |  | 3.0372 | NEI 2019
Plains End II LLC | 56516_G_2G05 | 56516 | G | 2G05 |  | Combustion Turbine | WECC_CO | Colorado | Jefferson | 8.3 | 2008 | 9999 |  |  |  | 3.0372 | NEI 2019
Plains End II LLC | 56516_G_2G06 | 56516 | G | 2G06 |  | Combustion Turbine | WECC_CO | Colorado | Jefferson | 8.3 | 2008 | 9999 |  |  |  | 3.0372 | NEI 2019
Plains End II LLC | 56516_G_2G07 | 56516 | G | 2G07 |  | Combustion Turbine | WECC_CO | Colorado | Jefferson | 8.3 | 2008 | 9999 |  |  |  | 3.0372 | NEI 2019
Plains End II LLC | 56516_G_2G08 | 56516 | G | 2G08 |  | Combustion Turbine | WECC_CO | Colorado | Jefferson | 8.3 | 2008 | 9999 |  |  |  | 3.0372 | NEI 2019
Plains End II LLC | 56516_G_2G09 | 56516 | G | 2G09 |  | Combustion Turbine | WECC_CO | Colorado | Jefferson | 8.3 | 2008 | 9999 |  |  |  | 3.0372 | NEI 2019
Plains End II LLC | 56516_G_2G10 | 56516 | G | 2G10 |  | Combustion Turbine | WECC_CO | Colorado | Jefferson | 8.3 | 2008 | 9999 |  |  |  | 3.0372 | NEI 2019
Plains End II LLC | 56516_G_2G11 | 56516 | G | 2G11 |  | Combustion Turbine | WECC_CO | Colorado | Jefferson | 8.3 | 2008 | 9999 |  |  |  | 3.0372 | NEI 2019
Plains End II LLC | 56516_G_2G12 | 56516 | G | 2G12 |  | Combustion Turbine | WECC_CO | Colorado | Jefferson | 8.3 | 2008 | 9999 |  |  |  | 3.0372 | NEI 2019
Plains End II LLC | 56516_G_2G13 | 56516 | G | 2G13 |  | Combustion Turbine | WECC_CO | Colorado | Jefferson | 8.3 | 2008 | 9999 |  |  |  | 3.0372 | NEI 2019
Plains End II LLC | 56516_G_2G14 | 56516 | G | 2G14 |  | Combustion Turbine | WECC_CO | Colorado | Jefferson | 8.3 | 2008 | 9999 | 2017 | 14.65 | 9647 | 3.0372 | NEI 2019
West Diesel Generation Unit | 56517_G_East | 56517 | G | East |  | Combustion Turbine | MIS_MIDA | Iowa | Pocahontas | 1.9 | 2006 | 9999 |  |  |  | 7.2573 | Default Emission Factor
West Diesel Generation Unit | 56517_G_West | 56517 | G | West |  | Combustion Turbine | MIS_MIDA | Iowa | Pocahontas | 1.9 | 2006 | 9999 |  |  |  | 7.2573 | Default Emission Factor
South Energy Center | 56518_G_GT1 | 56518 | G | GT1 |  | Combustion Turbine | FRCC | Florida | Alachua | 4.3 | 2009 | 9999 | 2018 | 5.261 | 19647 | 0.53555 | Florida State Emissions Inventory
South Energy Center | 56518_G_REG1 | 56518 | G | REG1 |  | Combustion Turbine | FRCC | Florida | Alachua | 7.4 | 2017 | 9999 | 2018 | 9.0537 | 32879 | 0.55073 | Florida State Emissions Inventory
Salem Electric Department | 56519_G_1 | 56519 | G | 1 |  | Combustion Turbine | PJM_West | Virginia | Salem City | 1.3 | 2007 | 9999 |  |  |  | 7.2573 | Default Emission Factor
Deertrack Park Gas Recovery | 56520_G_GEN1 | 56520 | G | GEN1 |  | Landfill Gas | MIS_WUMS | Wisconsin | Jefferson | 0.8 | 2006 | 9999 |  |  |  | 8.0181 | Default Emission Factor
Deertrack Park Gas Recovery | 56520_G_GEN2 | 56520 | G | GEN2 |  | Landfill Gas | MIS_WUMS | Wisconsin | Jefferson | 0.8 | 2006 | 9999 |  |  |  | 8.0181 | Default Emission Factor
Deertrack Park Gas Recovery | 56520_G_GEN3 | 56520 | G | GEN3 |  | Landfill Gas | MIS_WUMS | Wisconsin | Jefferson | 0.8 | 2006 | 9999 |  |  |  | 8.0181 | Default Emission Factor
Deertrack Park Gas Recovery | 56520_G_GEN4 | 56520 | G | GEN4 |  | Landfill Gas | MIS_WUMS | Wisconsin | Jefferson | 0.8 | 2006 | 9999 |  |  |  | 8.0181 | Default Emission Factor
Deertrack Park Gas Recovery | 56520_G_GEN5 | 56520 | G | GEN5 |  | Landfill Gas | MIS_WUMS | Wisconsin | Jefferson | 0.8 | 2007 | 9999 |  |  |  | 8.0181 | Default Emission Factor
Deertrack Park Gas Recovery | 56520_G_GEN6 | 56520 | G | GEN6 |  | Landfill Gas | MIS_WUMS | Wisconsin | Jefferson | 0.8 | 2007 | 9999 |  |  |  | 8.0181 | Default Emission Factor
Deertrack Park Gas Recovery | 56520_G_GEN7 | 56520 | G | GEN7 |  | Landfill Gas | MIS_WUMS | Wisconsin | Jefferson | 0.8 | 2007 | 9999 |  |  |  | 8.0181 | Default Emission Factor
Deertrack Park Gas Recovery | 56520_G_GEN8 | 56520 | G | GEN8 |  | Landfill Gas | MIS_WUMS | Wisconsin | Jefferson | 0.8 | 2007 | 9999 |  |  |  | 8.0181 | Default Emission Factor
Lake Mills Gas Recovery | 56521_G_GEN1 | 56521 | G | GEN1 |  | Landfill Gas | MIS_IA | Iowa | Winnebago | 0.8 | 2006 | 9999 |  |  |  | 8.0181 | Default Emission Factor
Lake Mills Gas Recovery | 56521_G_GEN2 | 56521 | G | GEN2 |  | Landfill Gas | MIS_IA | Iowa | Winnebago | 0.8 | 2006 | 9999 |  |  |  | 8.0181 | Default Emission Factor
Lake Mills Gas Recovery | 56521_G_GEN3 | 56521 | G | GEN3 |  | Landfill Gas | MIS_IA | Iowa | Winnebago | 0.8 | 2006 | 9999 |  |  |  | 8.0181 | Default Emission Factor
Lake Mills Gas Recovery | 56521_G_GEN4 | 56521 | G | GEN4 |  | Landfill Gas | MIS_IA | Iowa | Winnebago | 0.8 | 2006 | 9999 |  |  |  | 8.0181 | Default Emission Factor
Lake Mills Gas Recovery | 56521_G_GEN5 | 56521 | G | GEN5 |  | Landfill Gas | MIS_IA | Iowa | Winnebago | 0.8 | 2006 | 9999 |  |  |  | 8.0181 | Default Emission Factor
Springhill Gas Recovery Plant | 56522_G_GEN1 | 56522 | G | GEN1 |  | Landfill Gas | S_SOU | Florida | Jackson | 0.8 | 2006 | 9999 | 2018 | 27.1667 | 5881.8333 | 9.2375 | Florida State Emissions Inventory
Springhill Gas Recovery Plant | 56522_G_GEN2 | 56522 | G | GEN2 |  | Landfill Gas | S_SOU | Florida | Jackson | 0.8 | 2006 | 9999 | 2018 | 27.1667 | 5881.8333 | 9.2375 | Florida State Emissions Inventory
Springhill Gas Recovery Plant | 56522_G_GEN3 | 56522 | G | GEN3 |  | Landfill Gas | S_SOU | Florida | Jackson | 0.8 | 2006 | 9999 | 2018 | 27.1667 | 5881.8333 | 9.2375 | Florida State Emissions Inventory
Springhill Gas Recovery Plant | 56522_G_GEN4 | 56522 | G | GEN4 |  | Landfill Gas | S_SOU | Florida | Jackson | 0.8 | 2006 | 9999 | 2018 | 27.1667 | 5881.8333 | 9.2375 | Florida State Emissions Inventory
Springhill Gas Recovery Plant | 56522_G_GEN5 | 56522 | G | GEN5 |  | Landfill Gas | S_SOU | Florida | Jackson | 0.8 | 2006 | 9999 | 2018 | 27.1667 | 5881.8333 | 9.2375 | Florida State Emissions Inventory
Springhill Gas Recovery Plant | 56522_G_GEN6 | 56522 | G | GEN6 |  | Landfill Gas | S_SOU | Florida | Jackson | 0.8 | 2006 | 9999 | 2018 | 27.1667 | 5881.8333 | 9.2375 | Florida State Emissions Inventory
Two Pine Landfill Gas Recovery | 56523_G_GEN1 | 56523 | G | GEN1 |  | Landfill Gas | MIS_AR | Arkansas | Pulaski | 0.8 | 2006 | 9999 | 2017 | 122.095 | 33520 | 7.2849 | NEI 2019
Two Pine Landfill Gas Recovery | 56523_G_GEN2 | 56523 | G | GEN2 |  | Landfill Gas | MIS_AR | Arkansas | Pulaski | 0.8 | 2006 | 9999 |  |  |  | 7.2849 | NEI 2019
Two Pine Landfill Gas Recovery | 56523_G_GEN3 | 56523 | G | GEN3 |  | Landfill Gas | MIS_AR | Arkansas | Pulaski | 0.8 | 2006 | 9999 |  |  |  | 7.2849 | NEI 2019
Two Pine Landfill Gas Recovery | 56523_G_GEN4 | 56523 | G | GEN4 |  | Landfill Gas | MIS_AR | Arkansas | Pulaski | 0.8 | 2006 | 9999 |  |  |  | 7.2849 | NEI 2019
Two Pine Landfill Gas Recovery | 56523_G_GEN5 | 56523 | G | GEN5 |  | Landfill Gas | MIS_AR | Arkansas | Pulaski | 0.8 | 2006 | 9999 |  |  |  | 7.2849 | NEI 2019
Austin Gas Recovery | 56524_G_GEN1 | 56524 | G | GEN1 |  | Landfill Gas | ERC_REST | Texas | Travis | 1.6 | 2007 | 9999 |  |  |  | 8.0181 | Default Emission Factor
Austin Gas Recovery | 56524_G_GEN2 | 56524 | G | GEN2 |  | Landfill Gas | ERC_REST | Texas | Travis | 1.6 | 2007 | 9999 |  |  |  | 8.0181 | Default Emission Factor
Austin Gas Recovery | 56524_G_GEN3 | 56524 | G | GEN3 |  | Landfill Gas | ERC_REST | Texas | Travis | 1.6 | 2007 | 9999 |  |  |  | 8.0181 | Default Emission Factor
Timberline Trail Gas Recovery | 56525_G_GEN1 | 56525 | G | GEN1 |  | Landfill Gas | MIS_MNWI | Wisconsin | Rusk | 0.8 | 2006 | 9999 |  |  |  | 8.0181 | Default Emission Factor
Timberline Trail Gas Recovery | 56525_G_GEN2 | 56525 | G | GEN2 |  | Landfill Gas | MIS_MNWI | Wisconsin | Rusk | 0.8 | 2006 | 9999 |  |  |  | 8.0181 | Default Emission Factor
Timberline Trail Gas Recovery | 56525_G_GEN3 | 56525 | G | GEN3 |  | Landfill Gas | MIS_MNWI | Wisconsin | Rusk | 0.8 | 2006 | 9999 |  |  |  | 8.0181 | Default Emission Factor
Timberline Trail Gas Recovery | 56525_G_GEN4 | 56525 | G | GEN4 |  | Landfill Gas | MIS_MNWI | Wisconsin | Rusk | 0.8 | 2006 | 9999 |  |  |  | 8.0181 | Default Emission Factor
Timberline Trail Gas Recovery | 56525_G_GEN5 | 56525 | G | GEN5 |  | Landfill Gas | MIS_MNWI | Wisconsin | Rusk | 0.8 | 2007 | 9999 |  |  |  | 8.0181 | Default Emission Factor
Chaffee Gas Recovery | 56526_G_GEN1 | 56526 | G | GEN1 |  | Landfill Gas | NY_Z_A | New York | Erie | 0.8 | 2007 | 9999 | 2018 | 24.4537 | 6334.125 | 7.7213 | New York Emission Inventory
Chaffee Gas Recovery | 56526_G_GEN2 | 56526 | G | GEN2 |  | Landfill Gas | NY_Z_A | New York | Erie | 0.8 | 2007 | 9999 | 2018 | 24.4537 | 6334.125 | 7.7213 | New York Emission Inventory
Chaffee Gas Recovery | 56526_G_GEN3 | 56526 | G | GEN3 |  | Landfill Gas | NY_Z_A | New York | Erie | 0.8 | 2007 | 9999 | 2018 | 24.4537 | 6334.125 | 7.7213 | New York Emission Inventory
Chaffee Gas Recovery | 56526_G_GEN4 | 56526 | G | GEN4 |  | Landfill Gas | NY_Z_A | New York | Erie | 0.8 | 2007 | 9999 | 2018 | 24.4537 | 6334.125 | 7.7213 | New York Emission Inventory
Chaffee Gas Recovery | 56526_G_GEN5 | 56526 | G | GEN5 |  | Landfill Gas | NY_Z_A | New York | Erie | 0.8 | 2007 | 9999 | 2018 | 24.4537 | 6334.125 | 7.7213 | New York Emission Inventory
Chaffee Gas Recovery | 56526_G_GEN6 | 56526 | G | GEN6 |  | Landfill Gas | NY_Z_A | New York | Erie | 0.8 | 2007 | 9999 | 2018 | 24.4537 | 6334.125 | 7.7213 | New York Emission Inventory
Chaffee Gas Recovery | 56526_G_GEN7 | 56526 | G | GEN7 |  | Landfill Gas | NY_Z_A | New York | Erie | 0.8 | 2009 | 9999 | 2018 | 24.4537 | 6334.125 | 7.7213 | New York Emission Inventory
Chaffee Gas Recovery | 56526_G_GEN8 | 56526 | G | GEN8 |  | Landfill Gas | NY_Z_A | New York | Erie | 0.8 | 2009 | 9999 | 2018 | 24.4537 | 6334.125 | 7.7213 | New York Emission Inventory
Fitchburg Gas Recovery | 56527_G_GEN1 | 56527 | G | GEN1 |  | Landfill Gas | NENGREST | Massachusetts | Worcester | 1.6 | 2007 | 9999 | 2019 | 44.31 | 12547 | 7.063 | NEI 2019
Fitchburg Gas Recovery | 56527_G_GEN2 | 56527 | G | GEN2 |  | Landfill Gas | NENGREST | Massachusetts | Worcester | 1.6 | 2007 | 9999 | 2019 | 42.81 | 12547 | 6.8239 | NEI 2019
Fitchburg Gas Recovery | 56527_G_GEN3 | 56527 | G | GEN3 |  | Landfill Gas | NENGREST | Massachusetts | Worcester | 1.6 | 2009 | 9999 | 2019 | 42.88 | 12547 | 6.8351 | NEI 2019
Five Oaks Gas Recovery | 56529_G_GEN1 | 56529 | G | GEN1 |  | Landfill Gas | MIS_IL | Illinois | Christian | 0.8 | 2008 | 9999 |  |  |  | 8.0181 | Default Emission Factor
Five Oaks Gas Recovery | 56529_G_GEN2 | 56529 | G | GEN2 |  | Landfill Gas | MIS_IL | Illinois | Christian | 0.8 | 2008 | 9999 |  |  |  | 8.0181 | Default Emission Factor
Five Oaks Gas Recovery | 56529_G_GEN3 | 56529 | G | GEN3 |  | Landfill Gas | MIS_IL | Illinois | Christian | 0.8 | 2008 | 9999 |  |  |  | 8.0181 | Default Emission Factor
Five Oaks Gas Recovery | 56529_G_GEN4 | 56529 | G | GEN4 |  | Landfill Gas | MIS_IL | Illinois | Christian | 0.8 | 2008 | 9999 |  |  |  | 8.0181 | Default Emission Factor
DADS Gas Recovery | 56530_G_GEN1 | 56530 | G | GEN1 |  | Landfill Gas | WECC_CO | Colorado | Arapahoe | 0.8 | 2008 | 9999 |  |  |  | 8.0181 | Default Emission Factor
DADS Gas Recovery | 56530_G_GEN2 | 56530 | G | GEN2 |  | Landfill Gas | WECC_CO | Colorado | Arapahoe | 0.8 | 2008 | 9999 |  |  |  | 8.0181 | Default Emission Factor
DADS Gas Recovery | 56530_G_GEN3 | 56530 | G | GEN3 |  | Landfill Gas | WECC_CO | Colorado | Arapahoe | 0.8 | 2008 | 9999 |  |  |  | 8.0181 | Default Emission Factor
DADS Gas Recovery | 56530_G_GEN4 | 56530 | G | GEN4 |  | Landfill Gas | WECC_CO | Colorado | Arapahoe | 0.8 | 2008 | 9999 |  |  |  | 8.0181 | Default Emission Factor
Waste Management Bethel LFGTE | 56531_G_GEN1 | 56531 | G | GEN1 |  | Landfill Gas | PJM_Dom | Virginia | Hampton City | 0.8 | 2008 | 9999 | 2019 | 142.0522 | 36945 | 7.6899 | NEI 2019
Waste Management Bethel LFGTE | 56531_G_GEN2 | 56531 | G | GEN2 |  | Landfill Gas | PJM_Dom | Virginia | Hampton City | 0.8 | 2008 | 9999 |  |  |  | 7.6899 | NEI 2019
Waste Management Bethel LFGTE | 56531_G_GEN3 | 56531 | G | GEN3 |  | Landfill Gas | PJM_Dom | Virginia | Hampton City | 0.8 | 2008 | 9999 |  |  |  | 7.6899 | NEI 2019
Waste Management Bethel LFGTE | 56531_G_GEN4 | 56531 | G | GEN4 |  | Landfill Gas | PJM_Dom | Virginia | Hampton City | 0.8 | 2008 | 9999 |  |  |  | 7.6899 | NEI 2019
Waste Management Bethel LFGTE | 56531_G_GEN5 | 56531 | G | GEN5 |  | Landfill Gas | PJM_Dom | Virginia | Hampton City | 0.8 | 2008 | 9999 |  |  |  | 7.6899 | NEI 2019
Waste Management Bethel LFGTE | 56531_G_GEN6 | 56531 | G | GEN6 |  | Landfill Gas | PJM_Dom | Virginia | Hampton City | 0.8 | 2008 | 9999 |  |  |  | 7.6899 | NEI 2019
Colusa Generating Station | 56532_G_A | 56532 | G | A | 90561 | Combined Cycle | WEC_CALN | California | Colusa | 167 | 2010 | 9999 | 2017 | 1.57 | 1782282 | 0.00252 | NEI 2019
Colusa Generating Station | 56532_G_B | 56532 | G | B | 90562 | Combined Cycle | WEC_CALN | California | Colusa | 167 | 2010 | 9999 | 2017 | 1.57 | 708343 | 0.00252 | NEI 2019
Colusa Generating Station | 56532_G_C | 56532 | G | C | 90561 | Combined Cycle | WEC_CALN | California | Colusa | 306 | 2010 | 9999 |  |  |  | 0.00252 | NEI 2019
Seneca City of | 56545_G_PPG1 | 56545 | G | PPG1 |  | Combustion Turbine | S_VACA | South Carolina | Oconee | 1.8 | 2004 | 9999 |  |  |  | 7.2573 | Default Emission Factor
Seneca City of | 56545_G_PPG2 | 56545 | G | PPG2 |  | Combustion Turbine | S_VACA | South Carolina | Oconee | 1.8 | 2004 | 9999 |  |  |  | 7.2573 | Default Emission Factor
Seneca City of | 56545_G_PPG3 | 56545 | G | PPG3 |  | Combustion Turbine | S_VACA | South Carolina | Oconee | 1.8 | 2004 | 9999 |  |  |  | 7.2573 | Default Emission Factor
Seneca City of | 56545_G_WPG1 | 56545 | G | WPG1 |  | Combustion Turbine | S_VACA | South Carolina | Oconee | 1.8 | 2004 | 9999 |  |  |  | 7.2573 | Default Emission Factor
Seneca City of | 56545_G_WPG2 | 56545 | G | WPG2 |  | Combustion Turbine | S_VACA | South Carolina | Oconee | 1.8 | 2004 | 9999 |  |  |  | 7.2573 | Default Emission Factor
Cornelius Delivery No 1 | 56546_G_1 | 56546 | G | 1 |  | Combustion Turbine | S_VACA | North Carolina | Mecklenburg | 2 | 2007 | 9999 |  |  |  | 7.2573 | Default Emission Factor
Bostic Delivery No 2 | 56547_G_1 | 56547 | G | 1 |  | Combustion Turbine | S_VACA | North Carolina | Rutherford | 1 | 2007 | 9999 |  |  |  | 7.2573 | Default Emission Factor
Drexel Operations Center | 56548_G_1 | 56548 | G | 1 |  | Combustion Turbine | S_VACA | North Carolina | Burke | 2 | 2007 | 9999 |  |  |  | 7.2573 | Default Emission Factor
Granite Falls Walmart | 56549_G_1 | 56549 | G | 1 |  | Combustion Turbine | S_VACA | North Carolina | Caldwell | 2 | 2007 | 9999 |  |  |  | 7.2573 | Default Emission Factor
Huntersville Delivery No 2 | 56550_G_1 | 56550 | G | 1 |  | Combustion Turbine | S_VACA | North Carolina | Mecklenburg | 2 | 2007 | 9999 |  |  |  | 7.2573 | Default Emission Factor
Landis Delivery No 2 | 56551_G_1 | 56551 | G | 1 |  | Combustion Turbine | S_VACA | North Carolina | Rowan | 2 | 2007 | 9999 |  |  |  | 7.2573 | Default Emission Factor
Statesville Delivery No 3 | 56552_G_1 | 56552 | G | 1 |  | Combustion Turbine | S_VACA | North Carolina | Iredell | 2 | 2007 | 9999 |  |  |  | 7.2573 | Default Emission Factor
Catawba River Pollution Control | 56553_G_1234 | 56553 | G | 1234 |  | Combustion Turbine | S_VACA | North Carolina | Burke | 1.1 | 2009 | 9999 |  |  |  | 7.2573 | Default Emission Factor
Salt Lake Energy Systems | 56554_G_Unit1 | 56554 | G | Unit1 |  | Landfill Gas | WECC_UT | Utah | Salt Lake | 0.8 | 2006 | 9999 |  |  |  | 8.0181 | Default Emission Factor
Salt Lake Energy Systems | 56554_G_Unit2 | 56554 | G | Unit2 |  | Landfill Gas | WECC_UT | Utah | Salt Lake | 0.8 | 2006 | 9999 |  |  |  | 8.0181 | Default Emission Factor
Salt Lake Energy Systems | 56554_G_Unit3 | 56554 | G | Unit3 |  | Landfill Gas | WECC_UT | Utah | Salt Lake | 1.5 | 2006 | 9999 |  |  |  | 8.0181 | Default Emission Factor
PPS Power Plant No 1 | 56556_G_1 | 56556 | G | 1 | 90590 | Combustion Turbine | S_C_KY | Kentucky | McCracken | 55 | 2010 | 9999 |  |  |  | 1.0033 | NEI 2019
PPS Power Plant No 1 | 56556_G_2 | 56556 | G | 2 | 90592 | Combustion Turbine | S_C_KY | Kentucky | McCracken | 55 | 2010 | 9999 | 2017 | 18.4008 | 36679 | 1.0033 | NEI 2019
J Lamar Stall Unit | 56565_G_6A | 56565 | G | 6A | 90566 | Combined Cycle | SPP_WEST | Louisiana | Caddo | 160 | 2010 | 9999 | 2019 | 48.1 | 790083 | 0.05859 | NEI 2019
J Lamar Stall Unit | 56565_G_6B | 56565 | G | 6B | 90567 | Combined Cycle | SPP_WEST | Louisiana | Caddo | 160 | 2010 | 9999 | 2019 | 26 | 781624 | 0.05859 | NEI 2019
J Lamar Stall Unit | 56565_G_6STG | 56565 | G | 6STG | 90566 | Combined Cycle | SPP_WEST | Louisiana | Caddo | 187 | 2010 | 9999 |  |  |  | 0.05859 | NEI 2019
Niland Gas Turbine Plant | 56569_G_1 | 56569 | G | 1 | 90279 | Combustion Turbine | WECC_IID | California | Imperial | 47.5 | 2008 | 9999 | 2019 | 1.4885 | 42703 | 0.06972 | NEI 2019
Niland Gas Turbine Plant | 56569_G_2 | 56569 | G | 2 | 90280 | Combustion Turbine | WECC_IID | California | Imperial | 47.5 | 2008 | 9999 |  |  |  | 0.72922 | Default Emission Factor
Eastern Landfill Gas LLC | 56571_G_1 | 56571 | G | 1 |  | Landfill Gas | PJM_SMAC | Maryland | Baltimore | 1.3 | 2006 | 9999 |  |  |  | 8.0181 | Default Emission Factor
Eastern Landfill Gas LLC | 56571_G_2 | 56571 | G | 2 |  | Landfill Gas | PJM_SMAC | Maryland | Baltimore | 1.3 | 2006 | 9999 |  |  |  | 8.0181 | Default Emission Factor
Eastern Landfill Gas LLC | 56571_G_3 | 56571 | G | 3 |  | Landfill Gas | PJM_SMAC | Maryland | Baltimore | 1.3 | 2006 | 9999 |  |  |  | 8.0181 | Default Emission Factor
Elm Street Substation Generators | 56597_G_EP01 | 56597 | G | EP01 |  | Combustion Turbine | MIS_MO | Missouri | St Francois | 1.3 | 2002 | 9999 |  |  |  | 7.2573 | Default Emission Factor
Elm Street Substation Generators | 56597_G_EP02 | 56597 | G | EP02 |  | Combustion Turbine | MIS_MO | Missouri | St Francois | 1.3 | 2002 | 9999 |  |  |  | 7.2573 | Default Emission Factor
Elm Street Substation Generators | 56597_G_EP03 | 56597 | G | EP03 |  | Combustion Turbine | MIS_MO | Missouri | St Francois | 1.3 | 2002 | 9999 |  |  |  | 7.2573 | Default Emission Factor
Walton Street Substation | 56598_G_EP07 | 56598 | G | EP07 |  | Combustion Turbine | MIS_MO | Missouri | St Francois | 1.3 | 2003 | 9999 |  |  |  | 7.2573 | Default Emission Factor
Overall Road Station | 56600_G_EP11 | 56600 | G | EP11 |  | Combustion Turbine | MIS_MO | Missouri | St Francois | 1.3 | 2003 | 9999 |  |  |  | 7.2573 | Default Emission Factor
Overall Road Station | 56600_G_EP12 | 56600 | G | EP12 |  | Combustion Turbine | MIS_MO | Missouri | St Francois | 1.3 | 2003 | 9999 |  |  |  | 7.2573 | Default Emission Factor
Overall Road Station | 56600_G_EP13 | 56600 | G | EP13 |  | Combustion Turbine | MIS_MO | Missouri | St Francois | 1.3 | 2003 | 9999 |  |  |  | 7.2573 | Default Emission Factor
Overall Road Station | 56600_G_EP14 | 56600 | G | EP14 |  | Combustion Turbine | MIS_MO | Missouri | St Francois | 1.3 | 2003 | 9999 |  |  |  | 7.2573 | Default Emission Factor
San Jacinto County Peaking Facility | 56603_G_SJC1 | 56603 | G | SJC1 | 91257 | Combustion Turbine | MIS_WOTA | Texas | San Jacinto | 73 | 2001 | 9999 | 2019 | 9.1075 | 77771.5 | 0.23421 | NEI 2019
San Jacinto County Peaking Facility | 56603_G_SJC2 | 56603 | G | SJC2 | 91258 | Combustion Turbine | MIS_WOTA | Texas | San Jacinto | 73 | 2001 | 9999 | 2019 | 18.154 | 77771.5 | 0.46686 | NEI 2019
Hardin County Peaking Facility | 56604_G_HC1 | 56604 | G | HC1 | 91256 | Combustion Turbine | MIS_WOTA | Texas | Hardin | 73 | 2001 | 9999 | 2019 | 5.0465 | 19420.5 | 0.51971 | NEI 2019
Hardin County Peaking Facility | 56604_G_HC2 | 56604 | G | HC2 | 91259 | Combustion Turbine | MIS_WOTA | Texas | Hardin | 73 | 2001 | 9999 | 2019 | 4.318 | 19420.5 | 0.44469 | NEI 2019
Culbertson Generation Station | 56606_G_01 | 56606 | G | 01 | 90550 | Combustion Turbine | SPP_WAUE | Montana | Roosevelt | 90.8 | 2010 | 9999 | 2019 | 2.2478 | 116337 | 0.03864 | NEI 2019
Deer Creek Station | 56610_G_01 | 56610 | G | 01 | 90691 | Combined Cycle | SPP_WAUE | South Dakota | Brookings | 150 | 2012 | 9999 | 2017 | 18.24 | 556424 | 0.06556 | NEI 2019
Deer Creek Station | 56610_G_02 | 56610 | G | 02 | 90691 | Combined Cycle | SPP_WAUE | South Dakota | Brookings | 140 | 2012 | 9999 |  |  |  | 0.06556 | NEI 2019
Waterbury Generation | 56629_G_10 | 56629 | G | 10 | 90207 | Combustion Turbine | NENG_CT | Connecticut | New Haven | 95 | 2009 | 9999 | 2019 | 1.0748 | 11393 | 0.18867 | NEI 2019
Midway Peaking LLC | 56639_G_1 | 56639 | G | 1 | 90382 | Combustion Turbine | WEC_CALN | California | Fresno | 55.6 | 2009 | 9999 | 2017 | 0.83411 | 33357 | 0.05001 | NEI 2019
Midway Peaking LLC | 56639_G_2 | 56639 | G | 2 | 90383 | Combustion Turbine | WEC_CALN | California | Fresno | 55.6 | 2009 | 9999 | 2017 | 0.93574 | 33357 | 0.0561 | NEI 2019
NIH Cogeneration Facility | 56668_G_CGT | 56668 | G | CGT |  | Combustion Turbine | PJM_SMAC | Maryland | Montgomery | 27.6 | 2018 | 9999 |  |  |  | 0.72922 | Default Emission Factor
Winchester Power Park | 56674_G_CGT1 | 56674 | G | CGT1 | 90317 | Combustion Turbine | ERC_REST | Texas | Fayette | 44 | 2010 | 9999 | 2019 | 1.3661 | 11530.75 | 0.23695 | NEI 2019
Winchester Power Park | 56674_G_CGT2 | 56674 | G | CGT2 | 90318 | Combustion Turbine | ERC_REST | Texas | Fayette | 44 | 2010 | 9999 | 2019 | 2.8105 | 11530.75 | 0.48748 | NEI 2019
Winchester Power Park | 56674_G_CGT3 | 56674 | G | CGT3 | 90319 | Combustion Turbine | ERC_REST | Texas | Fayette | 44 | 2010 | 9999 | 2019 | 1.1292 | 11530.75 | 0.19586 | NEI 2019
Winchester Power Park | 56674_G_CGT4 | 56674 | G | CGT4 | 90320 | Combustion Turbine | ERC_REST | Texas | Fayette | 44 | 2010 | 9999 | 2019 | 3.2592 | 11530.75 | 0.56531 | NEI 2019
Wicomico | 56680_G_1 | 56680 | G | 1 |  | Landfill Gas | PJM_EMAC | Maryland | Wicomico | 0.3 | 2007 | 9999 | 2019 | 22.7304 | 5190 | 8.7593 | NEI 2019
Wicomico | 56680_G_10 | 56680 | G | 10 |  | Landfill Gas | PJM_EMAC | Maryland | Wicomico | 0.3 | 2007 | 9999 |  |  |  | 8.7593 | NEI 2019
Wicomico | 56680_G_11 | 56680 | G | 11 |  | Landfill Gas | PJM_EMAC | Maryland | Wicomico | 0.3 | 2007 | 9999 |  |  |  | 8.7593 | NEI 2019
Wicomico | 56680_G_12 | 56680 | G | 12 |  | Landfill Gas | PJM_EMAC | Maryland | Wicomico | 0.3 | 2007 | 9999 |  |  |  | 8.7593 | NEI 2019
Wicomico | 56680_G_13 | 56680 | G | 13 |  | Landfill Gas | PJM_EMAC | Maryland | Wicomico | 0.3 | 2007 | 9999 | 2019 | 22.7304 | 5190 | 8.7593 | NEI 2019
Wicomico | 56680_G_14 | 56680 | G | 14 |  | Landfill Gas | PJM_EMAC | Maryland | Wicomico | 0.3 | 2007 | 9999 |  |  |  | 8.7593 | NEI 2019
Wicomico | 56680_G_15 | 56680 | G | 15 |  | Landfill Gas | PJM_EMAC | Maryland | Wicomico | 0.3 | 2007 | 9999 |  |  |  | 8.7593 | NEI 2019
Wicomico | 56680_G_16 | 56680 | G | 16 |  | Landfill Gas | PJM_EMAC | Maryland | Wicomico | 0.3 | 2007 | 9999 |  |  |  | 8.7593 | NEI 2019
Wicomico | 56680_G_17 | 56680 | G | 17 |  | Landfill Gas | PJM_EMAC | Maryland | Wicomico | 0.3 | 2007 | 9999 |  |  |  | 8.7593 | NEI 2019
Wicomico | 56680_G_18 | 56680 | G | 18 |  | Landfill Gas | PJM_EMAC | Maryland | Wicomico | 0.3 | 2007 | 9999 |  |  |  | 8.7593 | NEI 2019
Wicomico | 56680_G_2 | 56680 | G | 2 |  | Landfill Gas | PJM_EMAC | Maryland | Wicomico | 0.3 | 2007 | 9999 |  |  |  | 8.7593 | NEI 2019
Wicomico | 56680_G_3 | 56680 | G | 3 |  | Landfill Gas | PJM_EMAC | Maryland | Wicomico | 0.3 | 2007 | 9999 |  |  |  | 8.7593 | NEI 2019
Wicomico | 56680_G_4 | 56680 | G | 4 |  | Landfill Gas | PJM_EMAC | Maryland | Wicomico | 0.3 | 2007 | 9999 |  |  |  | 8.7593 | NEI 2019
Wicomico | 56680_G_5 | 56680 | G | 5 |  | Landfill Gas | PJM_EMAC | Maryland | Wicomico | 0.3 | 2007 | 9999 |  |  |  | 8.7593 | NEI 2019
Wicomico | 56680_G_6 | 56680 | G | 6 |  | Landfill Gas | PJM_EMAC | Maryland | Wicomico | 0.3 | 2007 | 9999 |  |  |  | 8.7593 | NEI 2019
Wicomico | 56680_G_7 | 56680 | G | 7 |  | Landfill Gas | PJM_EMAC | Maryland | Wicomico | 0.3 | 2007 | 9999 | 2019 | 22.7304 | 5190 | 8.7593 | NEI 2019
Wicomico | 56680_G_8 | 56680 | G | 8 |  | Landfill Gas | PJM_EMAC | Maryland | Wicomico | 0.3 | 2007 | 9999 |  |  |  | 8.7593 | NEI 2019
Wicomico | 56680_G_9 | 56680 | G | 9 |  | Landfill Gas | PJM_EMAC | Maryland | Wicomico | 0.3 | 2007 | 9999 |  |  |  | 8.7593 | NEI 2019
Amelia | 56681_G_1 | 56681 | G | 1 |  | Landfill Gas | PJM_Dom | Virginia | Amelia | 0.3 | 2001 | 9999 | 2019 | 189.8584 | 45875 | 8.2772 | NEI 2019
Amelia | 56681_G_10 | 56681 | G | 10 |  | Landfill Gas | PJM_Dom | Virginia | Amelia | 0.3 | 2001 | 9999 |  |  |  | 8.2772 | NEI 2019
Amelia | 56681_G_11 | 56681 | G | 11 |  | Landfill Gas | PJM_Dom | Virginia | Amelia | 0.3 | 2001 | 9999 |  |  |  | 8.2772 | NEI 2019
Amelia | 56681_G_12 | 56681 | G | 12 |  | Landfill Gas | PJM_Dom | Virginia | Amelia | 0.3 | 2001 | 9999 |  |  |  | 8.2772 | NEI 2019
Amelia | 56681_G_13 | 56681 | G | 13 |  | Landfill Gas | PJM_Dom | Virginia | Amelia | 0.3 | 2001 | 9999 |  |  |  | 8.2772 | NEI 2019
Amelia | 56681_G_14 | 56681 | G | 14 |  | Landfill Gas | PJM_Dom | Virginia | Amelia | 0.3 | 2001 | 9999 |  |  |  | 8.2772 | NEI 2019
Amelia | 56681_G_15 | 56681 | G | 15 |  | Landfill Gas | PJM_Dom | Virginia | Amelia | 0.3 | 2001 | 9999 |  |  |  | 8.2772 | NEI 2019
Amelia | 56681_G_16 | 56681 | G | 16 |  | Landfill Gas | PJM_Dom | Virginia | Amelia | 0.3 | 2001 | 9999 |  |  |  | 8.2772 | NEI 2019
Amelia | 56681_G_17 | 56681 | G | 17 |  | Landfill Gas | PJM_Dom | Virginia | Amelia | 0.3 | 2001 | 9999 |  |  |  | 8.2772 | NEI 2019
Amelia | 56681_G_18 | 56681 | G | 18 |  | Landfill Gas | PJM_Dom | Virginia | Amelia | 0.3 | 2001 | 9999 |  |  |  | 8.2772 | NEI 2019
Amelia | 56681_G_19 | 56681 | G | 19 |  | Landfill Gas | PJM_Dom | Virginia | Amelia | 0.3 | 2001 | 9999 |  |  |  | 8.2772 | NEI 2019
Amelia | 56681_G_2 | 56681 | G | 2 |  | Landfill Gas | PJM_Dom | Virginia | Amelia | 0.3 | 2001 | 9999 |  |  |  | 8.2772 | NEI 2019
Amelia | 56681_G_20 | 56681 | G | 20 |  | Landfill Gas | PJM_Dom | Virginia | Amelia | 0.3 | 2001 | 9999 |  |  |  | 8.2772 | NEI 2019
Amelia | 56681_G_21 | 56681 | G | 21 |  | Landfill Gas | PJM_Dom | Virginia | Amelia | 0.3 | 2001 | 9999 |  |  |  | 8.2772 | NEI 2019
Amelia | 56681_G_22 | 56681 | G | 22 |  | Landfill Gas | PJM_Dom | Virginia | Amelia | 0.3 | 2001 | 9999 |  |  |  | 8.2772 | NEI 2019
Amelia | 56681_G_23 | 56681 | G | 23 |  | Landfill Gas | PJM_Dom | Virginia | Amelia | 0.3 | 2001 | 9999 |  |  |  | 8.2772 | NEI 2019
Amelia | 56681_G_24 | 56681 | G | 24 |  | Landfill Gas | PJM_Dom | Virginia | Amelia | 0.3 | 2001 | 9999 |  |  |  | 8.2772 | NEI 2019
Amelia | 56681_G_25 | 56681 | G | 25 |  | Landfill Gas | PJM_Dom | Virginia | Amelia | 0.3 | 2001 | 9999 |  |  |  | 8.2772 | NEI 2019
Amelia | 56681_G_26 | 56681 | G | 26 |  | Landfill Gas | PJM_Dom | Virginia | Amelia | 0.3 | 2001 | 9999 |  |  |  | 8.2772 | NEI 2019
Amelia | 56681_G_27 | 56681 | G | 27 |  | Landfill Gas | PJM_Dom | Virginia | Amelia | 0.3 | 2001 | 9999 |  |  |  | 8.2772 | NEI 2019
Amelia | 56681_G_28 | 56681 | G | 28 |  | Landfill Gas | PJM_Dom | Virginia | Amelia | 0.3 | 2001 | 9999 |  |  |  | 8.2772 | NEI 2019
Amelia | 56681_G_29 | 56681 | G | 29 |  | Landfill Gas | PJM_Dom | Virginia | Amelia | 0.3 | 2001 | 9999 |  |  |  | 8.2772 | NEI 2019
Amelia | 56681_G_3 | 56681 | G | 3 |  | Landfill Gas | PJM_Dom | Virginia | Amelia | 0.3 | 2001 | 9999 |  |  |  | 8.2772 | NEI 2019
Amelia | 56681_G_30 | 56681 | G | 30 |  | Landfill Gas | PJM_Dom | Virginia | Amelia | 0.3 | 2001 | 9999 |  |  |  | 8.2772 | NEI 2019
Amelia | 56681_G_31 | 56681 | G | 31 |  | Landfill Gas | PJM_Dom | Virginia | Amelia | 0.3 | 2001 | 9999 |  |  |  | 8.2772 | NEI 2019
Amelia | 56681_G_32 | 56681 | G | 32 |  | Landfill Gas | PJM_Dom | Virginia | Amelia | 0.3 | 2001 | 9999 |  |  |  | 8.2772 | NEI 2019
Amelia | 56681_G_33 | 56681 | G | 33 |  | Landfill Gas | PJM_Dom | Virginia | Amelia | 0.3 | 2001 | 9999 |  |  |  | 8.2772 | NEI 2019
Amelia | 56681_G_34 | 56681 | G | 34 |  | Landfill Gas | PJM_Dom | Virginia | Amelia | 0.3 | 2001 | 9999 |  |  |  | 8.2772 | NEI 2019
Amelia | 56681_G_35 | 56681 | G | 35 |  | Landfill Gas | PJM_Dom | Virginia | Amelia | 0.3 | 2001 | 9999 |  |  |  | 8.2772 | NEI 2019
Amelia | 56681_G_36 | 56681 | G | 36 |  | Landfill Gas | PJM_Dom | Virginia | Amelia | 0.3 | 2001 | 9999 |  |  |  | 8.2772 | NEI 2019
Amelia | 56681_G_37 | 56681 | G | 37 |  | Landfill Gas | PJM_Dom | Virginia | Amelia | 0.3 | 2001 | 9999 |  |  |  | 8.2772 | NEI 2019
Amelia | 56681_G_38 | 56681 | G | 38 |  | Landfill Gas | PJM_Dom | Virginia | Amelia | 0.3 | 2001 | 9999 |  |  |  | 8.2772 | NEI 2019
Amelia | 56681_G_39 | 56681 | G | 39 |  | Landfill Gas | PJM_Dom | Virginia | Amelia | 0.3 | 2001 | 9999 |  |  |  | 8.2772 | NEI 2019
Amelia | 56681_G_4 | 56681 | G | 4 |  | Landfill Gas | PJM_Dom | Virginia | Amelia | 0.3 | 2001 | 9999 |  |  |  | 8.2772 | NEI 2019
Amelia | 56681_G_40 | 56681 | G | 40 |  | Landfill Gas | PJM_Dom | Virginia | Amelia | 0.3 | 2001 | 9999 |  |  |  | 8.2772 | NEI 2019
Amelia | 56681_G_41 | 56681 | G | 41 |  | Landfill Gas | PJM_Dom | Virginia | Amelia | 0.3 | 2001 | 9999 |  |  |  | 8.2772 | NEI 2019
Amelia | 56681_G_42 | 56681 | G | 42 |  | Landfill Gas | PJM_Dom | Virginia | Amelia | 0.3 | 2001 | 9999 |  |  |  | 8.2772 | NEI 2019
Amelia | 56681_G_43 | 56681 | G | 43 |  | Landfill Gas | PJM_Dom | Virginia | Amelia | 0.3 | 2001 | 9999 |  |  |  | 8.2772 | NEI 2019
Amelia | 56681_G_44 | 56681 | G | 44 |  | Landfill Gas | PJM_Dom | Virginia | Amelia | 0.3 | 2001 | 9999 |  |  |  | 8.2772 | NEI 2019
Amelia | 56681_G_45 | 56681 | G | 45 |  | Landfill Gas | PJM_Dom | Virginia | Amelia | 0.3 | 2001 | 9999 |  |  |  | 8.2772 | NEI 2019
Amelia | 56681_G_46 | 56681 | G | 46 |  | Landfill Gas | PJM_Dom | Virginia | Amelia | 0.3 | 2001 | 9999 |  |  |  | 8.2772 | NEI 2019
Amelia | 56681_G_47 | 56681 | G | 47 |  | Landfill Gas | PJM_Dom | Virginia | Amelia | 0.3 | 2001 | 9999 |  |  |  | 8.2772 | NEI 2019
Amelia | 56681_G_48 | 56681 | G | 48 |  | Landfill Gas | PJM_Dom | Virginia | Amelia | 0.3 | 2001 | 9999 |  |  |  | 8.2772 | NEI 2019
Amelia | 56681_G_5 | 56681 | G | 5 |  | Landfill Gas | PJM_Dom | Virginia | Amelia | 0.3 | 2001 | 9999 |  |  |  | 8.2772 | NEI 2019
Amelia | 56681_G_6 | 56681 | G | 6 |  | Landfill Gas | PJM_Dom | Virginia | Amelia | 0.3 | 2001 | 9999 |  |  |  | 8.2772 | NEI 2019
Amelia | 56681_G_7 | 56681 | G | 7 |  | Landfill Gas | PJM_Dom | Virginia | Amelia | 0.3 | 2001 | 9999 |  |  |  | 8.2772 | NEI 2019
Amelia | 56681_G_8 | 56681 | G | 8 |  | Landfill Gas | PJM_Dom | Virginia | Amelia | 0.3 | 2001 | 9999 |  |  |  | 8.2772 | NEI 2019
Amelia | 56681_G_9 | 56681 | G | 9 |  | Landfill Gas | PJM_Dom | Virginia | Amelia | 0.3 | 2001 | 9999 |  |  |  | 8.2772 | NEI 2019
Brunswick Landfill Gas | 56682_G_10 | 56682 | G | 10 |  | Landfill Gas | PJM_Dom | Virginia | Brunswick | 0.3 | 2007 | 9999 | 2019 | 175.4027 | 46454 | 7.5517 | NEI 2019
Brunswick Landfill Gas | 56682_G_11 | 56682 | G | 11 |  | Landfill Gas | PJM_Dom | Virginia | Brunswick | 0.3 | 2007 | 9999 |  |  |  | 7.5517 | NEI 2019
Brunswick Landfill Gas | 56682_G_12 | 56682 | G | 12 |  | Landfill Gas | PJM_Dom | Virginia | Brunswick | 0.3 | 2007 | 9999 |  |  |  | 7.5517 | NEI 2019
Brunswick Landfill Gas | 56682_G_13 | 56682 | G | 13 |  | Landfill Gas | PJM_Dom | Virginia | Brunswick | 0.3 | 2007 | 9999 |  |  |  | 7.5517 | NEI 2019
Brunswick Landfill Gas | 56682_G_14 | 56682 | G | 14 |  | Landfill Gas | PJM_Dom | Virginia | Brunswick | 0.3 | 2007 | 9999 |  |  |  | 7.5517 | NEI 2019
Brunswick Landfill Gas | 56682_G_15 | 56682 | G | 15 |  | Landfill Gas | PJM_Dom | Virginia | Brunswick | 0.3 | 2007 | 9999 |  |  |  | 7.5517 | NEI 2019
Brunswick Landfill Gas | 56682_G_16 | 56682 | G | 16 |  | Landfill Gas | PJM_Dom | Virginia | Brunswick | 0.3 | 2007 | 9999 |  |  |  | 7.5517 | NEI 2019
Brunswick Landfill Gas | 56682_G_17 | 56682 | G | 17 |  | Landfill Gas | PJM_Dom | Virginia | Brunswick | 0.3 | 2007 | 9999 |  |  |  | 7.5517 | NEI 2019
Brunswick Landfill Gas | 56682_G_18 | 56682 | G | 18 |  | Landfill Gas | PJM_Dom | Virginia | Brunswick | 0.3 | 2007 | 9999 |  |  |  | 7.5517 | NEI 2019
Brunswick Landfill Gas | 56682_G_19 | 56682 | G | 19 |  | Landfill Gas | PJM_Dom | Virginia | Brunswick | 0.3 | 2007 | 9999 |  |  |  | 7.5517 | NEI 2019
Brunswick Landfill Gas | 56682_G_2 | 56682 | G | 2 |  | Landfill Gas | PJM_Dom | Virginia | Brunswick | 0.3 | 2007 | 9999 |  |  |  | 7.5517 | NEI 2019
Brunswick Landfill Gas | 56682_G_20 | 56682 | G | 20 |  | Landfill Gas | PJM_Dom | Virginia | Brunswick | 0.3 | 2007 | 9999 |  |  |  | 7.5517 | NEI 2019
Brunswick Landfill Gas | 56682_G_21 | 56682 | G | 21 |  | Landfill Gas | PJM_Dom | Virginia | Brunswick | 0.3 | 2007 | 9999 |  |  |  | 7.5517 | NEI 2019
Brunswick Landfill Gas | 56682_G_22 | 56682 | G | 22 |  | Landfill Gas | PJM_Dom | Virginia | Brunswick | 0.3 | 2007 | 9999 |  |  |  | 7.5517 | NEI 2019
Brunswick Landfill Gas | 56682_G_23 | 56682 | G | 23 |  | Landfill Gas | PJM_Dom | Virginia | Brunswick | 0.3 | 2007 | 9999 |  |  |  | 7.5517 | NEI 2019
Brunswick Landfill Gas | 56682_G_24 | 56682 | G | 24 |  | Landfill Gas | PJM_Dom | Virginia | Brunswick | 0.3 | 2007 | 9999 |  |  |  | 7.5517 | NEI 2019
Brunswick Landfill Gas | 56682_G_25 | 56682 | G | 25 |  | Landfill Gas | PJM_Dom | Virginia | Brunswick | 0.3 | 2007 | 9999 |  |  |  | 7.5517 | NEI 2019
Brunswick Landfill Gas | 56682_G_26 | 56682 | G | 26 |  | Landfill Gas | PJM_Dom | Virginia | Brunswick | 0.3 | 2007 | 9999 |  |  |  | 7.5517 | NEI 2019
Brunswick Landfill Gas | 56682_G_27 | 56682 | G | 27 |  | Landfill Gas | PJM_Dom | Virginia | Brunswick | 0.3 | 2007 | 9999 |  |  |  | 7.5517 | NEI 2019
Brunswick Landfill Gas | 56682_G_28 | 56682 | G | 28 |  | Landfill Gas | PJM_Dom | Virginia | Brunswick | 0.3 | 2007 | 9999 |  |  |  | 7.5517 | NEI 2019
Brunswick Landfill Gas | 56682_G_29 | 56682 | G | 29 |  | Landfill Gas | PJM_Dom | Virginia | Brunswick | 0.3 | 2007 | 9999 |  |  |  | 7.5517 | NEI 2019
Brunswick Landfill Gas | 56682_G_3 | 56682 | G | 3 |  | Landfill Gas | PJM_Dom | Virginia | Brunswick | 0.3 | 2007 | 9999 |  |  |  | 7.5517 | NEI 2019
Brunswick Landfill Gas | 56682_G_30 | 56682 | G | 30 |  | Landfill Gas | PJM_Dom | Virginia | Brunswick | 0.3 | 2007 | 9999 |  |  |  | 7.5517 | NEI 2019
Brunswick Landfill Gas | 56682_G_31 | 56682 | G | 31 |  | Landfill Gas | PJM_Dom | Virginia | Brunswick | 0.3 | 2007 | 9999 |  |  |  | 7.5517 | NEI 2019
Brunswick Landfill Gas | 56682_G_32 | 56682 | G | 32 |  | Landfill Gas | PJM_Dom | Virginia | Brunswick | 0.3 | 2007 | 9999 |  |  |  | 7.5517 | NEI 2019
Brunswick Landfill Gas | 56682_G_33 | 56682 | G | 33 |  | Landfill Gas | PJM_Dom | Virginia | Brunswick | 0.3 | 2007 | 9999 |  |  |  | 7.5517 | NEI 2019
Brunswick Landfill Gas | 56682_G_34 | 56682 | G | 34 |  | Landfill Gas | PJM_Dom | Virginia | Brunswick | 0.3 | 2007 | 9999 |  |  |  | 7.5517 | NEI 2019
Brunswick Landfill Gas | 56682_G_35 | 56682 | G | 35 |  | Landfill Gas | PJM_Dom | Virginia | Brunswick | 0.3 | 2007 | 9999 |  |  |  | 7.5517 | NEI 2019
Brunswick Landfill Gas | 56682_G_36 | 56682 | G | 36 |  | Landfill Gas | PJM_Dom | Virginia | Brunswick | 0.3 | 2007 | 9999 |  |  |  | 7.5517 | NEI 2019
Brunswick Landfill Gas | 56682_G_4 | 56682 | G | 4 |  | Landfill Gas | PJM_Dom | Virginia | Brunswick | 0.3 | 2007 | 9999 |  |  |  | 7.5517 | NEI 2019
Brunswick Landfill Gas | 56682_G_5 | 56682 | G | 5 |  | Landfill Gas | PJM_Dom | Virginia | Brunswick | 0.3 | 2007 | 9999 |  |  |  | 7.5517 | NEI 2019
Brunswick Landfill Gas | 56682_G_6 | 56682 | G | 6 |  | Landfill Gas | PJM_Dom | Virginia | Brunswick | 0.3 | 2007 | 9999 |  |  |  | 7.5517 | NEI 2019
Brunswick Landfill Gas | 56682_G_7 | 56682 | G | 7 |  | Landfill Gas | PJM_Dom | Virginia | Brunswick | 0.3 | 2007 | 9999 |  |  |  | 7.5517 | NEI 2019
Brunswick Landfill Gas | 56682_G_8 | 56682 | G | 8 |  | Landfill Gas | PJM_Dom | Virginia | Brunswick | 0.3 | 2007 | 9999 |  |  |  | 7.5517 | NEI 2019
Brunswick Landfill Gas | 56682_G_9 | 56682 | G | 9 |  | Landfill Gas | PJM_Dom | Virginia | Brunswick | 0.3 | 2007 | 9999 |  |  |  | 7.5517 | NEI 2019
Charles City | 56683_G_1 | 56683 | G | 1 |  | Landfill Gas | PJM_Dom | Virginia | Charles City | 0.3 | 2003 | 9999 | 2019 | 213.8786 | 61290 | 6.9792 | NEI 2019
Charles City | 56683_G_10 | 56683 | G | 10 |  | Landfill Gas | PJM_Dom | Virginia | Charles City | 0.3 | 2003 | 9999 |  |  |  | 6.9792 | NEI 2019
Charles City | 56683_G_11 | 56683 | G | 11 |  | Landfill Gas | PJM_Dom | Virginia | Charles City | 0.3 | 2003 | 9999 |  |  |  | 6.9792 | NEI 2019
Charles City | 56683_G_12 | 56683 | G | 12 |  | Landfill Gas | PJM_Dom | Virginia | Charles City | 0.3 | 2003 | 9999 |  |  |  | 6.9792 | NEI 2019
Charles City | 56683_G_13 | 56683 | G | 13 |  | Landfill Gas | PJM_Dom | Virginia | Charles City | 0.3 | 2003 | 9999 |  |  |  | 6.9792 | NEI 2019
Charles City | 56683_G_14 | 56683 | G | 14 |  | Landfill Gas | PJM_Dom | Virginia | Charles City | 0.3 | 2003 | 9999 |  |  |  | 6.9792 | NEI 2019
Charles City | 56683_G_15 | 56683 | G | 15 |  | Landfill Gas | PJM_Dom | Virginia | Charles City | 0.3 | 2003 | 9999 |  |  |  | 6.9792 | NEI 2019
Charles City | 56683_G_16 | 56683 | G | 16 |  | Landfill Gas | PJM_Dom | Virginia | Charles City | 0.3 | 2003 | 9999 |  |  |  | 6.9792 | NEI 2019
Charles City | 56683_G_17 | 56683 | G | 17 |  | Landfill Gas | PJM_Dom | Virginia | Charles City | 0.3 | 2003 | 9999 |  |  |  | 6.9792 | NEI 2019
Charles City | 56683_G_18 | 56683 | G | 18 |  | Landfill Gas | PJM_Dom | Virginia | Charles City | 0.3 | 2003 | 9999 |  |  |  | 6.9792 | NEI 2019
Charles City | 56683_G_19 | 56683 | G | 19 |  | Landfill Gas | PJM_Dom | Virginia | Charles City | 0.3 | 2003 | 9999 |  |  |  | 6.9792 | NEI 2019
Charles City | 56683_G_2 | 56683 | G | 2 |  | Landfill Gas | PJM_Dom | Virginia | Charles City | 0.3 | 2003 | 9999 |  |  |  | 6.9792 | NEI 2019
Charles City | 56683_G_20 | 56683 | G | 20 |  | Landfill Gas | PJM_Dom | Virginia | Charles City | 0.3 | 2003 | 9999 |  |  |  | 6.9792 | NEI 2019
Charles City | 56683_G_21 | 56683 | G | 21 |  | Landfill Gas | PJM_Dom | Virginia | Charles City | 0.3 | 2003 | 9999 |  |  |  | 6.9792 | NEI 2019
Charles City | 56683_G_22 | 56683 | G | 22 |  | Landfill Gas | PJM_Dom | Virginia | Charles City | 0.3 | 2003 | 9999 |  |  |  | 6.9792 | NEI 2019
Charles City | 56683_G_23 | 56683 | G | 23 |  | Landfill Gas | PJM_Dom | Virginia | Charles City | 0.3 | 2003 | 9999 |  |  |  | 6.9792 | NEI 2019
Charles City | 56683_G_24 | 56683 | G | 24 |  | Landfill Gas | PJM_Dom | Virginia | Charles City | 0.3 | 2003 | 9999 |  |  |  | 6.9792 | NEI 2019
Charles City | 56683_G_25 | 56683 | G | 25 |  | Landfill Gas | PJM_Dom | Virginia | Charles City | 0.3 | 2003 | 9999 |  |  |  | 6.9792 | NEI 2019
Charles City | 56683_G_26 | 56683 | G | 26 |  | Landfill Gas | PJM_Dom | Virginia | Charles City | 0.3 | 2003 | 9999 |  |  |  | 6.9792 | NEI 2019
Charles City | 56683_G_27 | 56683 | G | 27 |  | Landfill Gas | PJM_Dom | Virginia | Charles City | 0.3 | 2003 | 9999 |  |  |  | 6.9792 | NEI 2019
Charles City | 56683_G_28 | 56683 | G | 28 |  | Landfill Gas | PJM_Dom | Virginia | Charles City | 0.3 | 2003 | 9999 |  |  |  | 6.9792 | NEI 2019
Charles City | 56683_G_29 | 56683 | G | 29 |  | Landfill Gas | PJM_Dom | Virginia | Charles City | 0.3 | 2003 | 9999 |  |  |  | 6.9792 | NEI 2019
Charles City | 56683_G_3 | 56683 | G | 3 |  | Landfill Gas | PJM_Dom | Virginia | Charles City | 0.3 | 2003 | 9999 |  |  |  | 6.9792 | NEI 2019
Charles City | 56683_G_30 | 56683 | G | 30 |  | Landfill Gas | PJM_Dom | Virginia | Charles City | 0.3 | 2003 | 9999 |  |  |  | 6.9792 | NEI 2019
Charles City | 56683_G_31 | 56683 | G | 31 |  | Landfill Gas | PJM_Dom | Virginia | Charles City | 0.3 | 2003 | 9999 |  |  |  | 6.9792 | NEI 2019
Charles City | 56683_G_32 | 56683 | G | 32 |  | Landfill Gas | PJM_Dom | Virginia | Charles City | 0.3 | 2003 | 9999 |  |  |  | 6.9792 | NEI 2019
Charles City | 56683_G_33 | 56683 | G | 33 |  | Landfill Gas | PJM_Dom | Virginia | Charles City | 0.3 | 2003 | 9999 |  |  |  | 6.9792 | NEI 2019
Charles City | 56683_G_34 | 56683 | G | 34 |  | Landfill Gas | PJM_Dom | Virginia | Charles City | 0.3 | 2003 | 9999 |  |  |  | 6.9792 | NEI 2019
Charles City | 56683_G_35 | 56683 | G | 35 |  | Landfill Gas | PJM_Dom | Virginia | Charles City | 0.3 | 2003 | 9999 |  |  |  | 6.9792 | NEI 2019
Charles City | 56683_G_36 | 56683 | G | 36 |  | Landfill Gas | PJM_Dom | Virginia | Charles City | 0.3 | 2003 | 9999 |  |  |  | 6.9792 | NEI 2019
Charles City | 56683_G_37 | 56683 | G | 37 |  | Landfill Gas | PJM_Dom | Virginia | Charles City | 0.3 | 2003 | 9999 |  |  |  | 6.9792 | NEI 2019
Charles City | 56683_G_38 | 56683 | G | 38 |  | Landfill Gas | PJM_Dom | Virginia | Charles City | 0.3 | 2003 | 9999 |  |  |  | 6.9792 | NEI 2019
Charles City | 56683_G_39 | 56683 | G | 39 |  | Landfill Gas | PJM_Dom | Virginia | Charles City | 0.3 | 2003 | 9999 |  |  |  | 6.9792 | NEI 2019
Charles City | 56683_G_4 | 56683 | G | 4 |  | Landfill Gas | PJM_Dom | Virginia | Charles City | 0.3 | 2003 | 9999 |  |  |  | 6.9792 | NEI 2019
Charles City | 56683_G_40 | 56683 | G | 40 |  | Landfill Gas | PJM_Dom | Virginia | Charles City | 0.3 | 2003 | 9999 |  |  |  | 6.9792 | NEI 2019
Charles City | 56683_G_41 | 56683 | G | 41 |  | Landfill Gas | PJM_Dom | Virginia | Charles City | 0.3 | 2003 | 9999 |  |  |  | 6.9792 | NEI 2019
Charles City | 56683_G_42 | 56683 | G | 42 |  | Landfill Gas | PJM_Dom | Virginia | Charles City | 0.3 | 2003 | 9999 |  |  |  | 6.9792 | NEI 2019
Charles City | 56683_G_43 | 56683 | G | 43 |  | Landfill Gas | PJM_Dom | Virginia | Charles City | 0.3 | 2003 | 9999 |  |  |  | 6.9792 | NEI 2019
Charles City | 56683_G_44 | 56683 | G | 44 |  | Landfill Gas | PJM_Dom | Virginia | Charles City | 0.3 | 2003 | 9999 |  |  |  | 6.9792 | NEI 2019
Charles City | 56683_G_45 | 56683 | G | 45 |  | Landfill Gas | PJM_Dom | Virginia | Charles City | 0.3 | 2003 | 9999 |  |  |  | 6.9792 | NEI 2019
Charles City | 56683_G_46 | 56683 | G | 46 |  | Landfill Gas | PJM_Dom | Virginia | Charles City | 0.3 | 2003 | 9999 |  |  |  | 6.9792 | NEI 2019
Charles City | 56683_G_47 | 56683 | G | 47 |  | Landfill Gas | PJM_Dom | Virginia | Charles City | 0.3 | 2003 | 9999 |  |  |  | 6.9792 | NEI 2019
Charles City | 56683_G_48 | 56683 | G | 48 |  | Landfill Gas | PJM_Dom | Virginia | Charles City | 0.3 | 2003 | 9999 |  |  |  | 6.9792 | NEI 2019
Charles City | 56683_G_5 | 56683 | G | 5 |  | Landfill Gas | PJM_Dom | Virginia | Charles City | 0.3 | 2003 | 9999 |  |  |  | 6.9792 | NEI 2019
Charles City | 56683_G_6 | 56683 | G | 6 |  | Landfill Gas | PJM_Dom | Virginia | Charles City | 0.3 | 2003 | 9999 |  |  |  | 6.9792 | NEI 2019
Charles City | 56683_G_7 | 56683 | G | 7 |  | Landfill Gas | PJM_Dom | Virginia | Charles City | 0.3 | 2003 | 9999 |  |  |  | 6.9792 | NEI 2019
Charles City | 56683_G_8 | 56683 | G | 8 |  | Landfill Gas | PJM_Dom | Virginia | Charles City | 0.3 | 2003 | 9999 |  |  |  | 6.9792 | NEI 2019
Charles City | 56683_G_9 | 56683 | G | 9 |  | Landfill Gas | PJM_Dom | Virginia | Charles City | 0.3 | 2003 | 9999 |  |  |  | 6.9792 | NEI 2019
Chesterfield Landfill Gas | 56684_G_1 | 56684 | G | 1 |  | Landfill Gas | PJM_Dom | Virginia | Chesterfield | 0.3 | 2004 | 9999 | 2019 | 195.481 | 56382 | 6.9342 | NEI 2019
Chesterfield Landfill Gas | 56684_G_10 | 56684 | G | 10 |  | Landfill Gas | PJM_Dom | Virginia | Chesterfield | 0.3 | 2004 | 9999 |  |  |  | 6.9342 | NEI 2019
Chesterfield Landfill Gas | 56684_G_11 | 56684 | G | 11 |  | Landfill Gas | PJM_Dom | Virginia | Chesterfield | 0.3 | 2004 | 9999 |  |  |  | 6.9342 | NEI 2019
Chesterfield Landfill Gas | 56684_G_12 | 56684 | G | 12 |  | Landfill Gas | PJM_Dom | Virginia | Chesterfield | 0.3 | 2004 | 9999 |  |  |  | 6.9342 | NEI 2019
Chesterfield Landfill Gas | 56684_G_13 | 56684 | G | 13 |  | Landfill Gas | PJM_Dom | Virginia | Chesterfield | 0.3 | 2004 | 9999 |  |  |  | 6.9342 | NEI 2019
Chesterfield Landfill Gas | 56684_G_14 | 56684 | G | 14 |  | Landfill Gas | PJM_Dom | Virginia | Chesterfield | 0.3 | 2004 | 9999 |  |  |  | 6.9342 | NEI 2019
Chesterfield Landfill Gas | 56684_G_15 | 56684 | G | 15 |  | Landfill Gas | PJM_Dom | Virginia | Chesterfield | 0.3 | 2004 | 9999 |  |  |  | 6.9342 | NEI 2019
Chesterfield Landfill Gas | 56684_G_16 | 56684 | G | 16 |  | Landfill Gas | PJM_Dom | Virginia | Chesterfield | 0.3 | 2004 | 9999 |  |  |  | 6.9342 | NEI 2019
Chesterfield Landfill Gas | 56684_G_17 | 56684 | G | 17 |  | Landfill Gas | PJM_Dom | Virginia | Chesterfield | 0.3 | 2004 | 9999 |  |  |  | 6.9342 | NEI 2019
Chesterfield Landfill Gas | 56684_G_18 | 56684 | G | 18 |  | Landfill Gas | PJM_Dom | Virginia | Chesterfield | 0.3 | 2004 | 9999 |  |  |  | 6.9342 | NEI 2019
Chesterfield Landfill Gas | 56684_G_19 | 56684 | G | 19 |  | Landfill Gas | PJM_Dom | Virginia | Chesterfield | 0.3 | 2004 | 9999 |  |  |  | 6.9342 | NEI 2019
Chesterfield Landfill Gas | 56684_G_2 | 56684 | G | 2 |  | Landfill Gas | PJM_Dom | Virginia | Chesterfield | 0.3 | 2004 | 9999 |  |  |  | 6.9342 | NEI 2019
Chesterfield Landfill Gas | 56684_G_20 | 56684 | G | 20 |  | Landfill Gas | PJM_Dom | Virginia | Chesterfield | 0.3 | 2004 | 9999 |  |  |  | 6.9342 | NEI 2019
Chesterfield Landfill Gas | 56684_G_21 | 56684 | G | 21 |  | Landfill Gas | PJM_Dom | Virginia | Chesterfield | 0.3 | 2004 | 9999 |  |  |  | 6.9342 | NEI 2019
Chesterfield Landfill Gas | 56684_G_22 | 56684 | G | 22 |  | Landfill Gas | PJM_Dom | Virginia | Chesterfield | 0.3 | 2004 | 9999 |  |  |  | 6.9342 | NEI 2019
Chesterfield Landfill Gas | 56684_G_23 | 56684 | G | 23 |  | Landfill Gas | PJM_Dom | Virginia | Chesterfield | 0.3 | 2004 | 9999 |  |  |  | 6.9342 | NEI 2019
Chesterfield Landfill Gas | 56684_G_24 | 56684 | G | 24 |  | Landfill Gas | PJM_Dom | Virginia | Chesterfield | 0.3 | 2004 | 9999 |  |  |  | 6.9342 | NEI 2019
Chesterfield Landfill Gas | 56684_G_25 | 56684 | G | 25 |  | Landfill Gas | PJM_Dom | Virginia | Chesterfield | 0.3 | 2004 | 9999 |  |  |  | 6.9342 | NEI 2019
Chesterfield Landfill Gas | 56684_G_26 | 56684 | G | 26 |  | Landfill Gas | PJM_Dom | Virginia | Chesterfield | 0.3 | 2004 | 9999 |  |  |  | 6.9342 | NEI 2019
Chesterfield Landfill Gas | 56684_G_27 | 56684 | G | 27 |  | Landfill Gas | PJM_Dom | Virginia | Chesterfield | 0.3 | 2004 | 9999 |  |  |  | 6.9342 | NEI 2019
Chesterfield Landfill Gas | 56684_G_28 | 56684 | G | 28 |  | Landfill Gas | PJM_Dom | Virginia | Chesterfield | 0.3 | 2004 | 9999 |  |  |  | 6.9342 | NEI 2019
Chesterfield Landfill Gas | 56684_G_29 | 56684 | G | 29 |  | Landfill Gas | PJM_Dom | Virginia | Chesterfield | 0.3 | 2004 | 9999 |  |  |  | 6.9342 | NEI 2019
Chesterfield Landfill Gas | 56684_G_3 | 56684 | G | 3 |  | Landfill Gas | PJM_Dom | Virginia | Chesterfield | 0.3 | 2004 | 9999 |  |  |  | 6.9342 | NEI 2019
Chesterfield Landfill Gas | 56684_G_30 | 56684 | G | 30 |  | Landfill Gas | PJM_Dom | Virginia | Chesterfield | 0.3 | 2004 | 9999 |  |  |  | 6.9342 | NEI 2019
Chesterfield Landfill Gas | 56684_G_31 | 56684 | G | 31 |  | Landfill Gas | PJM_Dom | Virginia | Chesterfield | 0.3 | 2004 | 9999 |  |  |  | 6.9342 | NEI 2019
Chesterfield Landfill Gas | 56684_G_32 | 56684 | G | 32 |  | Landfill Gas | PJM_Dom | Virginia | Chesterfield | 0.3 | 2004 | 9999 |  |  |  | 6.9342 | NEI 2019
Chesterfield Landfill Gas | 56684_G_33 | 56684 | G | 33 |  | Landfill Gas | PJM_Dom | Virginia | Chesterfield | 0.3 | 2004 | 9999 |  |  |  | 6.9342 | NEI 2019
Chesterfield Landfill Gas | 56684_G_34 | 56684 | G | 34 |  | Landfill Gas | PJM_Dom | Virginia | Chesterfield | 0.3 | 2004 | 9999 |  |  |  | 6.9342 | NEI 2019
Chesterfield Landfill Gas | 56684_G_35 | 56684 | G | 35 |  | Landfill Gas | PJM_Dom | Virginia | Chesterfield | 0.3 | 2004 | 9999 |  |  |  | 6.9342 | NEI 2019
Chesterfield Landfill Gas | 56684_G_36 | 56684 | G | 36 |  | Landfill Gas | PJM_Dom | Virginia | Chesterfield | 0.3 | 2004 | 9999 |  |  |  | 6.9342 | NEI 2019
Chesterfield Landfill Gas | 56684_G_37 | 56684 | G | 37 |  | Landfill Gas | PJM_Dom | Virginia | Chesterfield | 0.3 | 2004 | 9999 |  |  |  | 6.9342 | NEI 2019
Chesterfield Landfill Gas | 56684_G_38 | 56684 | G | 38 |  | Landfill Gas | PJM_Dom | Virginia | Chesterfield | 0.3 | 2004 | 9999 |  |  |  | 6.9342 | NEI 2019
Chesterfield Landfill Gas | 56684_G_39 | 56684 | G | 39 |  | Landfill Gas | PJM_Dom | Virginia | Chesterfield | 0.3 | 2004 | 9999 |  |  |  | 6.9342 | NEI 2019
Chesterfield Landfill Gas | 56684_G_4 | 56684 | G | 4 |  | Landfill Gas | PJM_Dom | Virginia | Chesterfield | 0.3 | 2004 | 9999 |  |  |  | 6.9342 | NEI 2019
Chesterfield Landfill Gas | 56684_G_40 | 56684 | G | 40 |  | Landfill Gas | PJM_Dom | Virginia | Chesterfield | 0.3 | 2004 | 9999 |  |  |  | 6.9342 | NEI 2019
Chesterfield Landfill Gas | 56684_G_41 | 56684 | G | 41 |  | Landfill Gas | PJM_Dom | Virginia | Chesterfield | 0.3 | 2004 | 9999 |  |  |  | 6.9342 | NEI 2019
Chesterfield Landfill Gas | 56684_G_42 | 56684 | G | 42 |  | Landfill Gas | PJM_Dom | Virginia | Chesterfield | 0.3 | 2004 | 9999 |  |  |  | 6.9342 | NEI 2019
Chesterfield Landfill Gas | 56684_G_43 | 56684 | G | 43 |  | Landfill Gas | PJM_Dom | Virginia | Chesterfield | 0.3 | 2004 | 9999 |  |  |  | 6.9342 | NEI 2019
Chesterfield Landfill Gas | 56684_G_44 | 56684 | G | 44 |  | Landfill Gas | PJM_Dom | Virginia | Chesterfield | 0.3 | 2004 | 9999 |  |  |  | 6.9342 | NEI 2019
Chesterfield Landfill Gas | 56684_G_45 | 56684 | G | 45 |  | Landfill Gas | PJM_Dom | Virginia | Chesterfield | 0.3 | 2004 | 9999 |  |  |  | 6.9342 | NEI 2019
Chesterfield Landfill Gas | 56684_G_46 | 56684 | G | 46 |  | Landfill Gas | PJM_Dom | Virginia | Chesterfield | 0.3 | 2004 | 9999 |  |  |  | 6.9342 | NEI 2019
Chesterfield Landfill Gas | 56684_G_47 | 56684 | G | 47 |  | Landfill Gas | PJM_Dom | Virginia | Chesterfield | 0.3 | 2004 | 9999 |  |  |  | 6.9342 | NEI 2019
Chesterfield Landfill Gas | 56684_G_48 | 56684 | G | 48 |  | Landfill Gas | PJM_Dom | Virginia | Chesterfield | 0.3 | 2004 | 9999 |  |  |  | 6.9342 | NEI 2019
Chesterfield Landfill Gas | 56684_G_5 | 56684 | G | 5 |  | Landfill Gas | PJM_Dom | Virginia | Chesterfield | 0.3 | 2004 | 9999 |  |  |  | 6.9342 | NEI 2019
Chesterfield Landfill Gas | 56684_G_6 | 56684 | G | 6 |  | Landfill Gas | PJM_Dom | Virginia | Chesterfield | 0.3 | 2004 | 9999 |  |  |  | 6.9342 | NEI 2019
Chesterfield Landfill Gas | 56684_G_7 | 56684 | G | 7 |  | Landfill Gas | PJM_Dom | Virginia | Chesterfield | 0.3 | 2004 | 9999 |  |  |  | 6.9342 | NEI 2019
Chesterfield Landfill Gas | 56684_G_8 | 56684 | G | 8 |  | Landfill Gas | PJM_Dom | Virginia | Chesterfield | 0.3 | 2004 | 9999 |  |  |  | 6.9342 | NEI 2019
Chesterfield Landfill Gas | 56684_G_9 | 56684 | G | 9 |  | Landfill Gas | PJM_Dom | Virginia | Chesterfield | 0.3 | 2004 | 9999 |  |  |  | 6.9342 | NEI 2019
King & Queen | 56686_G_1 | 56686 | G | 1 |  | Landfill Gas | PJM_Dom | Virginia | King and Queen | 0.3 | 2008 | 9999 | 2017 | 170.2598 | 64400 | 5.2876 | NEI 2019
King & Queen | 56686_G_10 | 56686 | G | 10 |  | Landfill Gas | PJM_Dom | Virginia | King and Queen | 0.3 | 2008 | 9999 |  |  |  | 5.2876 | NEI 2019
King & Queen | 56686_G_11 | 56686 | G | 11 |  | Landfill Gas | PJM_Dom | Virginia | King and Queen | 0.3 | 2008 | 9999 |  |  |  | 5.2876 | NEI 2019
King & Queen | 56686_G_12 | 56686 | G | 12 |  | Landfill Gas | PJM_Dom | Virginia | King and Queen | 0.3 | 2008 | 9999 |  |  |  | 5.2876 | NEI 2019
King & Queen | 56686_G_13 | 56686 | G | 13 |  | Landfill Gas | PJM_Dom | Virginia | King and Queen | 0.3 | 2008 | 9999 |  |  |  | 5.2876 | NEI 2019
King & Queen | 56686_G_14 | 56686 | G | 14 |  | Landfill Gas | PJM_Dom | Virginia | King and Queen | 0.3 | 2008 | 9999 |  |  |  | 5.2876 | NEI 2019
King & Queen | 56686_G_15 | 56686 | G | 15 |  | Landfill Gas | PJM_Dom | Virginia | King and Queen | 0.3 | 2008 | 9999 |  |  |  | 5.2876 | NEI 2019
King & Queen | 56686_G_16 | 56686 | G | 16 |  | Landfill Gas | PJM_Dom | Virginia | King and Queen | 0.3 | 2008 | 9999 |  |  |  | 5.2876 | NEI 2019
King & Queen | 56686_G_17 | 56686 | G | 17 |  | Landfill Gas | PJM_Dom | Virginia | King and Queen | 0.3 | 2008 | 9999 |  |  |  | 5.2876 | NEI 2019
King & Queen | 56686_G_18 | 56686 | G | 18 |  | Landfill Gas | PJM_Dom | Virginia | King and Queen | 0.3 | 2008 | 9999 |  |  |  | 5.2876 | NEI 2019
King & Queen | 56686_G_19 | 56686 | G | 19 |  | Landfill Gas | PJM_Dom | Virginia | King and Queen | 0.3 | 2008 | 9999 |  |  |  | 5.2876 | NEI 2019
King & Queen | 56686_G_2 | 56686 | G | 2 |  | Landfill Gas | PJM_Dom | Virginia | King and Queen | 0.3 | 2008 | 9999 |  |  |  | 5.2876 | NEI 2019
King & Queen | 56686_G_20 | 56686 | G | 20 |  | Landfill Gas | PJM_Dom | Virginia | King and Queen | 0.3 | 2008 | 9999 |  |  |  | 5.2876 | NEI 2019
King & Queen | 56686_G_21 | 56686 | G | 21 |  | Landfill Gas | PJM_Dom | Virginia | King and Queen | 0.3 | 2008 | 9999 |  |  |  | 5.2876 | NEI 2019
King & Queen | 56686_G_22 | 56686 | G | 22 |  | Landfill Gas | PJM_Dom | Virginia | King and Queen | 0.3 | 2008 | 9999 |  |  |  | 5.2876 | NEI 2019
King & Queen | 56686_G_23 | 56686 | G | 23 |  | Landfill Gas | PJM_Dom | Virginia | King and Queen | 0.3 | 2008 | 9999 |  |  |  | 5.2876 | NEI 2019
King & Queen | 56686_G_24 | 56686 | G | 24 |  | Landfill Gas | PJM_Dom | Virginia | King and Queen | 0.3 | 2008 | 9999 |  |  |  | 5.2876 | NEI 2019
King & Queen | 56686_G_25 | 56686 | G | 25 |  | Landfill Gas | PJM_Dom | Virginia | King and Queen | 0.3 | 2008 | 9999 |  |  |  | 5.2876 | NEI 2019
King & Queen | 56686_G_26 | 56686 | G | 26 |  | Landfill Gas | PJM_Dom | Virginia | King and Queen | 0.3 | 2008 | 9999 |  |  |  | 5.2876 | NEI 2019
King & Queen | 56686_G_27 | 56686 | G | 27 |  | Landfill Gas | PJM_Dom | Virginia | King and Queen | 0.3 | 2008 | 9999 |  |  |  | 5.2876 | NEI 2019
King & Queen | 56686_G_28 | 56686 | G | 28 |  | Landfill Gas | PJM_Dom | Virginia | King and Queen | 0.3 | 2008 | 9999 |  |  |  | 5.2876 | NEI 2019
King & Queen | 56686_G_29 | 56686 | G | 29 |  | Landfill Gas | PJM_Dom | Virginia | King and Queen | 0.3 | 2008 | 9999 |  |  |  | 5.2876 | NEI 2019
King & Queen | 56686_G_3 | 56686 | G | 3 |  | Landfill Gas | PJM_Dom | Virginia | King and Queen | 0.3 | 2008 | 9999 |  |  |  | 5.2876 | NEI 2019
King & Queen | 56686_G_30 | 56686 | G | 30 |  | Landfill Gas | PJM_Dom | Virginia | King and Queen | 0.3 | 2008 | 9999 |  |  |  | 5.2876 | NEI 2019
King & Queen | 56686_G_31 | 56686 | G | 31 |  | Landfill Gas | PJM_Dom | Virginia | King and Queen | 0.3 | 2008 | 9999 |  |  |  | 5.2876 | NEI 2019
King & Queen | 56686_G_32 | 56686 | G | 32 |  | Landfill Gas | PJM_Dom | Virginia | King and Queen | 0.3 | 2008 | 9999 |  |  |  | 5.2876 | NEI 2019
King & Queen | 56686_G_33 | 56686 | G | 33 |  | Landfill Gas | PJM_Dom | Virginia | King and Queen | 0.3 | 2008 | 9999 |  |  |  | 5.2876 | NEI 2019
King & Queen | 56686_G_34 | 56686 | G | 34 |  | Landfill Gas | PJM_Dom | Virginia | King and Queen | 0.3 | 2008 | 9999 |  |  |  | 5.2876 | NEI 2019
King & Queen | 56686_G_35 | 56686 | G | 35 |  | Landfill Gas | PJM_Dom | Virginia | King and Queen | 0.3 | 2008 | 9999 |  |  |  | 5.2876 | NEI 2019
King & Queen | 56686_G_36 | 56686 | G | 36 |  | Landfill Gas | PJM_Dom | Virginia | King and Queen | 0.3 | 2008 | 9999 |  |  |  | 5.2876 | NEI 2019
King & Queen | 56686_G_4 | 56686 | G | 4 |  | Landfill Gas | PJM_Dom | Virginia | King and Queen | 0.3 | 2008 | 9999 |  |  |  | 5.2876 | NEI 2019
King & Queen | 56686_G_5 | 56686 | G | 5 |  | Landfill Gas | PJM_Dom | Virginia | King and Queen | 0.3 | 2008 | 9999 |  |  |  | 5.2876 | NEI 2019
King & Queen | 56686_G_6 | 56686 | G | 6 |  | Landfill Gas | PJM_Dom | Virginia | King and Queen | 0.3 | 2008 | 9999 |  |  |  | 5.2876 | NEI 2019
King & Queen | 56686_G_7 | 56686 | G | 7 |  | Landfill Gas | PJM_Dom | Virginia | King and Queen | 0.3 | 2008 | 9999 |  |  |  | 5.2876 | NEI 2019
King & Queen | 56686_G_8 | 56686 | G | 8 |  | Landfill Gas | PJM_Dom | Virginia | King and Queen | 0.3 | 2008 | 9999 |  |  |  | 5.2876 | NEI 2019
King & Queen | 56686_G_9 | 56686 | G | 9 |  | Landfill Gas | PJM_Dom | Virginia | King and Queen | 0.3 | 2008 | 9999 |  |  |  | 5.2876 | NEI 2019
Mountain View | 56687_G_1 | 56687 | G | 1 |  | Landfill Gas | PJM_AP | Pennsylvania | Franklin | 0.3 | 2003 | 9999 |  |  |  | 8.0181 | Default Emission Factor
Mountain View | 56687_G_10 | 56687 | G | 10 |  | Landfill Gas | PJM_AP | Pennsylvania | Franklin | 0.3 | 2003 | 9999 |  |  |  | 8.0181 | Default Emission Factor
Mountain View | 56687_G_11 | 56687 | G | 11 |  | Landfill Gas | PJM_AP | Pennsylvania | Franklin | 0.3 | 2003 | 9999 |  |  |  | 8.0181 | Default Emission Factor
Mountain View | 56687_G_12 | 56687 | G | 12 |  | Landfill Gas | PJM_AP | Pennsylvania | Franklin | 0.3 | 2003 | 9999 |  |  |  | 8.0181 | Default Emission Factor
Mountain View | 56687_G_13 | 56687 | G | 13 |  | Landfill Gas | PJM_AP | Pennsylvania | Franklin | 0.3 | 2003 | 9999 |  |  |  | 8.0181 | Default Emission Factor
Mountain View | 56687_G_14 | 56687 | G | 14 |  | Landfill Gas | PJM_AP | Pennsylvania | Franklin | 0.3 | 2003 | 9999 |  |  |  | 8.0181 | Default Emission Factor
Mountain View | 56687_G_15 | 56687 | G | 15 |  | Landfill Gas | PJM_AP | Pennsylvania | Franklin | 0.3 | 2003 | 9999 |  |  |  | 8.0181 | Default Emission Factor
Mountain View | 56687_G_16 | 56687 | G | 16 |  | Landfill Gas | PJM_AP | Pennsylvania | Franklin | 0.3 | 2003 | 9999 |  |  |  | 8.0181 | Default Emission Factor
Mountain View | 56687_G_17 | 56687 | G | 17 |  | Landfill Gas | PJM_AP | Pennsylvania | Franklin | 0.3 | 2003 | 9999 |  |  |  | 8.0181 | Default Emission Factor
Mountain View | 56687_G_18 | 56687 | G | 18 |  | Landfill Gas | PJM_AP | Pennsylvania | Franklin | 0.3 | 2003 | 9999 |  |  |  | 8.0181 | Default Emission Factor
Mountain View | 56687_G_19 | 56687 | G | 19 |  | Landfill Gas | PJM_AP | Pennsylvania | Franklin | 0.3 | 2003 | 9999 |  |  |  | 8.0181 | Default Emission Factor
Mountain View | 56687_G_2 | 56687 | G | 2 |  | Landfill Gas | PJM_AP | Pennsylvania | Franklin | 0.3 | 2003 | 9999 |  |  |  | 8.0181 | Default Emission Factor
Mountain View | 56687_G_20 | 56687 | G | 20 |  | Landfill Gas | PJM_AP | Pennsylvania | Franklin | 0.3 | 2003 | 9999 |  |  |  | 8.0181 | Default Emission Factor
Mountain View | 56687_G_21 | 56687 | G | 21 |  | Landfill Gas | PJM_AP | Pennsylvania | Franklin | 0.3 | 2003 | 9999 |  |  |  | 8.0181 | Default Emission Factor
Mountain View | 56687_G_22 | 56687 | G | 22 |  | Landfill Gas | PJM_AP | Pennsylvania | Franklin | 0.3 | 2003 | 9999 |  |  |  | 8.0181 | Default Emission Factor
Mountain View | 56687_G_23 | 56687 | G | 23 |  | Landfill Gas | PJM_AP | Pennsylvania | Franklin | 0.3 | 2003 | 9999 |  |  |  | 8.0181 | Default Emission Factor
Mountain View | 56687_G_24 | 56687 | G | 24 |  | Landfill Gas | PJM_AP | Pennsylvania | Franklin | 0.3 | 2003 | 9999 |  |  |  | 8.0181 | Default Emission Factor
Mountain View | 56687_G_25 | 56687 | G | 25 |  | Landfill Gas | PJM_AP | Pennsylvania | Franklin | 0.3 | 2003 | 9999 |  |  |  | 8.0181 | Default Emission Factor
Mountain View | 56687_G_26 | 56687 | G | 26 |  | Landfill Gas | PJM_AP | Pennsylvania | Franklin | 0.3 | 2003 | 9999 |  |  |  | 8.0181 | Default Emission Factor
Mountain View | 56687_G_27 | 56687 | G | 27 |  | Landfill Gas | PJM_AP | Pennsylvania | Franklin | 0.3 | 2003 | 9999 |  |  |  | 8.0181 | Default Emission Factor
Mountain View | 56687_G_28 | 56687 | G | 28 |  | Landfill Gas | PJM_AP | Pennsylvania | Franklin | 0.3 | 2003 | 9999 |  |  |  | 8.0181 | Default Emission Factor
Mountain View | 56687_G_29 | 56687 | G | 29 |  | Landfill Gas | PJM_AP | Pennsylvania | Franklin | 0.3 | 2003 | 9999 |  |  |  | 8.0181 | Default Emission Factor
Mountain View | 56687_G_3 | 56687 | G | 3 |  | Landfill Gas | PJM_AP | Pennsylvania | Franklin | 0.3 | 2003 | 9999 |  |  |  | 8.0181 | Default Emission Factor
Mountain View | 56687_G_30 | 56687 | G | 30 |  | Landfill Gas | PJM_AP | Pennsylvania | Franklin | 0.3 | 2003 | 9999 |  |  |  | 8.0181 | Default Emission Factor
Mountain View | 56687_G_31 | 56687 | G | 31 |  | Landfill Gas | PJM_AP | Pennsylvania | Franklin | 0.3 | 2003 | 9999 |  |  |  | 8.0181 | Default Emission Factor
Mountain View | 56687_G_32 | 56687 | G | 32 |  | Landfill Gas | PJM_AP | Pennsylvania | Franklin | 0.3 | 2003 | 9999 |  |  |  | 8.0181 | Default Emission Factor
Mountain View | 56687_G_33 | 56687 | G | 33 |  | Landfill Gas | PJM_AP | Pennsylvania | Franklin | 0.3 | 2003 | 9999 |  |  |  | 8.0181 | Default Emission Factor
Mountain View | 56687_G_34 | 56687 | G | 34 |  | Landfill Gas | PJM_AP | Pennsylvania | Franklin | 0.3 | 2003 | 9999 |  |  |  | 8.0181 | Default Emission Factor
Mountain View | 56687_G_35 | 56687 | G | 35 |  | Landfill Gas | PJM_AP | Pennsylvania | Franklin | 0.3 | 2003 | 9999 |  |  |  | 8.0181 | Default Emission Factor
Mountain View | 56687_G_36 | 56687 | G | 36 |  | Landfill Gas | PJM_AP | Pennsylvania | Franklin | 0.3 | 2003 | 9999 |  |  |  | 8.0181 | Default Emission Factor
Mountain View | 56687_G_37 | 56687 | G | 37 |  | Landfill Gas | PJM_AP | Pennsylvania | Franklin | 0.3 | 2003 | 9999 |  |  |  | 8.0181 | Default Emission Factor
Mountain View | 56687_G_38 | 56687 | G | 38 |  | Landfill Gas | PJM_AP | Pennsylvania | Franklin | 0.3 | 2003 | 9999 |  |  |  | 8.0181 | Default Emission Factor
Mountain View | 56687_G_39 | 56687 | G | 39 |  | Landfill Gas | PJM_AP | Pennsylvania | Franklin | 0.3 | 2003 | 9999 |  |  |  | 8.0181 | Default Emission Factor
Mountain View | 56687_G_4 | 56687 | G | 4 |  | Landfill Gas | PJM_AP | Pennsylvania | Franklin | 0.3 | 2003 | 9999 |  |  |  | 8.0181 | Default Emission Factor
Mountain View | 56687_G_40 | 56687 | G | 40 |  | Landfill Gas | PJM_AP | Pennsylvania | Franklin | 0.3 | 2003 | 9999 |  |  |  | 8.0181 | Default Emission Factor
Mountain View | 56687_G_41 | 56687 | G | 41 |  | Landfill Gas | PJM_AP | Pennsylvania | Franklin | 0.3 | 2003 | 9999 |  |  |  | 8.0181 | Default Emission Factor
Mountain View | 56687_G_42 | 56687 | G | 42 |  | Landfill Gas | PJM_AP | Pennsylvania | Franklin | 0.3 | 2003 | 9999 |  |  |  | 8.0181 | Default Emission Factor
Mountain View | 56687_G_43 | 56687 | G | 43 |  | Landfill Gas | PJM_AP | Pennsylvania | Franklin | 0.3 | 2003 | 9999 |  |  |  | 8.0181 | Default Emission Factor
Mountain View | 56687_G_44 | 56687 | G | 44 |  | Landfill Gas | PJM_AP | Pennsylvania | Franklin | 0.3 | 2003 | 9999 |  |  |  | 8.0181 | Default Emission Factor
Mountain View | 56687_G_45 | 56687 | G | 45 |  | Landfill Gas | PJM_AP | Pennsylvania | Franklin | 0.3 | 2003 | 9999 |  |  |  | 8.0181 | Default Emission Factor
Mountain View | 56687_G_46 | 56687 | G | 46 |  | Landfill Gas | PJM_AP | Pennsylvania | Franklin | 0.3 | 2003 | 9999 |  |  |  | 8.0181 | Default Emission Factor
Mountain View | 56687_G_47 | 56687 | G | 47 |  | Landfill Gas | PJM_AP | Pennsylvania | Franklin | 0.3 | 2003 | 9999 |  |  |  | 8.0181 | Default Emission Factor
Mountain View | 56687_G_48 | 56687 | G | 48 |  | Landfill Gas | PJM_AP | Pennsylvania | Franklin | 0.3 | 2003 | 9999 |  |  |  | 8.0181 | Default Emission Factor
Mountain View | 56687_G_5 | 56687 | G | 5 |  | Landfill Gas | PJM_AP | Pennsylvania | Franklin | 0.3 | 2003 | 9999 |  |  |  | 8.0181 | Default Emission Factor
Mountain View | 56687_G_6 | 56687 | G | 6 |  | Landfill Gas | PJM_AP | Pennsylvania | Franklin | 0.3 | 2003 | 9999 |  |  |  | 8.0181 | Default Emission Factor
Mountain View | 56687_G_7 | 56687 | G | 7 |  | Landfill Gas | PJM_AP | Pennsylvania | Franklin | 0.3 | 2003 | 9999 |  |  |  | 8.0181 | Default Emission Factor
Mountain View | 56687_G_8 | 56687 | G | 8 |  | Landfill Gas | PJM_AP | Pennsylvania | Franklin | 0.3 | 2003 | 9999 |  |  |  | 8.0181 | Default Emission Factor
Mountain View | 56687_G_9 | 56687 | G | 9 |  | Landfill Gas | PJM_AP | Pennsylvania | Franklin | 0.3 | 2003 | 9999 |  |  |  | 8.0181 | Default Emission Factor
New Bern | 56688_G_1 | 56688 | G | 1 |  | Landfill Gas | S_VACA | North Carolina | Craven | 0.3 | 2007 | 9999 | 2018 | 6.8806 | 1275.8333 | 10.786 | North Carolina State Emissions Inventory
New Bern | 56688_G_10 | 56688 | G | 10 |  | Landfill Gas | S_VACA | North Carolina | Craven | 0.3 | 2007 | 9999 | 2018 | 6.8806 | 1275.8333 | 10.786 | North Carolina State Emissions Inventory
New Bern | 56688_G_11 | 56688 | G | 11 |  | Landfill Gas | S_VACA | North Carolina | Craven | 0.3 | 2007 | 9999 | 2018 | 6.8806 | 1275.8333 | 10.786 | North Carolina State Emissions Inventory
New Bern | 56688_G_12 | 56688 | G | 12 |  | Landfill Gas | S_VACA | North Carolina | Craven | 0.3 | 2007 | 9999 | 2018 | 6.8806 | 1275.8333 | 10.786 | North Carolina State Emissions Inventory
New Bern | 56688_G_13 | 56688 | G | 13 |  | Landfill Gas | S_VACA | North Carolina | Craven | 0.3 | 2011 | 9999 | 2018 | 6.8806 | 1275.8333 | 10.786 | North Carolina State Emissions Inventory
New Bern | 56688_G_14 | 56688 | G | 14 |  | Landfill Gas | S_VACA | North Carolina | Craven | 0.3 | 2011 | 9999 | 2018 | 6.8806 | 1275.8333 | 10.786 | North Carolina State Emissions Inventory
New Bern | 56688_G_15 | 56688 | G | 15 |  | Landfill Gas | S_VACA | North Carolina | Craven | 0.3 | 2011 | 9999 | 2018 | 6.8806 | 1275.8333 | 10.786 | North Carolina State Emissions Inventory
New Bern | 56688_G_16 | 56688 | G | 16 |  | Landfill Gas | S_VACA | North Carolina | Craven | 0.3 | 2011 | 9999 | 2018 | 6.8806 | 1275.8333 | 10.786 | North Carolina State Emissions Inventory
New Bern | 56688_G_17 | 56688 | G | 17 |  | Landfill Gas | S_VACA | North Carolina | Craven | 0.3 | 2011 | 9999 | 2018 | 6.8806 | 1275.8333 | 10.786 | North Carolina State Emissions Inventory
New Bern | 56688_G_18 | 56688 | G | 18 |  | Landfill Gas | S_VACA | North Carolina | Craven | 0.3 | 2011 | 9999 | 2018 | 6.8806 | 1275.8333 | 10.786 | North Carolina State Emissions Inventory
New Bern | 56688_G_2 | 56688 | G | 2 |  | Landfill Gas | S_VACA | North Carolina | Craven | 0.3 | 2007 | 9999 | 2018 | 6.8806 | 1275.8333 | 10.786 | North Carolina State Emissions Inventory
New Bern | 56688_G_3 | 56688 | G | 3 |  | Landfill Gas | S_VACA | North Carolina | Craven | 0.3 | 2007 | 9999 | 2018 | 6.8806 | 1275.8333 | 10.786 | North Carolina State Emissions Inventory
New Bern | 56688_G_4 | 56688 | G | 4 |  | Landfill Gas | S_VACA | North Carolina | Craven | 0.3 | 2007 | 9999 | 2018 | 6.8806 | 1275.8333 | 10.786 | North Carolina State Emissions Inventory
New Bern | 56688_G_5 | 56688 | G | 5 |  | Landfill Gas | S_VACA | North Carolina | Craven | 0.3 | 2007 | 9999 | 2018 | 6.8806 | 1275.8333 | 10.786 | North Carolina State Emissions Inventory
New Bern | 56688_G_6 | 56688 | G | 6 |  | Landfill Gas | S_VACA | North Carolina | Craven | 0.3 | 2007 | 9999 | 2018 | 6.8806 | 1275.8333 | 10.786 | North Carolina State Emissions Inventory
New Bern | 56688_G_7 | 56688 | G | 7 |  | Landfill Gas | S_VACA | North Carolina | Craven | 0.3 | 2007 | 9999 | 2018 | 6.8806 | 1275.8333 | 10.786 | North Carolina State Emissions Inventory
New Bern | 56688_G_8 | 56688 | G | 8 |  | Landfill Gas | S_VACA | North Carolina | Craven | 0.3 | 2007 | 9999 | 2018 | 6.8806 | 1275.8333 | 10.786 | North Carolina State Emissions Inventory
New Bern | 56688_G_9 | 56688 | G | 9 |  | Landfill Gas | S_VACA | North Carolina | Craven | 0.3 | 2007 | 9999 | 2018 | 6.8806 | 1275.8333 | 10.786 | North Carolina State Emissions Inventory
Pine Grove | 56690_G_1 | 56690 | G | 1 |  | Landfill Gas | PJM_WMAC | Pennsylvania | Schuylkill | 0.3 | 2008 | 9999 |  |  |  | 8.0181 | Default Emission Factor
Pine Grove | 56690_G_10 | 56690 | G | 10 |  | Landfill Gas | PJM_WMAC | Pennsylvania | Schuylkill | 0.3 | 2008 | 9999 |  |  |  | 8.0181 | Default Emission Factor
Pine Grove | 56690_G_11 | 56690 | G | 11 |  | Landfill Gas | PJM_WMAC | Pennsylvania | Schuylkill | 0.3 | 2008 | 9999 |  |  |  | 8.0181 | Default Emission Factor
Pine Grove | 56690_G_12 | 56690 | G | 12 |  | Landfill Gas | PJM_WMAC | Pennsylvania | Schuylkill | 0.3 | 2008 | 9999 |  |  |  | 8.0181 | Default Emission Factor
Pine Grove | 56690_G_13 | 56690 | G | 13 |  | Landfill Gas | PJM_WMAC | Pennsylvania | Schuylkill | 0.3 | 2008 | 9999 |  |  |  | 8.0181 | Default Emission Factor
Pine Grove | 56690_G_14 | 56690 | G | 14 |  | Landfill Gas | PJM_WMAC | Pennsylvania | Schuylkill | 0.3 | 2008 | 9999 |  |  |  | 8.0181 | Default Emission Factor
Pine Grove | 56690_G_15 | 56690 | G | 15 |  | Landfill Gas | PJM_WMAC | Pennsylvania | Schuylkill | 0.3 | 2008 | 9999 |  |  |  | 8.0181 | Default Emission Factor
Pine Grove | 56690_G_16 | 56690 | G | 16 |  | Landfill Gas | PJM_WMAC | Pennsylvania | Schuylkill | 0.3 | 2008 | 9999 |  |  |  | 8.0181 | Default Emission Factor
Pine Grove | 56690_G_17 | 56690 | G | 17 |  | Landfill Gas | PJM_WMAC | Pennsylvania | Schuylkill | 0.3 | 2008 | 9999 |  |  |  | 8.0181 | Default Emission Factor
Pine Grove | 56690_G_18 | 56690 | G | 18 |  | Landfill Gas | PJM_WMAC | Pennsylvania | Schuylkill | 0.3 | 2008 | 9999 |  |  |  | 8.0181 | Default Emission Factor
Pine Grove | 56690_G_2 | 56690 | G | 2 |  | Landfill Gas | PJM_WMAC | Pennsylvania | Schuylkill | 0.3 | 2008 | 9999 |  |  |  | 8.0181 | Default Emission Factor
Pine Grove | 56690_G_3 | 56690 | G | 3 |  | Landfill Gas | PJM_WMAC | Pennsylvania | Schuylkill | 0.3 | 2008 | 9999 |  |  |  | 8.0181 | Default Emission Factor
Pine Grove | 56690_G_4 | 56690 | G | 4 |  | Landfill Gas | PJM_WMAC | Pennsylvania | Schuylkill | 0.3 | 2008 | 9999 |  |  |  | 8.0181 | Default Emission Factor
Pine Grove | 56690_G_5 | 56690 | G | 5 |  | Landfill Gas | PJM_WMAC | Pennsylvania | Schuylkill | 0.3 | 2008 | 9999 |  |  |  | 8.0181 | Default Emission Factor
Pine Grove | 56690_G_6 | 56690 | G | 6 |  | Landfill Gas | PJM_WMAC | Pennsylvania | Schuylkill | 0.3 | 2008 | 9999 |  |  |  | 8.0181 | Default Emission Factor
Pine Grove | 56690_G_7 | 56690 | G | 7 |  | Landfill Gas | PJM_WMAC | Pennsylvania | Schuylkill | 0.3 | 2008 | 9999 |  |  |  | 8.0181 | Default Emission Factor
Pine Grove | 56690_G_8 | 56690 | G | 8 |  | Landfill Gas | PJM_WMAC | Pennsylvania | Schuylkill | 0.3 | 2008 | 9999 |  |  |  | 8.0181 | Default Emission Factor
Pine Grove | 56690_G_9 | 56690 | G | 9 |  | Landfill Gas | PJM_WMAC | Pennsylvania | Schuylkill | 0.3 | 2008 | 9999 |  |  |  | 8.0181 | Default Emission Factor
Virginia Beach | 56693_G_1 | 56693 | G | 1 |  | Landfill Gas | PJM_Dom | Virginia | Virginia Beach City | 0.3 | 2001 | 9999 |  |  |  | 8.0181 | Default Emission Factor
Virginia Beach | 56693_G_10 | 56693 | G | 10 |  | Landfill Gas | PJM_Dom | Virginia | Virginia Beach City | 0.3 | 2001 | 9999 |  |  |  | 8.0181 | Default Emission Factor
Virginia Beach | 56693_G_11 | 56693 | G | 11 |  | Landfill Gas | PJM_Dom | Virginia | Virginia Beach City | 0.3 | 2001 | 9999 |  |  |  | 8.0181 | Default Emission Factor
Virginia Beach | 56693_G_12 | 56693 | G | 12 |  | Landfill Gas | PJM_Dom | Virginia | Virginia Beach City | 0.3 | 2001 | 9999 |  |  |  | 8.0181 | Default Emission Factor
Virginia Beach | 56693_G_13 | 56693 | G | 13 |  | Landfill Gas | PJM_Dom | Virginia | Virginia Beach City | 0.3 | 2001 | 9999 |  |  |  | 8.0181 | Default Emission Factor
Virginia Beach | 56693_G_14 | 56693 | G | 14 |  | Landfill Gas | PJM_Dom | Virginia | Virginia Beach City | 0.3 | 2001 | 9999 |  |  |  | 8.0181 | Default Emission Factor
Virginia Beach | 56693_G_15 | 56693 | G | 15 |  | Landfill Gas | PJM_Dom | Virginia | Virginia Beach City | 0.3 | 2001 | 9999 |  |  |  | 8.0181 | Default Emission Factor
Virginia Beach | 56693_G_16 | 56693 | G | 16 |  | Landfill Gas | PJM_Dom | Virginia | Virginia Beach City | 0.3 | 2001 | 9999 |  |  |  | 8.0181 | Default Emission Factor
Virginia Beach | 56693_G_17 | 56693 | G | 17 |  | Landfill Gas | PJM_Dom | Virginia | Virginia Beach City | 0.3 | 2001 | 9999 |  |  |  | 8.0181 | Default Emission Factor
Virginia Beach | 56693_G_18 | 56693 | G | 18 |  | Landfill Gas | PJM_Dom | Virginia | Virginia Beach City | 0.3 | 2001 | 9999 |  |  |  | 8.0181 | Default Emission Factor
Virginia Beach | 56693_G_19 | 56693 | G | 19 |  | Landfill Gas | PJM_Dom | Virginia | Virginia Beach City | 0.3 | 2001 | 9999 |  |  |  | 8.0181 | Default Emission Factor
Virginia Beach | 56693_G_2 | 56693 | G | 2 |  | Landfill Gas | PJM_Dom | Virginia | Virginia Beach City | 0.3 | 2001 | 9999 |  |  |  | 8.0181 | Default Emission Factor
Virginia Beach | 56693_G_20 | 56693 | G | 20 |  | Landfill Gas | PJM_Dom | Virginia | Virginia Beach City | 0.3 | 2001 | 9999 |  |  |  | 8.0181 | Default Emission Factor
Virginia Beach | 56693_G_21 | 56693 | G | 21 |  | Landfill Gas | PJM_Dom | Virginia | Virginia Beach City | 0.3 | 2001 | 9999 |  |  |  | 8.0181 | Default Emission Factor
Virginia Beach | 56693_G_22 | 56693 | G | 22 |  | Landfill Gas | PJM_Dom | Virginia | Virginia Beach City | 0.3 | 2001 | 9999 |  |  |  | 8.0181 | Default Emission Factor
Virginia Beach | 56693_G_23 | 56693 | G | 23 |  | Landfill Gas | PJM_Dom | Virginia | Virginia Beach City | 0.3 | 2001 | 9999 |  |  |  | 8.0181 | Default Emission Factor
Virginia Beach | 56693_G_24 | 56693 | G | 24 |  | Landfill Gas | PJM_Dom | Virginia | Virginia Beach City | 0.3 | 2001 | 9999 |  |  |  | 8.0181 | Default Emission Factor
Virginia Beach | 56693_G_25 | 56693 | G | 25 |  | Landfill Gas | PJM_Dom | Virginia | Virginia Beach City | 0.3 | 2001 | 9999 |  |  |  | 8.0181 | Default Emission Factor
Virginia Beach | 56693_G_26 | 56693 | G | 26 |  | Landfill Gas | PJM_Dom | Virginia | Virginia Beach City | 0.3 | 2001 | 9999 |  |  |  | 8.0181 | Default Emission Factor
Virginia Beach | 56693_G_27 | 56693 | G | 27 |  | Landfill Gas | PJM_Dom | Virginia | Virginia Beach City | 0.3 | 2001 | 9999 |  |  |  | 8.0181 | Default Emission Factor
Virginia Beach | 56693_G_28 | 56693 | G | 28 |  | Landfill Gas | PJM_Dom | Virginia | Virginia Beach City | 0.3 | 2001 | 9999 |  |  |  | 8.0181 | Default Emission Factor
Virginia Beach | 56693_G_29 | 56693 | G | 29 |  | Landfill Gas | PJM_Dom | Virginia | Virginia Beach City | 0.3 | 2001 | 9999 |  |  |  | 8.0181 | Default Emission Factor
Virginia Beach | 56693_G_3 | 56693 | G | 3 |  | Landfill Gas | PJM_Dom | Virginia | Virginia Beach City | 0.3 | 2001 | 9999 |  |  |  | 8.0181 | Default Emission Factor
Virginia Beach | 56693_G_30 | 56693 | G | 30 |  | Landfill Gas | PJM_Dom | Virginia | Virginia Beach City | 0.3 | 2001 | 9999 |  |  |  | 8.0181 | Default Emission Factor
Virginia Beach | 56693_G_31 | 56693 | G | 31 |  | Landfill Gas | PJM_Dom | Virginia | Virginia Beach City | 0.3 | 2001 | 9999 |  |  |  | 8.0181 | Default Emission Factor
Virginia Beach | 56693_G_32 | 56693 | G | 32 |  | Landfill Gas | PJM_Dom | Virginia | Virginia Beach City | 0.3 | 2001 | 9999 |  |  |  | 8.0181 | Default Emission Factor
Virginia Beach | 56693_G_33 | 56693 | G | 33 |  | Landfill Gas | PJM_Dom | Virginia | Virginia Beach City | 0.3 | 2001 | 9999 |  |  |  | 8.0181 | Default Emission Factor
Virginia Beach | 56693_G_34 | 56693 | G | 34 |  | Landfill Gas | PJM_Dom | Virginia | Virginia Beach City | 0.3 | 2001 | 9999 |  |  |  | 8.0181 | Default Emission Factor
Virginia Beach | 56693_G_35 | 56693 | G | 35 |  | Landfill Gas | PJM_Dom | Virginia | Virginia Beach City | 0.3 | 2001 | 9999 |  |  |  | 8.0181 | Default Emission Factor
Virginia Beach | 56693_G_36 | 56693 | G | 36 |  | Landfill Gas | PJM_Dom | Virginia | Virginia Beach City | 0.3 | 2001 | 9999 |  |  |  | 8.0181 | Default Emission Factor
Virginia Beach | 56693_G_4 | 56693 | G | 4 |  | Landfill Gas | PJM_Dom | Virginia | Virginia Beach City | 0.3 | 2001 | 9999 |  |  |  | 8.0181 | Default Emission Factor
Virginia Beach | 56693_G_5 | 56693 | G | 5 |  | Landfill Gas | PJM_Dom | Virginia | Virginia Beach City | 0.3 | 2001 | 9999 |  |  |  | 8.0181 | Default Emission Factor
Virginia Beach | 56693_G_6 | 56693 | G | 6 |  | Landfill Gas | PJM_Dom | Virginia | Virginia Beach City | 0.3 | 2001 | 9999 |  |  |  | 8.0181 | Default Emission Factor
Virginia Beach | 56693_G_7 | 56693 | G | 7 |  | Landfill Gas | PJM_Dom | Virginia | Virginia Beach City | 0.3 | 2001 | 9999 |  |  |  | 8.0181 | Default Emission Factor
Virginia Beach | 56693_G_8 | 56693 | G | 8 |  | Landfill Gas | PJM_Dom | Virginia | Virginia Beach City | 0.3 | 2001 | 9999 |  |  |  | 8.0181 | Default Emission Factor
Virginia Beach | 56693_G_9 | 56693 | G | 9 |  | Landfill Gas | PJM_Dom | Virginia | Virginia Beach City | 0.3 | 2001 | 9999 |  |  |  | 8.0181 | Default Emission Factor
Haworth Water Treatment Plant | 56701_G_GEN1 | 56701 | G | GEN1 |  | Combustion Turbine | PJM_EMAC | New Jersey | Bergen | 2 | 2004 | 9999 |  |  |  | 3.2013 | Default Emission Factor
Haworth Water Treatment Plant | 56701_G_GEN2 | 56701 | G | GEN2 |  | Combustion Turbine | PJM_EMAC | New Jersey | Bergen | 2 | 2004 | 9999 |  |  |  | 3.2013 | Default Emission Factor
Haworth Water Treatment Plant | 56701_G_GEN3 | 56701 | G | GEN3 |  | Combustion Turbine | PJM_EMAC | New Jersey | Bergen | 2 | 2004 | 9999 |  |  |  | 3.2013 | Default Emission Factor
Haworth Water Treatment Plant | 56701_G_GEN4 | 56701 | G | GEN4 |  | Combustion Turbine | PJM_EMAC | New Jersey | Bergen | 2 | 2004 | 9999 |  |  |  | 3.2013 | Default Emission Factor
Haworth Water Treatment Plant | 56701_G_GEN5 | 56701 | G | GEN5 |  | Combustion Turbine | PJM_EMAC | New Jersey | Bergen | 3.9 | 2018 | 9999 |  |  |  | 7.2573 | Default Emission Factor
Haworth Water Treatment Plant | 56701_G_GEN6 | 56701 | G | GEN6 |  | Combustion Turbine | PJM_EMAC | New Jersey | Bergen | 3.9 | 2018 | 9999 |  |  |  | 7.2573 | Default Emission Factor
Virginia Tech Power Plant | 56785_G_WG01 | 56785 | G | WG01 |  | O/G Steam | PJM_West | Virginia | Montgomery | 2.5 | 1976 | 9999 |  |  |  | 0.95219 | Default Emission Factor
Geismar Cogen | 56787_G_GTG | 56787 | G | GTG |  | Combustion Turbine | MIS_LA | Louisiana | Ascension | 72.5 | 2000 | 2024 |  |  |  | 0.72922 | Default Emission Factor
Kleen Energy Systems Project | 56798_G_ST | 56798 | G | ST | 90386 | Combined Cycle | NENG_CT | Connecticut | Middlesex | 268 | 2011 | 9999 |  |  |  | 0.02988 | NEI 2019
Kleen Energy Systems Project | 56798_G_U1 | 56798 | G | U1 | 90386 | Combined Cycle | NENG_CT | Connecticut | Middlesex | 177 | 2011 | 9999 | 2019 | 17.11 | 1505910 | 0.02988 | NEI 2019
Kleen Energy Systems Project | 56798_G_U2 | 56798 | G | U2 | 90387 | Combined Cycle | NENG_CT | Connecticut | Middlesex | 177 | 2011 | 9999 | 2019 | 14.49 | 609530 | 0.02988 | NEI 2019
Greenland Energy Center | 56799_G_1 | 56799 | G | 1 | 90380 | Combustion Turbine | FRCC | Florida | Duval | 148 | 2011 | 9999 | 2019 | 1.1702 | 228120.0005 | 0.01026 | NEI 2019
Greenland Energy Center | 56799_G_2 | 56799 | G | 2 | 90381 | Combustion Turbine | FRCC | Florida | Duval | 148 | 2011 | 9999 | 2019 | 1.6521 | 228120.0005 | 0.01449 | NEI 2019
Bridgeport Station | 568_G_4 | 568 | G | 4 |  | Combustion Turbine | NENG_CT | Connecticut | Fairfield | 17 | 1967 | 2024 | 2019 | 0.0064624 | 189 | 0.06839 | NEI 2019
Bridgeport Station | 568_G_501 | 568 | G | 501 | 91155 | Combined Cycle | NENG_CT | Connecticut | Fairfield | 375.7 | 2019 | 9999 | 2019 | 10.6 | 2047190 | 0.01036 | NEI 2019
Bridgeport Station | 568_G_502 | 568 | G | 502 | 91155 | Combined Cycle | NENG_CT | Connecticut | Fairfield | 200.6 | 2019 | 9999 |  |  |  | 0.01036 | NEI 2019
Panoche Energy Center | 56803_G_1 | 56803 | G | 1 | 90388 | Combustion Turbine | WEC_CALN | California | Fresno | 97 | 2009 | 9999 | 2017 | 3.7601 | 132643.25 | 0.0567 | NEI 2019
Panoche Energy Center | 56803_G_2 | 56803 | G | 2 | 90389 | Combustion Turbine | WEC_CALN | California | Fresno | 97 | 2009 | 9999 | 2019 | 2.9115 | 158208 | 0.03681 | NEI 2019
Panoche Energy Center | 56803_G_3 | 56803 | G | 3 | 90390 | Combustion Turbine | WEC_CALN | California | Fresno | 97 | 2009 | 9999 | 2017 | 3.4283 | 132643.25 | 0.05169 | NEI 2019
Panoche Energy Center | 56803_G_4 | 56803 | G | 4 | 90391 | Combustion Turbine | WEC_CALN | California | Fresno | 97 | 2009 | 9999 | 2019 | 2.0321 | 158208 | 0.02569 | NEI 2019
Cedar Bayou 4 | 56806_G_4 | 56806 | G | 4 | 90407 | Combined Cycle | ERC_REST | Texas | Chambers | 172 | 2009 | 9999 |  |  |  | 0.29601 | NEI 2019
Cedar Bayou 4 | 56806_G_41 | 56806 | G | 41 | 90407 | Combined Cycle | ERC_REST | Texas | Chambers | 165 | 2009 | 9999 | 2019 | 37.117 | 395763 | 0.29601 | NEI 2019
Cedar Bayou 4 | 56806_G_42 | 56806 | G | 42 | 90408 | Combined Cycle | ERC_REST | Texas | Chambers | 165 | 2009 | 9999 | 2019 | 54.445 | 222869 | 0.29601 | NEI 2019
Bear Garden | 56807_G_1A | 56807 | G | 1A | 90440 | Combined Cycle | PJM_Dom | Virginia | Buckingham | 190 | 2011 | 9999 | 2019 | 11.3012 | 3211634 | 0.01069 | NEI 2019
Bear Garden | 56807_G_1B | 56807 | G | 1B | 90441 | Combined Cycle | PJM_Dom | Virginia | Buckingham | 190 | 2011 | 9999 | 2019 | 7.7237 | 346806 | 0.01069 | NEI 2019
Bear Garden | 56807_G_1C | 56807 | G | 1C | 90440 | Combined Cycle | PJM_Dom | Virginia | Buckingham | 242 | 2011 | 9999 |  |  |  | 0.01069 | NEI 2019
OREG 1 Inc | 56833_G_CS10 | 56833 | G | CS10 |  | Non-Fossil Waste | SPP_WAUE | Montana | Roosevelt | 5 | 2006 | 9999 |  |  |  | 6.5998 | Default Emission Factor
OREG 1 Inc | 56833_G_CS11 | 56833 | G | CS11 |  | Non-Fossil Waste | SPP_WAUE | Montana | Roosevelt | 5 | 2006 | 9999 |  |  |  | 6.5998 | Default Emission Factor
OREG 1 Inc | 56833_G_CS7 | 56833 | G | CS7 |  | Non-Fossil Waste | SPP_WAUE | Montana | Roosevelt | 5 | 2006 | 9999 |  |  |  | 6.5998 | Default Emission Factor
OREG 1 Inc | 56833_G_CS9 | 56833 | G | CS9 |  | Non-Fossil Waste | SPP_WAUE | Montana | Roosevelt | 5 | 2006 | 9999 |  |  |  | 6.5998 | Default Emission Factor
CPV St Charles Energy Center | 56846_G_GTG1 | 56846 | G | GTG1 | 91104 | Combined Cycle | PJM_SMAC | Maryland | Charles | 205 | 2017 | 9999 | 2019 | 27.1577 | 1336589 | 0.02143 | NEI 2019
CPV St Charles Energy Center | 56846_G_GTG2 | 56846 | G | GTG2 | 91105 | Combined Cycle | PJM_SMAC | Maryland | Charles | 205 | 2017 | 9999 | 2019 | 17.8353 | 1329903 | 0.02143 | NEI 2019
CPV St Charles Energy Center | 56846_G_STGEN | 56846 | G | STGEN | 91104 | Combined Cycle | PJM_SMAC | Maryland | Charles | 316 | 2017 | 9999 |  |  |  | 0.02143 | NEI 2019
Lanchester Generating Station | 56850_G_1 | 56850 | G | 1 |  | Landfill Gas | PJM_EMAC | Pennsylvania | Lancaster | 1.6 | 2006 | 9999 |  |  |  | 8.0181 | Default Emission Factor
Lanchester Generating Station | 56850_G_2 | 56850 | G | 2 |  | Landfill Gas | PJM_EMAC | Pennsylvania | Lancaster | 1.6 | 2010 | 9999 |  |  |  | 8.0181 | Default Emission Factor
Bryon Center | 56851_G_1 | 56851 | G | 1 |  | Landfill Gas | MIS_LMI | Michigan | KENT | 1.5 | 2009 | 9999 |  |  |  | 8.0181 | Default Emission Factor
Bryon Center | 56851_G_2 | 56851 | G | 2 |  | Landfill Gas | MIS_LMI | Michigan | KENT | 1.5 | 2009 | 9999 |  |  |  | 8.0181 | Default Emission Factor
Pinconning White Feather | 56852_G_1 | 56852 | G | 1 |  | Landfill Gas | MIS_LMI | Michigan | BAY | 1.5 | 2009 | 9999 | 2018 | 48.7423 | 11177 | 8.7219 | Michigan Point Source Emission
Pinconning White Feather | 56852_G_2 | 56852 | G | 2 |  | Landfill Gas | MIS_LMI | Michigan | BAY | 1.5 | 2009 | 9999 | 2018 | 48.7423 | 11177 | 8.7219 | Michigan Point Source Emission
Trans-Jordan Generating Station | 56853_G_1 | 56853 | G | 1 |  | Landfill Gas | WECC_UT | Utah | Salt Lake | 1.5 | 2009 | 9999 |  |  |  | 8.0181 | Default Emission Factor
Trans-Jordan Generating Station | 56853_G_2 | 56853 | G | 2 |  | Landfill Gas | WECC_UT | Utah | Salt Lake | 1.5 | 2009 | 9999 |  |  |  | 8.0181 | Default Emission Factor
Trans-Jordan Generating Station | 56853_G_3 | 56853 | G | 3 |  | Landfill Gas | WECC_UT | Utah | Salt Lake | 1.5 | 2009 | 9999 |  |  |  | 8.0181 | Default Emission Factor
Covel Gardens Gas Recovery | 56864_G_1 | 56864 | G | 1 |  | Landfill Gas | ERC_REST | Texas | Bexar | 1.6 | 2005 | 9999 | 2018 | 43.0383 | 5105.1667 | 16.8607 | Texas Emissions Inventory
Covel Gardens Gas Recovery | 56864_G_2 | 56864 | G | 2 |  | Landfill Gas | ERC_REST | Texas | Bexar | 1.6 | 2005 | 9999 | 2018 | 43.0383 | 5105.1667 | 16.8607 | Texas Emissions Inventory
Covel Gardens Gas Recovery | 56864_G_3 | 56864 | G | 3 |  | Landfill Gas | ERC_REST | Texas | Bexar | 1.6 | 2005 | 9999 | 2018 | 43.0383 | 5105.1667 | 16.8607 | Texas Emissions Inventory
Covel Gardens Gas Recovery | 56864_G_4 | 56864 | G | 4 |  | Landfill Gas | ERC_REST | Texas | Bexar | 1.6 | 2005 | 9999 | 2018 | 43.0383 | 5105.1667 | 16.8607 | Texas Emissions Inventory
Covel Gardens Gas Recovery | 56864_G_5 | 56864 | G | 5 |  | Landfill Gas | ERC_REST | Texas | Bexar | 1.6 | 2005 | 9999 | 2018 | 43.0383 | 5105.1667 | 16.8607 | Texas Emissions Inventory
Covel Gardens Gas Recovery | 56864_G_6 | 56864 | G | 6 |  | Landfill Gas | ERC_REST | Texas | Bexar | 1.6 | 2005 | 9999 | 2018 | 43.0383 | 5105.1667 | 16.8607 | Texas Emissions Inventory
Loraine County Project | 56869_G_1 | 56869 | G | 1 |  | Landfill Gas | PJM_ATSI | Ohio | Lorain | 1.4 | 2001 | 9999 |  |  |  | 8.0181 | Default Emission Factor
Loraine County Project | 56869_G_10 | 56869 | G | 10 |  | Landfill Gas | PJM_ATSI | Ohio | Lorain | 1.6 | 2012 | 9999 |  |  |  | 8.0181 | Default Emission Factor
Loraine County Project | 56869_G_11 | 56869 | G | 11 |  | Landfill Gas | PJM_ATSI | Ohio | Lorain | 1.6 | 2012 | 9999 |  |  |  | 8.0181 | Default Emission Factor
Loraine County Project | 56869_G_12 | 56869 | G | 12 |  | Landfill Gas | PJM_ATSI | Ohio | Lorain | 1.6 | 2012 | 9999 |  |  |  | 8.0181 | Default Emission Factor
Loraine County Project | 56869_G_13 | 56869 | G | 13 |  | Landfill Gas | PJM_ATSI | Ohio | Lorain | 1.6 | 2012 | 9999 |  |  |  | 8.0181 | Default Emission Factor
Loraine County Project | 56869_G_14 | 56869 | G | 14 |  | Landfill Gas | PJM_ATSI | Ohio | Lorain | 1.6 | 2012 | 9999 |  |  |  | 8.0181 | Default Emission Factor
Loraine County Project | 56869_G_15 | 56869 | G | 15 |  | Landfill Gas | PJM_ATSI | Ohio | Lorain | 1.6 | 2012 | 9999 |  |  |  | 8.0181 | Default Emission Factor
Loraine County Project | 56869_G_16 | 56869 | G | 16 |  | Landfill Gas | PJM_ATSI | Ohio | Lorain | 1.6 | 2012 | 9999 |  |  |  | 8.0181 | Default Emission Factor
Loraine County Project | 56869_G_17 | 56869 | G | 17 |  | Landfill Gas | PJM_ATSI | Ohio | Lorain | 1.6 | 2012 | 9999 |  |  |  | 8.0181 | Default Emission Factor
Loraine County Project | 56869_G_18 | 56869 | G | 18 |  | Landfill Gas | PJM_ATSI | Ohio | Lorain | 1.6 | 2012 | 9999 |  |  |  | 8.0181 | Default Emission Factor
Loraine County Project | 56869_G_2 | 56869 | G | 2 |  | Landfill Gas | PJM_ATSI | Ohio | Lorain | 1.4 | 2001 | 9999 |  |  |  | 8.0181 | Default Emission Factor
Loraine County Project | 56869_G_3 | 56869 | G | 3 |  | Landfill Gas | PJM_ATSI | Ohio | Lorain | 1.4 | 2001 | 9999 |  |  |  | 8.0181 | Default Emission Factor
Loraine County Project | 56869_G_4 | 56869 | G | 4 |  | Landfill Gas | PJM_ATSI | Ohio | Lorain | 1.4 | 2001 | 9999 |  |  |  | 8.0181 | Default Emission Factor
Loraine County Project | 56869_G_5 | 56869 | G | 5 |  | Landfill Gas | PJM_ATSI | Ohio | Lorain | 1.4 | 2001 | 9999 |  |  |  | 8.0181 | Default Emission Factor
Loraine County Project | 56869_G_6 | 56869 | G | 6 |  | Landfill Gas | PJM_ATSI | Ohio | Lorain | 1.4 | 2001 | 9999 |  |  |  | 8.0181 | Default Emission Factor
Loraine County Project | 56869_G_7 | 56869 | G | 7 |  | Landfill Gas | PJM_ATSI | Ohio | Lorain | 1.4 | 2003 | 9999 |  |  |  | 8.0181 | Default Emission Factor
Loraine County Project | 56869_G_8 | 56869 | G | 8 |  | Landfill Gas | PJM_ATSI | Ohio | Lorain | 1.4 | 2003 | 9999 |  |  |  | 8.0181 | Default Emission Factor
Loraine County Project | 56869_G_9 | 56869 | G | 9 |  | Landfill Gas | PJM_ATSI | Ohio | Lorain | 1.6 | 2012 | 9999 |  |  |  | 8.0181 | Default Emission Factor
Taylor | 56870_G_1 | 56870 | G | 1 |  | Landfill Gas | S_SOU | Georgia | Taylor | 1 | 2003 | 9999 |  |  |  | 8.0181 | Default Emission Factor
Taylor | 56870_G_2 | 56870 | G | 2 |  | Landfill Gas | S_SOU | Georgia | Taylor | 1 | 2003 | 9999 |  |  |  | 8.0181 | Default Emission Factor
Taylor | 56870_G_3 | 56870 | G | 3 |  | Landfill Gas | S_SOU | Georgia | Taylor | 1 | 2003 | 9999 |  |  |  | 8.0181 | Default Emission Factor
Taylor | 56870_G_4 | 56870 | G | 4 |  | Landfill Gas | S_SOU | Georgia | Taylor | 1 | 2003 | 9999 |  |  |  | 8.0181 | Default Emission Factor
Taylor | 56870_G_5 | 56870 | G | 5 |  | Landfill Gas | S_SOU | Georgia | Taylor | 1 | 2011 | 9999 |  |  |  | 8.0181 | Default Emission Factor
Taylor | 56870_G_6 | 56870 | G | 6 |  | Landfill Gas | S_SOU | Georgia | Taylor | 1 | 2011 | 9999 |  |  |  | 8.0181 | Default Emission Factor
Taylor | 56870_G_7 | 56870 | G | 7 |  | Landfill Gas | S_SOU | Georgia | Taylor | 1 | 2011 | 9999 |  |  |  | 8.0181 | Default Emission Factor
Taylor | 56870_G_8 | 56870 | G | 8 |  | Landfill Gas | S_SOU | Georgia | Taylor | 1 | 2011 | 9999 |  |  |  | 8.0181 | Default Emission Factor
SECCRA Community Landfill | 56873_G_1 | 56873 | G | 1 |  | Landfill Gas | PJM_EMAC | Pennsylvania | Chester | 0.9 | 2007 | 9999 |  |  |  | 8.0181 | Default Emission Factor
SECCRA Community Landfill | 56873_G_3 | 56873 | G | 3 |  | Landfill Gas | PJM_EMAC | Pennsylvania | Chester | 1.6 | 2010 | 9999 |  |  |  | 8.0181 | Default Emission Factor
OREG 2 Inc | 56880_G_CS12 | 56880 | G | CS12 |  | Non-Fossil Waste | SPP_WAUE | Montana | Roosevelt | 5 | 2009 | 9999 |  |  |  | 6.5998 | Default Emission Factor
OREG 2 Inc | 56880_G_CS3 | 56880 | G | CS3 |  | Non-Fossil Waste | SPP_WAUE | Montana | Roosevelt | 5 | 2009 | 9999 |  |  |  | 6.5998 | Default Emission Factor
OREG 2 Inc | 56880_G_CS5 | 56880 | G | CS5 |  | Non-Fossil Waste | SPP_WAUE | Montana | Roosevelt | 5 | 2009 | 9999 |  |  |  | 6.5998 | Default Emission Factor
OREG 2 Inc | 56880_G_CS8 | 56880 | G | CS8 |  | Non-Fossil Waste | SPP_WAUE | Montana | Roosevelt | 5 | 2008 | 9999 |  |  |  | 6.5998 | Default Emission Factor
Cumberland County Solid Waste Complex | 56884_G_GEN 2 | 56884 | G | GEN 2 |  | Landfill Gas | PJM_EMAC | New Jersey | Cumberland | 1.6 | 2008 | 9999 |  |  |  | 9.5215 | NEI 2019
Cumberland County Solid Waste Complex | 56884_G_GEN 3 | 56884 | G | GEN 3 |  | Landfill Gas | PJM_EMAC | New Jersey | Cumberland | 1.6 | 2008 | 9999 |  |  |  | 9.5215 | NEI 2019
Cumberland County Solid Waste Complex | 56884_G_GEN1 | 56884 | G | GEN1 |  | Landfill Gas | PJM_EMAC | New Jersey | Cumberland | 1.6 | 2008 | 9999 | 2019 | 78.31 | 16449 | 9.5215 | NEI 2019
Cumberland County PA LFG Recovery | 56887_G_GEN 1 | 56887 | G | GEN 1 |  | Landfill Gas | PJM_PENE | Pennsylvania | Cumberland | 1.6 | 2009 | 9999 |  |  |  | 8.0181 | Default Emission Factor
Cumberland County PA LFG Recovery | 56887_G_GEN 2 | 56887 | G | GEN 2 |  | Landfill Gas | PJM_PENE | Pennsylvania | Cumberland | 1.6 | 2009 | 9999 |  |  |  | 8.0181 | Default Emission Factor
Cumberland County PA LFG Recovery | 56887_G_GEN 3 | 56887 | G | GEN 3 |  | Landfill Gas | PJM_PENE | Pennsylvania | Cumberland | 1.6 | 2009 | 9999 |  |  |  | 8.0181 | Default Emission Factor
Cumberland County PA LFG Recovery | 56887_G_GEN 4 | 56887 | G | GEN 4 |  | Landfill Gas | PJM_PENE | Pennsylvania | Cumberland | 1.6 | 2009 | 9999 |  |  |  | 8.0181 | Default Emission Factor
Norther Tier Landfill | 56890_G_GEN 1 | 56890 | G | GEN 1 |  | Landfill Gas | PJM_PENE | Pennsylvania | Bradford | 1.6 | 2009 | 9999 |  |  |  | 8.0181 | Default Emission Factor
Moretown | 56891_G_GEN 2 | 56891 | G | GEN 2 |  | Landfill Gas | NENGREST | Vermont | Washington | 1.6 | 2008 | 9999 |  |  |  | 8.0181 | Default Emission Factor
Ameresco Stafford | 56894_G_1 | 56894 | G | 1 |  | Landfill Gas | PJM_Dom | Virginia | Stafford | 1 | 2009 | 9999 | 2018 | 4.3781 | 5479.5 | 1.598 | Virginia State Emissions
Ameresco Stafford | 56894_G_2 | 56894 | G | 2 |  | Landfill Gas | PJM_Dom | Virginia | Stafford | 1 | 2009 | 9999 | 2018 | 4.3781 | 5479.5 | 1.598 | Virginia State Emissions
Ameresco Ox Mountain | 56895_G_1 | 56895 | G | 1 |  | Landfill Gas | WEC_CALN | California | San Mateo | 1.8 | 2008 | 9999 |  |  |  | 8.0181 | Default Emission Factor
Ameresco Ox Mountain | 56895_G_2 | 56895 | G | 2 |  | Landfill Gas | WEC_CALN | California | San Mateo | 1.8 | 2008 | 9999 |  |  |  | 8.0181 | Default Emission Factor
Ameresco Ox Mountain | 56895_G_3 | 56895 | G | 3 |  | Landfill Gas | WEC_CALN | California | San Mateo | 1.8 | 2008 | 9999 |  |  |  | 8.0181 | Default Emission Factor
Ameresco Ox Mountain | 56895_G_4 | 56895 | G | 4 |  | Landfill Gas | WEC_CALN | California | San Mateo | 1.8 | 2008 | 9999 |  |  |  | 8.0181 | Default Emission Factor
Ameresco Ox Mountain | 56895_G_5 | 56895 | G | 5 |  | Landfill Gas | WEC_CALN | California | San Mateo | 1.8 | 2008 | 9999 |  |  |  | 8.0181 | Default Emission Factor
Ameresco Ox Mountain | 56895_G_6 | 56895 | G | 6 |  | Landfill Gas | WEC_CALN | California | San Mateo | 1.8 | 2008 | 9999 |  |  |  | 8.0181 | Default Emission Factor
Ameresco Jefferson City | 56896_G_1 | 56896 | G | 1 |  | Landfill Gas | MIS_MO | Missouri | Cole | 0.9 | 2009 | 9999 | 2019 | 23.9932 | 7467.3333 | 6.4262 | NEI 2019
Ameresco Jefferson City | 56896_G_2 | 56896 | G | 2 |  | Landfill Gas | MIS_MO | Missouri | Cole | 0.9 | 2009 | 9999 | 2019 | 22.2437 | 7467.3333 | 5.9576 | NEI 2019
Ameresco Jefferson City | 56896_G_3 | 56896 | G | 3 |  | Landfill Gas | MIS_MO | Missouri | Cole | 0.9 | 2009 | 9999 | 2019 | 22.3058 | 7467.3333 | 5.9742 | NEI 2019
Ameresco Keller Canyon | 56897_G_1 | 56897 | G | 1 |  | Landfill Gas | WEC_CALN | California | Contra Costa | 1.8 | 2009 | 9999 |  |  |  | 8.0181 | Default Emission Factor
Ameresco Keller Canyon | 56897_G_2 | 56897 | G | 2 |  | Landfill Gas | WEC_CALN | California | Contra Costa | 1.8 | 2009 | 9999 | 2017 | 42.2338 | 14463.5 | 5.84 | NEI 2019
Ameresco Chiquita Canyon | 56898_G_1 | 56898 | G | 1 |  | Landfill Gas | WECC_SCE | California | Los Angeles | 4 | 2010 | 9999 |  |  |  | 8.0181 | Default Emission Factor
Ameresco Chiquita Canyon | 56898_G_2 | 56898 | G | 2 |  | Landfill Gas | WECC_SCE | California | Los Angeles | 4 | 2010 | 9999 |  |  |  | 8.0181 | Default Emission Factor
IRC Generator Facility | 56899_G_290 | 56899 | G | 290 |  | Combustion Turbine | WECC_AZ | Arizona | Coconino | 1.5 | 1986 | 9999 |  |  |  | 7.2573 | Default Emission Factor
IRC Generator Facility | 56899_G_291 | 56899 | G | 291 |  | Combustion Turbine | WECC_AZ | Arizona | Coconino | 1.5 | 1986 | 9999 |  |  |  | 7.2573 | Default Emission Factor
Dave Gates Generating Station | 56908_G_1 | 56908 | G | 1 | 90619 | Combustion Turbine | WECC_MT | Montana | Deer Lodge | 44.1 | 2011 | 9999 | 2019 | 4.4667 | 75580.668 | 0.1182 | NEI 2019
Dave Gates Generating Station | 56908_G_2 | 56908 | G | 2 | 90621 | Combustion Turbine | WECC_MT | Montana | Deer Lodge | 44.1 | 2011 | 9999 | 2019 | 4.5601 | 75580.668 | 0.12067 | NEI 2019
Dave Gates Generating Station | 56908_G_3 | 56908 | G | 3 | 90623 | Combustion Turbine | WECC_MT | Montana | Deer Lodge | 44.1 | 2011 | 9999 | 2019 | 6.1905 | 75580.668 | 0.16381 | NEI 2019
Broad Mountain | 56911_G_GEN1 | 56911 | G | GEN1 |  | Landfill Gas | PJM_WMAC | Pennsylvania | Schuylkill | 4.1 | 2009 | 9999 |  |  |  | 8.0181 | Default Emission Factor
Broad Mountain | 56911_G_GEN2 | 56911 | G | GEN2 |  | Landfill Gas | PJM_WMAC | Pennsylvania | Schuylkill | 4.1 | 2009 | 9999 |  |  |  | 8.0181 | Default Emission Factor
Orange Grove Peaking Facility | 56914_G_CTG1 | 56914 | G | CTG1 | 90426 | Combustion Turbine | WEC_SDGE | California | San Diego | 49.1 | 2010 | 9999 | 2019 | 1.05 | 9692.5 | 0.21666 | NEI 2019
Orange Grove Peaking Facility | 56914_G_CTG2 | 56914 | G | CTG2 | 90427 | Combustion Turbine | WEC_SDGE | California | San Diego | 49.1 | 2010 | 9999 | 2017 | 1.08 | 21650.5 | 0.09977 | NEI 2019
Fairfield University CHP Plant | 56928_G_CHP1 | 56928 | G | CHP1 |  | Combustion Turbine | NENG_CT | Connecticut | Fairfield | 4.5 | 2007 | 9999 |  |  |  | 0.72922 | Default Emission Factor
Biotech LS 0836 | 56932_G_BLS1 | 56932 | G | BLS1 |  | Combustion Turbine | WECC_PNW | Washington | Whitman | 1 | 2009 | 9999 |  |  |  | 7.2573 | Default Emission Factor
Fairbanks Morse Engine | 56937_G_IPE | 56937 | G | IPE |  | Combustion Turbine | MIS_WUMS | Wisconsin | Rock | 1.5 | 1989 | 9999 |  |  |  | 7.2573 | Default Emission Factor
CPV Valley Energy Center | 56940_G_CTG1 | 56940 | G | CTG1 | 90434 | Combined Cycle | NY_Z_G-I | New York | Orange | 198.2 | 2018 | 9999 | 2019 | 7.8703 | 2812955 | 0.00793 | NEI 2019
CPV Valley Energy Center | 56940_G_CTG2 | 56940 | G | CTG2 | 90435 | Combined Cycle | NY_Z_G-I | New York | Orange | 198.2 | 2018 | 9999 | 2019 | 8.3954 | 1287322 | 0.00793 | NEI 2019
CPV Valley Energy Center | 56940_G_STG | 56940 | G | STG | 90434 | Combined Cycle | NY_Z_G-I | New York | Orange | 308.7 | 2018 | 9999 |  |  |  | 0.00793 | NEI 2019
Coolidge Generation Station | 56948_G_1 | 56948 | G | 1 | 90464 | Combustion Turbine | WECC_AZ | Arizona | Pinal | 43.4 | 2011 | 9999 |  |  |  | 0.72922 | Default Emission Factor
Coolidge Generation Station | 56948_G_10 | 56948 | G | 10 | 90473 | Combustion Turbine | WECC_AZ | Arizona | Pinal | 43.4 | 2011 | 9999 |  |  |  | 0.72922 | Default Emission Factor
Coolidge Generation Station | 56948_G_11 | 56948 | G | 11 | 90474 | Combustion Turbine | WECC_AZ | Arizona | Pinal | 43.4 | 2011 | 9999 |  |  |  | 0.72922 | Default Emission Factor
Coolidge Generation Station | 56948_G_12 | 56948 | G | 12 | 90475 | Combustion Turbine | WECC_AZ | Arizona | Pinal | 43.4 | 2011 | 9999 |  |  |  | 0.72922 | Default Emission Factor
Coolidge Generation Station | 56948_G_2 | 56948 | G | 2 | 90465 | Combustion Turbine | WECC_AZ | Arizona | Pinal | 43.4 | 2011 | 9999 |  |  |  | 0.72922 | Default Emission Factor
Coolidge Generation Station | 56948_G_3 | 56948 | G | 3 | 90466 | Combustion Turbine | WECC_AZ | Arizona | Pinal | 43.4 | 2011 | 9999 |  |  |  | 0.72922 | Default Emission Factor
Coolidge Generation Station | 56948_G_4 | 56948 | G | 4 | 90467 | Combustion Turbine | WECC_AZ | Arizona | Pinal | 43.4 | 2011 | 9999 |  |  |  | 0.72922 | Default Emission Factor
Coolidge Generation Station | 56948_G_5 | 56948 | G | 5 | 90468 | Combustion Turbine | WECC_AZ | Arizona | Pinal | 43.4 | 2011 | 9999 |  |  |  | 0.72922 | Default Emission Factor
Coolidge Generation Station | 56948_G_6 | 56948 | G | 6 | 90469 | Combustion Turbine | WECC_AZ | Arizona | Pinal | 43.4 | 2011 | 9999 |  |  |  | 0.72922 | Default Emission Factor
Coolidge Generation Station | 56948_G_7 | 56948 | G | 7 | 90470 | Combustion Turbine | WECC_AZ | Arizona | Pinal | 43.4 | 2011 | 9999 |  |  |  | 0.72922 | Default Emission Factor
Coolidge Generation Station | 56948_G_8 | 56948 | G | 8 | 90471 | Combustion Turbine | WECC_AZ | Arizona | Pinal | 43.4 | 2011 | 9999 |  |  |  | 0.72922 | Default Emission Factor
Coolidge Generation Station | 56948_G_9 | 56948 | G | 9 | 90472 | Combustion Turbine | WECC_AZ | Arizona | Pinal | 43.4 | 2011 | 9999 |  |  |  | 0.72922 | Default Emission Factor
Enoree Phase II Landfill Gas Recovery | 56951_G_1 | 56951 | G | 1 |  | Landfill Gas | S_VACA | South Carolina | Greenville | 1.5 | 2008 | 9999 |  |  |  | 8.0181 | Default Emission Factor
Enoree Phase II Landfill Gas Recovery | 56951_G_2 | 56951 | G | 2 |  | Landfill Gas | S_VACA | South Carolina | Greenville | 1.5 | 2008 | 9999 |  |  |  | 8.0181 | Default Emission Factor
Gastonia Prime Power Park | 56954_G_1 | 56954 | G | 1 |  | Combustion Turbine | S_VACA | North Carolina | Gaston | 2 | 2008 | 9999 |  |  |  | 7.2573 | Default Emission Factor
Gastonia Prime Power Park | 56954_G_2 | 56954 | G | 2 |  | Combustion Turbine | S_VACA | North Carolina | Gaston | 2 | 2008 | 9999 |  |  |  | 7.2573 | Default Emission Factor
Gastonia Prime Power Park | 56954_G_3 | 56954 | G | 3 |  | Combustion Turbine | S_VACA | North Carolina | Gaston | 1.8 | 2012 | 9999 |  |  |  | 7.2573 | Default Emission Factor
Gastonia Prime Power Park | 56954_G_4 | 56954 | G | 4 |  | Combustion Turbine | S_VACA | North Carolina | Gaston | 1.8 | 2012 | 9999 |  |  |  | 7.2573 | Default Emission Factor
Gastonia Prime Power Park | 56954_G_5 | 56954 | G | 5 |  | Combustion Turbine | S_VACA | North Carolina | Gaston | 1.8 | 2013 | 9999 |  |  |  | 7.2573 | Default Emission Factor
Gastonia Prime Power Park | 56954_G_6 | 56954 | G | 6 |  | Combustion Turbine | S_VACA | North Carolina | Gaston | 1.8 | 2013 | 9999 |  |  |  | 7.2573 | Default Emission Factor
Pioneer Crossing Energy, LLC | 56957_G_LFG1 | 56957 | G | LFG1 |  | Landfill Gas | PJM_WMAC | Pennsylvania | Berks | 1.6 | 2008 | 9999 | 2019 | 137.864 | 8216.6 | 33.5574 | NEI 2019
Pioneer Crossing Energy, LLC | 56957_G_LFG2 | 56957 | G | LFG2 |  | Landfill Gas | PJM_WMAC | Pennsylvania | Berks | 1.6 | 2008 | 9999 |  |  |  | 8.0181 | Default Emission Factor
Pioneer Crossing Energy, LLC | 56957_G_LFG3 | 56957 | G | LFG3 |  | Landfill Gas | PJM_WMAC | Pennsylvania | Berks | 1.6 | 2008 | 9999 |  |  |  | 8.0181 | Default Emission Factor
Pioneer Crossing Energy, LLC | 56957_G_LFG4 | 56957 | G | LFG4 |  | Landfill Gas | PJM_WMAC | Pennsylvania | Berks | 1.6 | 2008 | 9999 |  |  |  | 8.0181 | Default Emission Factor
Pioneer Crossing Energy, LLC | 56957_G_LFG5 | 56957 | G | LFG5 |  | Landfill Gas | PJM_WMAC | Pennsylvania | Berks | 1.6 | 2013 | 9999 |  |  |  | 8.0181 | Default Emission Factor
DANC LFGTE Facility | 56958_G_GEN1 | 56958 | G | GEN1 |  | Landfill Gas | NY_Z_C&E | New York | Jefferson | 1.6 | 2008 | 9999 | 2018 | 28.3125 | 8342 | 6.7879 | New York Emission Inventory
DANC LFGTE Facility | 56958_G_GEN2 | 56958 | G | GEN2 |  | Landfill Gas | NY_Z_C&E | New York | Jefferson | 1.6 | 2008 | 9999 | 2018 | 28.3125 | 8342 | 6.7879 | New York Emission Inventory
DANC LFGTE Facility | 56958_G_GEN3 | 56958 | G | GEN3 |  | Landfill Gas | NY_Z_C&E | New York | Jefferson | 1.6 | 2008 | 9999 | 2018 | 28.3125 | 8342 | 6.7879 | New York Emission Inventory
DANC LFGTE Facility | 56958_G_GEN4 | 56958 | G | GEN4 |  | Landfill Gas | NY_Z_C&E | New York | Jefferson | 1.6 | 2012 | 9999 | 2018 | 28.3125 | 8342 | 6.7879 | New York Emission Inventory
Iredell County LFG Facility | 56962_G_1 | 56962 | G | 1 |  | Landfill Gas | S_VACA | North Carolina | Iredell | 1.6 | 2008 | 9999 |  |  |  | 8.0181 | Default Emission Factor
Iredell County LFG Facility | 56962_G_2 | 56962 | G | 2 |  | Landfill Gas | S_VACA | North Carolina | Iredell | 1.6 | 2008 | 9999 |  |  |  | 8.0181 | Default Emission Factor
West Deptford Energy Station | 56963_G_E101 | 56963 | G | E101 | 90891 | Combined Cycle | PJM_EMAC | New Jersey | Gloucester | 216.5 | 2014 | 9999 | 2019 | 32.66 | 4682299 | 0.01395 | NEI 2019
West Deptford Energy Station | 56963_G_E102 | 56963 | G | E102 | 90892 | Combined Cycle | PJM_EMAC | New Jersey | Gloucester | 216.5 | 2014 | 9999 |  |  |  | 0.01395 | NEI 2019
West Deptford Energy Station | 56963_G_STG1 | 56963 | G | STG1 | 90891 | Combined Cycle | PJM_EMAC | New Jersey | Gloucester | 305.9 | 2014 | 9999 |  |  |  | 0.01395 | NEI 2019
Bayonne Energy Center | 56964_G_GT1 | 56964 | G | GT1 | 90481 | Combustion Turbine | NY_Z_J | New Jersey | Hudson | 56.3 | 2012 | 9999 |  |  |  | 0.0493 | NEI 2019
Bayonne Energy Center | 56964_G_GT10 | 56964 | G | GT10 | 91188 | Combustion Turbine | NY_Z_J | New Jersey | Hudson | 61.3 | 2018 | 9999 |  |  |  | 0.07343 | NEI 2019
Bayonne Energy Center | 56964_G_GT2 | 56964 | G | GT2 | 90482 | Combustion Turbine | NY_Z_J | New Jersey | Hudson | 54.7 | 2012 | 9999 |  |  |  | 0.0493 | NEI 2019
Bayonne Energy Center | 56964_G_GT3 | 56964 | G | GT3 | 90483 | Combustion Turbine | NY_Z_J | New Jersey | Hudson | 59.2 | 2012 | 9999 |  |  |  | 0.0493 | NEI 2019
Bayonne Energy Center | 56964_G_GT4 | 56964 | G | GT4 | 90484 | Combustion Turbine | NY_Z_J | New Jersey | Hudson | 58.5 | 2012 | 9999 |  |  |  | 0.0493 | NEI 2019
Bayonne Energy Center | 56964_G_GT5 | 56964 | G | GT5 | 90485 | Combustion Turbine | NY_Z_J | New Jersey | Hudson | 57.3 | 2012 | 9999 |  |  |  | 0.0493 | NEI 2019
Bayonne Energy Center | 56964_G_GT6 | 56964 | G | GT6 | 90486 | Combustion Turbine | NY_Z_J | New Jersey | Hudson | 56.9 | 2012 | 9999 |  |  |  | 0.0493 | NEI 2019
Bayonne Energy Center | 56964_G_GT7 | 56964 | G | GT7 | 90487 | Combustion Turbine | NY_Z_J | New Jersey | Hudson | 57.7 | 2012 | 9999 |  |  |  | 0.0493 | NEI 2019
Bayonne Energy Center | 56964_G_GT8 | 56964 | G | GT8 | 90488 | Combustion Turbine | NY_Z_J | New Jersey | Hudson | 57.6 | 2012 | 9999 | 2019 | 12.7717 | 518111.5434 | 0.0493 | NEI 2019
Bayonne Energy Center | 56964_G_GT9 | 56964 | G | GT9 | 91187 | Combustion Turbine | NY_Z_J | New Jersey | Hudson | 61.3 | 2018 | 9999 | 2019 | 5.09 | 138630.4566 | 0.07343 | NEI 2019
Clinton LFGTE Facility | 56986_G_GEN1 | 56986 | G | GEN1 |  | Landfill Gas | NY_Z_D | New York | Clinton | 1.6 | 2008 | 9999 | 2018 | 32.7775 | 7214.25 | 9.0869 | New York Emission Inventory
Clinton LFGTE Facility | 56986_G_GEN2 | 56986 | G | GEN2 |  | Landfill Gas | NY_Z_D | New York | Clinton | 1.6 | 2008 | 9999 | 2018 | 32.7775 | 7214.25 | 9.0869 | New York Emission Inventory
Clinton LFGTE Facility | 56986_G_GEN3 | 56986 | G | GEN3 |  | Landfill Gas | NY_Z_D | New York | Clinton | 1.6 | 2008 | 9999 | 2018 | 32.7775 | 7214.25 | 9.0869 | New York Emission Inventory
Clinton LFGTE Facility | 56986_G_GEN4 | 56986 | G | GEN4 |  | Landfill Gas | NY_Z_D | New York | Clinton | 1.6 | 2009 | 9999 | 2018 | 32.7775 | 7214.25 | 9.0869 | New York Emission Inventory
Hyland LFGTE Facility | 56987_G_GEN1 | 56987 | G | GEN1 |  | Landfill Gas | NY_Z_B | New York | Allegany | 1.6 | 2008 | 9999 | 2019 | 146.3948 | 37071 | 7.8981 | NEI 2019
Hyland LFGTE Facility | 56987_G_GEN2 | 56987 | G | GEN2 |  | Landfill Gas | NY_Z_B | New York | Allegany | 1.6 | 2008 | 9999 |  |  |  | 7.8981 | NEI 2019
Hyland LFGTE Facility | 56987_G_GEN3 | 56987 | G | GEN3 |  | Landfill Gas | NY_Z_B | New York | Allegany | 1.6 | 2008 | 9999 |  |  |  | 7.8981 | NEI 2019
Georgetown LFGTE | 56995_G_G1 | 56995 | G | G1 |  | Landfill Gas | S_VACA | South Carolina | Georgetown | 1 | 2010 | 9999 |  |  |  | 8.0181 | Default Emission Factor
Pueblo Airport Generating Station | 56998_G_4 | 56998 | G | 4 | 90499 | Combined Cycle | WECC_CO | Colorado | Pueblo | 37 | 2012 | 9999 | 2019 | 10.9 | 293215 | 0.08891 | NEI 2019
Pueblo Airport Generating Station | 56998_G_43 | 56998 | G | 43 | 90499 | Combined Cycle | WECC_CO | Colorado | Pueblo | 20 | 2012 | 9999 |  |  |  | 0.08891 | NEI 2019
Pueblo Airport Generating Station | 56998_G_5 | 56998 | G | 5 | 90557 | Combined Cycle | WECC_CO | Colorado | Pueblo | 37 | 2012 | 9999 | 2017 | 9.7 | 291826 | 0.08891 | NEI 2019
Pueblo Airport Generating Station | 56998_G_53 | 56998 | G | 53 | 90559 | Combined Cycle | WECC_CO | Colorado | Pueblo | 20 | 2012 | 9999 |  |  |  | 0.04416 | NEI 2019
Pueblo Airport Generating Station | 56998_G_6 | 56998 | G | 6 | 90559 | Combined Cycle | WECC_CO | Colorado | Pueblo | 37 | 2012 | 9999 | 2017 | 8 | 179859 | 0.04416 | NEI 2019
Pueblo Airport Generating Station | 56998_G_7 | 56998 | G | 7 | 90560 | Combined Cycle | WECC_CO | Colorado | Pueblo | 37 | 2012 | 9999 | 2017 | 2.704 | 176934 | 0.04416 | NEI 2019
Pueblo Airport Generating Station | 56998_G_CT08 | 56998 | G | CT08 | 90863 | Combustion Turbine | WECC_CO | Colorado | Pueblo | 40 | 2016 | 9999 |  |  |  | 0.72922 | Default Emission Factor
Pueblo Airport Generating Station | 56998_G_GT1 | 56998 | G | GT1 | 90496 | Combustion Turbine | WECC_CO | Colorado | Pueblo | 90 | 2012 | 9999 | 2017 | 9 | 64528.3636 | 0.27895 | NEI 2019
Pueblo Airport Generating Station | 56998_G_GT2 | 56998 | G | GT2 | 90497 | Combustion Turbine | WECC_CO | Colorado | Pueblo | 90 | 2012 | 9999 | 2017 | 21.8 | 64528.3636 | 0.67567 | NEI 2019
El Cajon Energy Center | 57001_G_GEN1 | 57001 | G | GEN1 | 90510 | Combustion Turbine | WEC_SDGE | California | San Diego | 43.5 | 2010 | 9999 | 2018 | 0.63 | 16736 | 0.07529 | California Air Resources Board
Fulton LFGTE Facility | 57003_G_GEN1 | 57003 | G | GEN1 |  | Landfill Gas | NY_Z_F | New York | Fulton | 1.6 | 2010 | 9999 | 2017 | 60.8489 | 12950 | 9.3975 | NEI 2019
Fulton LFGTE Facility | 57003_G_GEN2 | 57003 | G | GEN2 |  | Landfill Gas | NY_Z_F | New York | Fulton | 1.6 | 2010 | 9999 |  |  |  | 9.3975 | NEI 2019
Waste Management Arden LFGTE | 57014_G_GEN1 | 57014 | G | GEN1 |  | Landfill Gas | PJM_AP | Pennsylvania | Washington | 0.8 | 2009 | 9999 |  |  |  | 8.0181 | Default Emission Factor
Waste Management Arden LFGTE | 57014_G_GEN2 | 57014 | G | GEN2 |  | Landfill Gas | PJM_AP | Pennsylvania | Washington | 0.8 | 2009 | 9999 |  |  |  | 8.0181 | Default Emission Factor
Waste Management Arden LFGTE | 57014_G_GEN3 | 57014 | G | GEN3 |  | Landfill Gas | PJM_AP | Pennsylvania | Washington | 0.8 | 2009 | 9999 |  |  |  | 8.0181 | Default Emission Factor
Waste Management Arden LFGTE | 57014_G_GEN4 | 57014 | G | GEN4 |  | Landfill Gas | PJM_AP | Pennsylvania | Washington | 0.8 | 2009 | 9999 |  |  |  | 8.0181 | Default Emission Factor
Waste Management Arden LFGTE | 57014_G_GEN5 | 57014 | G | GEN5 |  | Landfill Gas | PJM_AP | Pennsylvania | Washington | 0.8 | 2009 | 9999 |  |  |  | 8.0181 | Default Emission Factor
Waste Management Arden LFGTE | 57014_G_GEN6 | 57014 | G | GEN6 |  | Landfill Gas | PJM_AP | Pennsylvania | Washington | 0.8 | 2009 | 9999 |  |  |  | 8.0181 | Default Emission Factor
Waste Management Columbia Ridge LFGTE | 57015_G_GEN1 | 57015 | G | GEN1 |  | Landfill Gas | WECC_PNW | Oregon | Gilliam | 0.8 | 2009 | 9999 | 2017 | 172 | 48078 | 7.155 | NEI 2019
Waste Management Columbia Ridge LFGTE | 57015_G_GEN10 | 57015 | G | GEN10 |  | Landfill Gas | WECC_PNW | Oregon | Gilliam | 1.6 | 2014 | 9999 |  |  |  | 10.6078 | NEI 2019
Waste Management Columbia Ridge LFGTE | 57015_G_GEN11 | 57015 | G | GEN11 |  | Landfill Gas | WECC_PNW | Oregon | Gilliam | 1.6 | 2014 | 9999 |  |  |  | 10.6078 | NEI 2019
Waste Management Columbia Ridge LFGTE | 57015_G_GEN12 | 57015 | G | GEN12 |  | Landfill Gas | WECC_PNW | Oregon | Gilliam | 1.6 | 2014 | 9999 |  |  |  | 10.6078 | NEI 2019
Waste Management Columbia Ridge LFGTE | 57015_G_GEN2 | 57015 | G | GEN2 |  | Landfill Gas | WECC_PNW | Oregon | Gilliam | 0.8 | 2009 | 9999 |  |  |  | 7.155 | NEI 2019
Waste Management Columbia Ridge LFGTE | 57015_G_GEN3 | 57015 | G | GEN3 |  | Landfill Gas | WECC_PNW | Oregon | Gilliam | 0.8 | 2009 | 9999 |  |  |  | 7.155 | NEI 2019
Waste Management Columbia Ridge LFGTE | 57015_G_GEN4 | 57015 | G | GEN4 |  | Landfill Gas | WECC_PNW | Oregon | Gilliam | 0.8 | 2009 | 9999 |  |  |  | 7.155 | NEI 2019
Waste Management Columbia Ridge LFGTE | 57015_G_GEN5 | 57015 | G | GEN5 |  | Landfill Gas | WECC_PNW | Oregon | Gilliam | 0.8 | 2009 | 9999 |  |  |  | 7.155 | NEI 2019
Waste Management Columbia Ridge LFGTE | 57015_G_GEN6 | 57015 | G | GEN6 |  | Landfill Gas | WECC_PNW | Oregon | Gilliam | 0.8 | 2009 | 9999 |  |  |  | 7.155 | NEI 2019
Waste Management Columbia Ridge LFGTE | 57015_G_GEN7 | 57015 | G | GEN7 |  | Landfill Gas | WECC_PNW | Oregon | Gilliam | 0.8 | 2009 | 9999 |  |  |  | 7.155 | NEI 2019
Waste Management Columbia Ridge LFGTE | 57015_G_GEN8 | 57015 | G | GEN8 |  | Landfill Gas | WECC_PNW | Oregon | Gilliam | 0.8 | 2009 | 9999 |  |  |  | 7.155 | NEI 2019
Waste Management Columbia Ridge LFGTE | 57015_G_GEN9 | 57015 | G | GEN9 |  | Landfill Gas | WECC_PNW | Oregon | Gilliam | 1.6 | 2014 | 9999 | 2017 | 255 | 48078 | 10.6078 | NEI 2019
Waste Management Crossroads LFGTE | 57016_G_GEN1 | 57016 | G | GEN1 |  | Landfill Gas | NENG_ME | Maine | Somerset | 1.6 | 2009 | 9999 |  |  |  | 8.0181 | Default Emission Factor
Waste Management Crossroads LFGTE | 57016_G_GEN2 | 57016 | G | GEN2 |  | Landfill Gas | NENG_ME | Maine | Somerset | 1.6 | 2009 | 9999 |  |  |  | 8.0181 | Default Emission Factor
Spruce Ridge Gas Recovery | 57017_G_GEN1 | 57017 | G | GEN1 |  | Landfill Gas | MIS_MNWI | Minnesota | McLeod | 0.8 | 2008 | 9999 |  |  |  | 8.0181 | Default Emission Factor
Spruce Ridge Gas Recovery | 57017_G_GEN2 | 57017 | G | GEN2 |  | Landfill Gas | MIS_MNWI | Minnesota | McLeod | 0.8 | 2008 | 9999 |  |  |  | 8.0181 | Default Emission Factor
Spruce Ridge Gas Recovery | 57017_G_GEN3 | 57017 | G | GEN3 |  | Landfill Gas | MIS_MNWI | Minnesota | McLeod | 0.8 | 2008 | 9999 |  |  |  | 8.0181 | Default Emission Factor
Spruce Ridge Gas Recovery | 57017_G_GEN4 | 57017 | G | GEN4 |  | Landfill Gas | MIS_MNWI | Minnesota | McLeod | 0.8 | 2010 | 9999 |  |  |  | 8.0181 | Default Emission Factor
Waste Management Middle Peninsula LFGTE | 57018_G_GEN1 | 57018 | G | GEN1 |  | Landfill Gas | PJM_Dom | Virginia | Middlesex | 0.8 | 2009 | 9999 | 2019 | 206.07 | 48978 | 8.4148 | NEI 2019
Waste Management Middle Peninsula LFGTE | 57018_G_GEN2 | 57018 | G | GEN2 |  | Landfill Gas | PJM_Dom | Virginia | Middlesex | 0.8 | 2009 | 9999 |  |  |  | 8.4148 | NEI 2019
Waste Management Middle Peninsula LFGTE | 57018_G_GEN3 | 57018 | G | GEN3 |  | Landfill Gas | PJM_Dom | Virginia | Middlesex | 0.8 | 2009 | 9999 |  |  |  | 8.4148 | NEI 2019
Waste Management Middle Peninsula LFGTE | 57018_G_GEN4 | 57018 | G | GEN4 |  | Landfill Gas | PJM_Dom | Virginia | Middlesex | 0.8 | 2009 | 9999 |  |  |  | 8.4148 | NEI 2019
Waste Management Middle Peninsula LFGTE | 57018_G_GEN5 | 57018 | G | GEN5 |  | Landfill Gas | PJM_Dom | Virginia | Middlesex | 0.8 | 2009 | 9999 |  |  |  | 8.4148 | NEI 2019
Waste Management Middle Peninsula LFGTE | 57018_G_GEN6 | 57018 | G | GEN6 |  | Landfill Gas | PJM_Dom | Virginia | Middlesex | 0.8 | 2009 | 9999 |  |  |  | 8.4148 | NEI 2019
Waste Management Middle Peninsula LFGTE | 57018_G_GEN7 | 57018 | G | GEN7 |  | Landfill Gas | PJM_Dom | Virginia | Middlesex | 0.8 | 2009 | 9999 |  |  |  | 8.4148 | NEI 2019
Waste Management Middle Peninsula LFGTE | 57018_G_GEN8 | 57018 | G | GEN8 |  | Landfill Gas | PJM_Dom | Virginia | Middlesex | 0.8 | 2009 | 9999 |  |  |  | 8.4148 | NEI 2019
Riverbend Landfill | 57019_G_GEN1 | 57019 | G | GEN1 |  | Landfill Gas | WECC_PNW | Oregon | Yamhill | 0.8 | 2010 | 9999 |  |  |  | 8.0181 | Default Emission Factor
Riverbend Landfill | 57019_G_GEN2 | 57019 | G | GEN2 |  | Landfill Gas | WECC_PNW | Oregon | Yamhill | 0.8 | 2010 | 9999 |  |  |  | 8.0181 | Default Emission Factor
Riverbend Landfill | 57019_G_GEN3 | 57019 | G | GEN3 |  | Landfill Gas | WECC_PNW | Oregon | Yamhill | 0.8 | 2010 | 9999 |  |  |  | 8.0181 | Default Emission Factor
Riverbend Landfill | 57019_G_GEN4 | 57019 | G | GEN4 |  | Landfill Gas | WECC_PNW | Oregon | Yamhill | 0.8 | 2010 | 9999 |  |  |  | 8.0181 | Default Emission Factor
Riverbend Landfill | 57019_G_GEN5 | 57019 | G | GEN5 |  | Landfill Gas | WECC_PNW | Oregon | Yamhill | 0.8 | 2010 | 9999 |  |  |  | 8.0181 | Default Emission Factor
Riverbend Landfill | 57019_G_GEN6 | 57019 | G | GEN6 |  | Landfill Gas | WECC_PNW | Oregon | Yamhill | 0.8 | 2010 | 9999 |  |  |  | 8.0181 | Default Emission Factor
Westside Landfill Gas Recovery | 57020_G_GEN1 | 57020 | G | GEN1 |  | Landfill Gas | ERC_REST | Texas | Parker | 1.6 | 2010 | 9999 |  |  |  | 8.0181 | Default Emission Factor
Westside Landfill Gas Recovery | 57020_G_GEN2 | 57020 | G | GEN2 |  | Landfill Gas | ERC_REST | Texas | Parker | 1.6 | 2010 | 9999 |  |  |  | 8.0181 | Default Emission Factor
Waste Management Madison County LFGTE | 57021_G_GEN1 | 57021 | G | GEN1 |  | Landfill Gas | NY_Z_C&E | New York | Madison | 1.6 | 2009 | 9999 |  |  |  | 8.0181 | Default Emission Factor
Waste Management King George LFGTE | 57022_G_GEN1 | 57022 | G | GEN1 |  | Landfill Gas | PJM_Dom | Virginia | King George | 2.8 | 2010 | 9999 | 2019 | 20.3523 | 18374.1947 | 2.2153 | NEI 2019
Waste Management King George LFGTE | 57022_G_GEN2 | 57022 | G | GEN2 |  | Landfill Gas | PJM_Dom | Virginia | King George | 2.8 | 2010 | 9999 | 2019 | 21.006 | 18374.1947 | 2.2865 | NEI 2019
Waste Management King George LFGTE | 57022_G_GEN3 | 57022 | G | GEN3 |  | Landfill Gas | PJM_Dom | Virginia | King George | 2.8 | 2010 | 9999 | 2019 | 20.8792 | 18374.1947 | 2.2727 | NEI 2019
Waste Management King George LFGTE | 57022_G_GEN4 | 57022 | G | GEN4 |  | Landfill Gas | PJM_Dom | Virginia | King George | 2.9 | 2011 | 9999 | 2019 | 20.7757 | 19030.4159 | 2.1834 | NEI 2019
Waste Management Rolling Meadows LFGTE | 57023_G_GEN1 | 57023 | G | GEN1 |  | Landfill Gas | SPP_N | Kansas | Shawnee | 0.8 | 2010 | 9999 |  |  |  | 8.0181 | Default Emission Factor
Waste Management Rolling Meadows LFGTE | 57023_G_GEN2 | 57023 | G | GEN2 |  | Landfill Gas | SPP_N | Kansas | Shawnee | 0.8 | 2010 | 9999 |  |  |  | 8.0181 | Default Emission Factor
Waste Management Rolling Meadows LFGTE | 57023_G_GEN3 | 57023 | G | GEN3 |  | Landfill Gas | SPP_N | Kansas | Shawnee | 0.8 | 2010 | 9999 |  |  |  | 8.0181 | Default Emission Factor
Waste Management Rolling Meadows LFGTE | 57023_G_GEN4 | 57023 | G | GEN4 |  | Landfill Gas | SPP_N | Kansas | Shawnee | 0.8 | 2010 | 9999 |  |  |  | 8.0181 | Default Emission Factor
Waste Management Rolling Meadows LFGTE | 57023_G_GEN5 | 57023 | G | GEN5 |  | Landfill Gas | SPP_N | Kansas | Shawnee | 0.8 | 2010 | 9999 |  |  |  | 8.0181 | Default Emission Factor
Waste Management Rolling Meadows LFGTE | 57023_G_GEN6 | 57023 | G | GEN6 |  | Landfill Gas | SPP_N | Kansas | Shawnee | 0.8 | 2010 | 9999 |  |  |  | 8.0181 | Default Emission Factor
Waste Management Rolling Meadows LFGTE | 57023_G_GEN7 | 57023 | G | GEN7 |  | Landfill Gas | SPP_N | Kansas | Shawnee | 0.8 | 2010 | 9999 |  |  |  | 8.0181 | Default Emission Factor
Waste Management Northern Oaks LFGTE | 57024_G_GEN1 | 57024 | G | GEN1 |  | Landfill Gas | MIS_LMI | Michigan | Clare | 1.6 | 2010 | 9999 | 2018 | 62.5739 | 9066 | 13.8041 | Michigan Point Source Emission
Waste Management Eco Vista LFGTE | 57025_G_GEN1 | 57025 | G | GEN1 |  | Landfill Gas | SPP_WEST | Arkansas | Washington | 0.8 | 2010 | 9999 |  |  |  | 8.0181 | Default Emission Factor
Waste Management Eco Vista LFGTE | 57025_G_GEN2 | 57025 | G | GEN2 |  | Landfill Gas | SPP_WEST | Arkansas | Washington | 0.8 | 2010 | 9999 |  |  |  | 8.0181 | Default Emission Factor
Waste Management Eco Vista LFGTE | 57025_G_GEN3 | 57025 | G | GEN3 |  | Landfill Gas | SPP_WEST | Arkansas | Washington | 0.8 | 2010 | 9999 |  |  |  | 8.0181 | Default Emission Factor
Waste Management Eco Vista LFGTE | 57025_G_GEN4 | 57025 | G | GEN4 |  | Landfill Gas | SPP_WEST | Arkansas | Washington | 0.8 | 2010 | 9999 |  |  |  | 8.0181 | Default Emission Factor
Waste Management Eco Vista LFGTE | 57025_G_GEN5 | 57025 | G | GEN5 |  | Landfill Gas | SPP_WEST | Arkansas | Washington | 0.8 | 2010 | 9999 |  |  |  | 8.0181 | Default Emission Factor
Superior Landfill Gas Recovery | 57026_G_GEN 5 | 57026 | G | GEN 5 |  | Landfill Gas | S_SOU | Georgia | Chatham | 0.8 | 2009 | 9999 |  |  |  | 5.9046 | NEI 2019
Superior Landfill Gas Recovery | 57026_G_GEN1 | 57026 | G | GEN1 |  | Landfill Gas | S_SOU | Georgia | Chatham | 0.8 | 2009 | 9999 | 2017 | 124.3 | 42103 | 5.9046 | NEI 2019
Superior Landfill Gas Recovery | 57026_G_GEN2 | 57026 | G | GEN2 |  | Landfill Gas | S_SOU | Georgia | Chatham | 0.8 | 2009 | 9999 |  |  |  | 5.9046 | NEI 2019
Superior Landfill Gas Recovery | 57026_G_GEN3 | 57026 | G | GEN3 |  | Landfill Gas | S_SOU | Georgia | Chatham | 0.8 | 2009 | 9999 |  |  |  | 5.9046 | NEI 2019
Superior Landfill Gas Recovery | 57026_G_GEN4 | 57026 | G | GEN4 |  | Landfill Gas | S_SOU | Georgia | Chatham | 0.8 | 2009 | 9999 |  |  |  | 5.9046 | NEI 2019
Superior Landfill Gas Recovery | 57026_G_GEN6 | 57026 | G | GEN6 |  | Landfill Gas | S_SOU | Georgia | Chatham | 0.8 | 2009 | 9999 |  |  |  | 5.9046 | NEI 2019
Superior Landfill Gas Recovery | 57026_G_GEN7 | 57026 | G | GEN7 |  | Landfill Gas | S_SOU | Georgia | Chatham | 0.8 | 2009 | 9999 |  |  |  | 5.9046 | NEI 2019
Superior Landfill Gas Recovery | 57026_G_GEN8 | 57026 | G | GEN8 |  | Landfill Gas | S_SOU | Georgia | Chatham | 0.8 | 2009 | 9999 |  |  |  | 5.9046 | NEI 2019
Canyon Power Plant | 57027_G_CPP1 | 57027 | G | CPP1 | 90584 | Combustion Turbine | WECC_SCE | California | Orange | 49.4 | 2011 | 9999 | 2017 | 3.3 | 40396.6725 | 0.16338 | NEI 2019
Canyon Power Plant | 57027_G_CPP2 | 57027 | G | CPP2 | 90585 | Combustion Turbine | WECC_SCE | California | Orange | 48 | 2011 | 9999 | 2017 | 4.27 | 39251.8275 | 0.21757 | NEI 2019
Canyon Power Plant | 57027_G_CPP3 | 57027 | G | CPP3 | 90586 | Combustion Turbine | WECC_SCE | California | Orange | 48 | 2011 | 9999 | 2017 | 3.66 | 39251.8275 | 0.18649 | NEI 2019
Canyon Power Plant | 57027_G_CPP4 | 57027 | G | CPP4 | 90587 | Combustion Turbine | WECC_SCE | California | Orange | 49.4 | 2011 | 9999 | 2017 | 3.73 | 40396.6725 | 0.18467 | NEI 2019
Langley Gulch Power Plant | 57028_G_GTG | 57028 | G | GTG | 90518 | Combined Cycle | WECC_ID | Idaho | Payette | 176.9 | 2012 | 9999 | 2019 | 4.2001 | 1501424 | 0.0056 | NEI 2019
Langley Gulch Power Plant | 57028_G_STG | 57028 | G | STG | 90518 | Combined Cycle | WECC_ID | Idaho | Payette | 122.8 | 2012 | 9999 |  |  |  | 0.0056 | NEI 2019
Cleveland Cnty Generating Facility | 57029_G_1 | 57029 | G | 1 | 90576 | Combustion Turbine | S_VACA | North Carolina | Cleveland | 185 | 2012 | 9999 | 2019 | 12.81 | 246022.1813 | 0.10414 | NEI 2019
Cleveland Cnty Generating Facility | 57029_G_2 | 57029 | G | 2 | 90577 | Combustion Turbine | S_VACA | North Carolina | Cleveland | 187 | 2012 | 9999 | 2019 | 10.1 | 248681.8806 | 0.08123 | NEI 2019
Cleveland Cnty Generating Facility | 57029_G_3 | 57029 | G | 3 | 90578 | Combustion Turbine | S_VACA | North Carolina | Cleveland | 183.2 | 2012 | 9999 | 2019 | 10.91 | 243628.452 | 0.08956 | NEI 2019
Cleveland Cnty Generating Facility | 57029_G_4 | 57029 | G | 4 | 90579 | Combustion Turbine | S_VACA | North Carolina | Cleveland | 183 | 2012 | 9999 | 2019 | 11.62 | 243362.4821 | 0.0955 | NEI 2019
Pacolet Diesel Generation Facility | 57030_G_DI 1 | 57030 | G | DI 1 |  | Combustion Turbine | S_VACA | South Carolina | Spartanburg | 1.8 | 2006 | 9999 |  |  |  | 7.2573 | Default Emission Factor
Pacolet Diesel Generation Facility | 57030_G_DI 2 | 57030 | G | DI 2 |  | Combustion Turbine | S_VACA | South Carolina | Spartanburg | 1.8 | 2006 | 9999 |  |  |  | 7.2573 | Default Emission Factor
Pacolet Diesel Generation Facility | 57030_G_DI 3 | 57030 | G | DI 3 |  | Combustion Turbine | S_VACA | South Carolina | Spartanburg | 1.8 | 2006 | 9999 |  |  |  | 7.2573 | Default Emission Factor
Willmar Municipal East Substation | 57034_G_E04 | 57034 | G | E04 |  | Combustion Turbine | MIS_MNWI | Minnesota | Kandiyohi | 2 | 2000 | 9999 |  |  |  | 7.2573 | Default Emission Factor
Willmar Municipal East Substation | 57034_G_E05 | 57034 | G | E05 |  | Combustion Turbine | MIS_MNWI | Minnesota | Kandiyohi | 2 | 2000 | 9999 |  |  |  | 7.2573 | Default Emission Factor
Willmar Municipal East Substation | 57034_G_E06 | 57034 | G | E06 |  | Combustion Turbine | MIS_MNWI | Minnesota | Kandiyohi | 2 | 2000 | 9999 |  |  |  | 7.2573 | Default Emission Factor
Willmar Municipal SW Substation | 57035_G_SW01 | 57035 | G | SW01 |  | Combustion Turbine | MIS_MNWI | Minnesota | Kandiyohi | 2 | 2000 | 9999 |  |  |  | 7.2573 | Default Emission Factor
Willmar Municipal SW Substation | 57035_G_SW02 | 57035 | G | SW02 |  | Combustion Turbine | MIS_MNWI | Minnesota | Kandiyohi | 2 | 2000 | 9999 |  |  |  | 7.2573 | Default Emission Factor
Willmar Municipal SW Substation | 57035_G_SW03 | 57035 | G | SW03 |  | Combustion Turbine | MIS_MNWI | Minnesota | Kandiyohi | 2 | 2000 | 9999 |  |  |  | 7.2573 | Default Emission Factor
Ratcliffe | 57037_G_1A | 57037 | G | 1A | 90830 | Combined Cycle | S_SOU | Mississippi | Kemper | 189.4 | 2014 | 9999 | 2019 | 184.7 | 3096419 | 0.20848 | NEI 2019
Ratcliffe | 57037_G_1B | 57037 | G | 1B | 90831 | Combined Cycle | S_SOU | Mississippi | Kemper | 189.4 | 2014 | 9999 | 2017 | 194.01 | 1274369 | 0.20848 | NEI 2019
Ratcliffe | 57037_G_1C | 57037 | G | 1C | 90830 | Combined Cycle | S_SOU | Mississippi | Kemper | 296.7 | 2014 | 9999 |  |  |  | 0.20848 | NEI 2019
GenConn Middletown LLC | 57068_G_12 | 57068 | G | 12 | 90357 | Combustion Turbine | NENG_CT | Connecticut | Middlesex | 48.5 | 2011 | 9999 |  |  |  | 0.72922 | Default Emission Factor
GenConn Middletown LLC | 57068_G_13 | 57068 | G | 13 | 90358 | Combustion Turbine | NENG_CT | Connecticut | Middlesex | 48.5 | 2011 | 9999 |  |  |  | 0.72922 | Default Emission Factor
GenConn Middletown LLC | 57068_G_14 | 57068 | G | 14 | 90359 | Combustion Turbine | NENG_CT | Connecticut | Middlesex | 48.5 | 2011 | 9999 |  |  |  | 0.72922 | Default Emission Factor
GenConn Middletown LLC | 57068_G_15 | 57068 | G | 15 | 90476 | Combustion Turbine | NENG_CT | Connecticut | Middlesex | 48.5 | 2011 | 9999 |  |  |  | 0.72922 | Default Emission Factor
GenConn Devon LLC | 57070_G_15 | 57070 | G | 15 | 90352 | Combustion Turbine | NENG_CT | Connecticut | New Haven | 46.9 | 2010 | 9999 |  |  |  | 0.72922 | Default Emission Factor
GenConn Devon LLC | 57070_G_16 | 57070 | G | 16 | 90353 | Combustion Turbine | NENG_CT | Connecticut | New Haven | 46.9 | 2010 | 9999 |  |  |  | 0.72922 | Default Emission Factor
GenConn Devon LLC | 57070_G_17 | 57070 | G | 17 | 90354 | Combustion Turbine | NENG_CT | Connecticut | New Haven | 46.9 | 2010 | 9999 |  |  |  | 0.72922 | Default Emission Factor
GenConn Devon LLC | 57070_G_18 | 57070 | G | 18 | 90355 | Combustion Turbine | NENG_CT | Connecticut | New Haven | 46.9 | 2010 | 9999 |  |  |  | 0.72922 | Default Emission Factor
Denton Power LLC | 57071_G_1 | 57071 | G | 1 |  | Landfill Gas | ERC_REST | Texas | Denton | 1.6 | 2008 | 9999 |  |  |  | 8.0181 | Default Emission Factor
South Columbus Water Resource Facility | 57076_G_GEN1 | 57076 | G | GEN1 |  | Non-Fossil Waste | S_SOU | Georgia | Muscogee | 1.8 | 2010 | 9999 |  |  |  | 6.5998 | Default Emission Factor
South Columbus Water Resource Facility | 57076_G_GEN2 | 57076 | G | GEN2 |  | Non-Fossil Waste | S_SOU | Georgia | Muscogee | 1.8 | 2010 | 9999 |  |  |  | 6.5998 | Default Emission Factor
Santa Maria LFG Power Plant | 57100_G_EN01 | 57100 | G | EN01 |  | Landfill Gas | WEC_CALN | California | Santa Barbara | 1 | 2008 | 9999 |  |  |  | 8.0181 | Default Emission Factor
J&A-Santa Maria II LLC | 57101_G_1 | 57101 | G | 1 |  | Landfill Gas | WEC_CALN | California | Santa Barbara | 1.4 | 2010 | 9999 |  |  |  | 8.0181 | Default Emission Factor
Whittier LFG Power Plant #1 | 57102_G_EN01 | 57102 | G | EN01 |  | Landfill Gas | WECC_SCE | California | Los Angeles | 1 | 2006 | 9999 |  |  |  | 8.0181 | Default Emission Factor
Whittier LFG Power Plant #1 | 57102_G_EN02 | 57102 | G | EN02 |  | Landfill Gas | WECC_SCE | California | Los Angeles | 1 | 2010 | 9999 |  |  |  | 8.0181 | Default Emission Factor
UCI Facilities Management Central Plant | 57122_G_CTG1 | 57122 | G | CTG1 |  | Combined Cycle | WECC_SCE | California | Orange | 13.5 | 2007 | 9999 |  |  |  | 0.14766 | Default Emission Factor
UCI Facilities Management Central Plant | 57122_G_STG1 | 57122 | G | STG1 |  | Combined Cycle | WECC_SCE | California | Orange | 5.5 | 2007 | 9999 |  |  |  | 0.14766 | Default Emission Factor
Trail Ridge Landfill Gas Recovery | 57123_G_1 | 57123 | G | 1 |  | Landfill Gas | FRCC | Florida | Duval | 1.5 | 2008 | 9999 | 2018 | 51.19 | 9883.3333 | 10.3589 | Florida State Emissions Inventory
Trail Ridge Landfill Gas Recovery | 57123_G_2 | 57123 | G | 2 |  | Landfill Gas | FRCC | Florida | Duval | 1.5 | 2008 | 9999 | 2018 | 51.19 | 9883.3333 | 10.3589 | Florida State Emissions Inventory
Trail Ridge Landfill Gas Recovery | 57123_G_3 | 57123 | G | 3 |  | Landfill Gas | FRCC | Florida | Duval | 1.5 | 2008 | 9999 | 2018 | 51.19 | 9883.3333 | 10.3589 | Florida State Emissions Inventory
Trail Ridge Landfill Gas Recovery | 57123_G_4 | 57123 | G | 4 |  | Landfill Gas | FRCC | Florida | Duval | 1.5 | 2008 | 9999 | 2018 | 51.19 | 9883.3333 | 10.3589 | Florida State Emissions Inventory
Trail Ridge Landfill Gas Recovery | 57123_G_5 | 57123 | G | 5 |  | Landfill Gas | FRCC | Florida | Duval | 1.5 | 2008 | 9999 | 2018 | 51.19 | 9883.3333 | 10.3589 | Florida State Emissions Inventory
Trail Ridge Landfill Gas Recovery | 57123_G_6 | 57123 | G | 6 |  | Landfill Gas | FRCC | Florida | Duval | 1.5 | 2008 | 9999 | 2018 | 51.19 | 9883.3333 | 10.3589 | Florida State Emissions Inventory
G2 Energy Marion LLC | 57128_G_357 | 57128 | G | 357 |  | Landfill Gas | FRCC | Florida | Marion | 1.5 | 2009 | 9999 | 2018 | 61.6184 | 10010.5263 | 12.3107 | Florida State Emissions Inventory
G2 Energy Marion LLC | 57128_G_358 | 57128 | G | 358 |  | Landfill Gas | FRCC | Florida | Marion | 1.5 | 2009 | 9999 | 2018 | 61.6184 | 10010.5263 | 12.3107 | Florida State Emissions Inventory
G2 Energy Marion LLC | 57128_G_360 | 57128 | G | 360 |  | Landfill Gas | FRCC | Florida | Marion | 0.8 | 2010 | 9999 | 2018 | 32.8632 | 5338.9474 | 12.3107 | Florida State Emissions Inventory
G2 Energy Ostrom Road LLC | 57133_G_359 | 57133 | G | 359 |  | Landfill Gas | WEC_CALN | California | Yuba | 1.8 | 2009 | 9999 | 2018 | 83.6041 | 14666.7273 | 11.4005 | California Air Resources Board
G2 Energy Ostrom Road LLC | 57133_G_361 | 57133 | G | 361 |  | Landfill Gas | WEC_CALN | California | Yuba | 1.5 | 2013 | 9999 | 2018 | 69.6701 | 12222.2727 | 11.4005 | California Air Resources Board
OREG 4 Peetz | 57134_G_1 | 57134 | G | 1 |  | Non-Fossil Waste | WECC_CO | Colorado | Logan | 3 | 2009 | 9999 |  |  |  | 6.5998 | Default Emission Factor
Calabasas Gas to Energy Facility | 57163_G_GEN1 | 57163 | G | GEN1 |  | Landfill Gas | WECC_SCE | California | Los Angeles | 3.3 | 2010 | 9999 |  |  |  | 8.0181 | Default Emission Factor
Calabasas Gas to Energy Facility | 57163_G_GEN3 | 57163 | G | GEN3 |  | Landfill Gas | WECC_SCE | California | Los Angeles | 3.3 | 2010 | 9999 |  |  |  | 8.0181 | Default Emission Factor
Farmers Branch Renewable Energy Facility | 57165_G_GEN1 | 57165 | G | GEN1 |  | Landfill Gas | ERC_REST | Texas | Denton | 1.6 | 2011 | 9999 |  |  |  | 8.0181 | Default Emission Factor
Farmers Branch Renewable Energy Facility | 57165_G_GEN2 | 57165 | G | GEN2 |  | Landfill Gas | ERC_REST | Texas | Denton | 1.6 | 2011 | 9999 |  |  |  | 8.0181 | Default Emission Factor
Waste Management Lockwood LFGTE | 57166_G_GEN1 | 57166 | G | GEN1 |  | Landfill Gas | WECC_NNV | Nevada | Washoe | 1.6 | 2012 | 9999 |  |  |  | 8.0181 | Default Emission Factor
Waste Management Lockwood LFGTE | 57166_G_GEN2 | 57166 | G | GEN2 |  | Landfill Gas | WECC_NNV | Nevada | Washoe | 1.6 | 2012 | 9999 |  |  |  | 8.0181 | Default Emission Factor
Mesquite Creek LFGTE Project | 57167_G_GEN1 | 57167 | G | GEN1 |  | Landfill Gas | ERC_REST | Texas | Comal | 1.6 | 2010 | 9999 |  |  |  | 8.0181 | Default Emission Factor
Mesquite Creek LFGTE Project | 57167_G_GEN2 | 57167 | G | GEN2 |  | Landfill Gas | ERC_REST | Texas | Comal | 1.6 | 2010 | 9999 |  |  |  | 8.0181 | Default Emission Factor
Waste Management Naples LFGTE Project | 57168_G_GEN1 | 57168 | G | GEN1 |  | Landfill Gas | FRCC | Florida | Collier | 0.8 | 2011 | 9999 |  |  |  | 8.0181 | Default Emission Factor
Waste Management Naples LFGTE Project | 57168_G_GEN2 | 57168 | G | GEN2 |  | Landfill Gas | FRCC | Florida | Collier | 0.8 | 2011 | 9999 |  |  |  | 8.0181 | Default Emission Factor
Waste Management Naples LFGTE Project | 57168_G_GEN3 | 57168 | G | GEN3 |  | Landfill Gas | FRCC | Florida | Collier | 0.8 | 2011 | 9999 |  |  |  | 8.0181 | Default Emission Factor
Waste Management Naples LFGTE Project | 57168_G_GEN4 | 57168 | G | GEN4 |  | Landfill Gas | FRCC | Florida | Collier | 0.8 | 2011 | 9999 |  |  |  | 8.0181 | Default Emission Factor
Waste Management Naples LFGTE Project | 57168_G_GEN5 | 57168 | G | GEN5 |  | Landfill Gas | FRCC | Florida | Collier | 0.8 | 2011 | 9999 |  |  |  | 8.0181 | Default Emission Factor
Waste Management Piedmont LFGTE Project | 57169_G_GEN1 | 57169 | G | GEN1 |  | Landfill Gas | S_VACA | North Carolina | Forsyth | 0.8 | 2011 | 9999 | 2018 | 19.2533 | 4625.6667 | 8.3246 | North Carolina State Emissions Inventory
Waste Management Piedmont LFGTE Project | 57169_G_GEN2 | 57169 | G | GEN2 |  | Landfill Gas | S_VACA | North Carolina | Forsyth | 0.8 | 2011 | 9999 | 2018 | 19.2533 | 4625.6667 | 8.3246 | North Carolina State Emissions Inventory
Waste Management Piedmont LFGTE Project | 57169_G_GEN3 | 57169 | G | GEN3 |  | Landfill Gas | S_VACA | North Carolina | Forsyth | 0.8 | 2011 | 9999 | 2018 | 19.2533 | 4625.6667 | 8.3246 | North Carolina State Emissions Inventory
Suburban Landfill Gas Recovery | 57170_G_GEN1 | 57170 | G | GEN1 |  | Landfill Gas | PJM_West | Ohio | Perry | 0.8 | 2011 | 9999 |  |  |  | 8.0181 | Default Emission Factor
Suburban Landfill Gas Recovery | 57170_G_GEN2 | 57170 | G | GEN2 |  | Landfill Gas | PJM_West | Ohio | Perry | 0.8 | 2011 | 9999 |  |  |  | 8.0181 | Default Emission Factor
Suburban Landfill Gas Recovery | 57170_G_GEN3 | 57170 | G | GEN3 |  | Landfill Gas | PJM_West | Ohio | Perry | 0.8 | 2011 | 9999 |  |  |  | 8.0181 | Default Emission Factor
Suburban Landfill Gas Recovery | 57170_G_GEN4 | 57170 | G | GEN4 |  | Landfill Gas | PJM_West | Ohio | Perry | 0.8 | 2011 | 9999 |  |  |  | 8.0181 | Default Emission Factor
Suburban Landfill Gas Recovery | 57170_G_GEN5 | 57170 | G | GEN5 |  | Landfill Gas | PJM_West | Ohio | Perry | 0.8 | 2011 | 9999 |  |  |  | 8.0181 | Default Emission Factor
Suburban Landfill Gas Recovery | 57170_G_GEN6 | 57170 | G | GEN6 |  | Landfill Gas | PJM_West | Ohio | Perry | 0.8 | 2011 | 9999 |  |  |  | 8.0181 | Default Emission Factor
Suburban Landfill Gas Recovery | 57170_G_GEN7 | 57170 | G | GEN7 |  | Landfill Gas | PJM_West | Ohio | Perry | 0.8 | 2011 | 9999 |  |  |  | 8.0181 | Default Emission Factor
Glen Ullin Station 6 | 57172_G_1 | 57172 | G | 1 |  | Non-Fossil Waste | MIS_MAPP | North Dakota | Morton | 5.3 | 2009 | 9999 |  |  |  | 6.5998 | Default Emission Factor
Bridgewater Dairy Anaerobic Digester | 57173_G_1 | 57173 | G | 1 |  | Non-Fossil Waste | PJM_West | Ohio | Williams | 0.6 | 2008 | 9999 |  |  |  | 6.5998 | Default Emission Factor
Bridgewater Dairy Anaerobic Digester | 57173_G_2 | 57173 | G | 2 |  | Non-Fossil Waste | PJM_West | Ohio | Williams | 0.6 | 2008 | 9999 |  |  |  | 6.5998 | Default Emission Factor
HSCo CHP | 57179_G_1 | 57179 | G | 1 |  | Combustion Turbine | NENG_CT | Connecticut | Hartford | 3.5 | 2009 | 9999 |  |  |  | 0.72922 | Default Emission Factor
Cricket Valley Energy | 57185_G_U001 | 57185 | G | U001 |  | Combined Cycle | NY_Z_G-I | New York | Dutchess | 143.3 | 2020 | 9999 |  |  |  | 0.03343 | Default Emission Factor
Cricket Valley Energy | 57185_G_U002 | 57185 | G | U002 |  | Combined Cycle | NY_Z_G-I | New York | Dutchess | 143.3 | 2020 | 9999 |  |  |  | 0.03343 | Default Emission Factor
Cricket Valley Energy | 57185_G_U003 | 57185 | G | U003 |  | Combined Cycle | NY_Z_G-I | New York | Dutchess | 143.3 | 2020 | 9999 |  |  |  | 0.03343 | Default Emission Factor
Cricket Valley Energy | 57185_G_U004 | 57185 | G | U004 |  | Combined Cycle | NY_Z_G-I | New York | Dutchess | 195.4 | 2020 | 9999 |  |  |  | 0.03343 | Default Emission Factor
Cricket Valley Energy | 57185_G_U005 | 57185 | G | U005 |  | Combined Cycle | NY_Z_G-I | New York | Dutchess | 195.4 | 2020 | 9999 |  |  |  | 0.03343 | Default Emission Factor
Cricket Valley Energy | 57185_G_U006 | 57185 | G | U006 |  | Combined Cycle | NY_Z_G-I | New York | Dutchess | 195.4 | 2020 | 9999 |  |  |  | 0.03343 | Default Emission Factor
Chautauqua LFGTE Facility | 57186_G_GEN1 | 57186 | G | GEN1 |  | Landfill Gas | NY_Z_A | New York | Chautauqua | 1.6 | 2010 | 9999 | 2018 | 31.4817 | 7256.5 | 8.6768 | New York Emission Inventory
Chautauqua LFGTE Facility | 57186_G_GEN2 | 57186 | G | GEN2 |  | Landfill Gas | NY_Z_A | New York | Chautauqua | 1.6 | 2010 | 9999 | 2018 | 31.4817 | 7256.5 | 8.6768 | New York Emission Inventory
Chautauqua LFGTE Facility | 57186_G_GEN3 | 57186 | G | GEN3 |  | Landfill Gas | NY_Z_A | New York | Chautauqua | 1.6 | 2010 | 9999 | 2018 | 31.4817 | 7256.5 | 8.6768 | New York Emission Inventory
Chautauqua LFGTE Facility | 57186_G_GEN4 | 57186 | G | GEN4 |  | Landfill Gas | NY_Z_A | New York | Chautauqua | 1.6 | 2010 | 9999 | 2018 | 31.4817 | 7256.5 | 8.6768 | New York Emission Inventory
Chautauqua LFGTE Facility | 57186_G_GEN5 | 57186 | G | GEN5 |  | Landfill Gas | NY_Z_A | New York | Chautauqua | 1.6 | 2011 | 9999 | 2018 | 31.4817 | 7256.5 | 8.6768 | New York Emission Inventory
Chautauqua LFGTE Facility | 57186_G_GEN6 | 57186 | G | GEN6 |  | Landfill Gas | NY_Z_A | New York | Chautauqua | 1.6 | 2011 | 9999 | 2018 | 31.4817 | 7256.5 | 8.6768 | New York Emission Inventory
High Point, POLO | 57196_G_1 | 57196 | G | 1 |  | Combustion Turbine | S_VACA | North Carolina | Guilford | 1.8 | 2007 | 9999 |  |  |  | 7.2573 | Default Emission Factor
Thomson Reuters Data Center Bldg ES101 | 57207_G_1 | 57207 | G | 1 |  | Combustion Turbine | MIS_MNWI | Minnesota | Dakota | 0.6 | 2009 | 9999 |  |  |  | 7.2573 | Default Emission Factor
Thomson Reuters Data Center Bldg H | 57208_G_1 | 57208 | G | 1 |  | Combustion Turbine | MIS_MNWI | Minnesota | Dakota | 0.6 | 2007 | 9999 |  |  |  | 7.2573 | Default Emission Factor
Thomson Reuters Data Center Bldg H | 57208_G_2 | 57208 | G | 2 |  | Combustion Turbine | MIS_MNWI | Minnesota | Dakota | 0.6 | 2007 | 9999 |  |  |  | 7.2573 | Default Emission Factor
Thomson Reuters Data Center Bldg H | 57208_G_3 | 57208 | G | 3 |  | Combustion Turbine | MIS_MNWI | Minnesota | Dakota | 0.6 | 2007 | 9999 |  |  |  | 7.2573 | Default Emission Factor
Thomson Reuters Data Center Bldg H | 57208_G_4 | 57208 | G | 4 |  | Combustion Turbine | MIS_MNWI | Minnesota | Dakota | 0.6 | 2007 | 9999 |  |  |  | 7.2573 | Default Emission Factor
Renewable Energy Services of Ohio | 57249_G_GEN1 | 57249 | G | GEN1 |  | Landfill Gas | PJM_ATSI | Ohio | Erie | 1.6 | 2010 | 9999 | 2018 | 31.2067 | 11636 | 5.3638 | Ohio State Emissions Inventory
Renewable Energy Services of Ohio | 57249_G_GEN2 | 57249 | G | GEN2 |  | Landfill Gas | PJM_ATSI | Ohio | Erie | 0.8 | 2014 | 9999 | 2018 | 7.1433 | 5818 | 2.4556 | Ohio State Emissions Inventory
Earthmovers LFGTE | 57250_G_1 | 57250 | G | 1 |  | Landfill Gas | MIS_INKY | Indiana | Elkhart | 0.8 | 2010 | 9999 |  |  |  | 8.0181 | Default Emission Factor
Earthmovers LFGTE | 57250_G_2 | 57250 | G | 2 |  | Landfill Gas | MIS_INKY | Indiana | Elkhart | 0.8 | 2010 | 9999 |  |  |  | 8.0181 | Default Emission Factor
Earthmovers LFGTE | 57250_G_3 | 57250 | G | 3 |  | Landfill Gas | MIS_INKY | Indiana | Elkhart | 0.8 | 2010 | 9999 |  |  |  | 8.0181 | Default Emission Factor
Earthmovers LFGTE | 57250_G_4 | 57250 | G | 4 |  | Landfill Gas | MIS_INKY | Indiana | Elkhart | 0.8 | 2010 | 9999 |  |  |  | 8.0181 | Default Emission Factor
Earthmovers LFGTE | 57250_G_5 | 57250 | G | 5 |  | Landfill Gas | MIS_INKY | Indiana | Elkhart | 0.8 | 2010 | 9999 |  |  |  | 8.0181 | Default Emission Factor
Earthmovers LFGTE | 57250_G_6 | 57250 | G | 6 |  | Landfill Gas | MIS_INKY | Indiana | Elkhart | 0.8 | 2010 | 9999 |  |  |  | 8.0181 | Default Emission Factor
Marsh Landing Generating Station | 57267_G_1 | 57267 | G | 1 | 90637 | Combustion Turbine | WEC_CALN | California | Contra Costa | 191.9 | 2013 | 9999 | 2019 | 2.7854 | 15857.33 | 0.3513 | NEI 2019
Marsh Landing Generating Station | 57267_G_2 | 57267 | G | 2 | 90638 | Combustion Turbine | WEC_CALN | California | Contra Costa | 191.1 | 2013 | 9999 | 2019 | 1.986 | 15791.2233 | 0.25154 | NEI 2019
Marsh Landing Generating Station | 57267_G_3 | 57267 | G | 3 | 90639 | Combustion Turbine | WEC_CALN | California | Contra Costa | 190.4 | 2013 | 9999 | 2017 | 1.5273 | 42444.1213 | 0.07197 | NEI 2019
Marsh Landing Generating Station | 57267_G_4 | 57267 | G | 4 | 90640 | Combustion Turbine | WEC_CALN | California | Contra Costa | 191.8 | 2013 | 9999 | 2019 | 1.8714 | 15849.0666 | 0.23615 | NEI 2019
OREG 3 Inc | 57281_G_CS13 | 57281 | G | CS13 |  | Non-Fossil Waste | MIS_IA | Minnesota | Martin | 3.3 | 2010 | 9999 |  |  |  | 6.5998 | Default Emission Factor
Carleton College | 57296_G_GEN1 | 57296 | G | GEN1 |  | Combustion Turbine | MIS_MNWI | Minnesota | Rice | 2.3 | 2009 | 9999 |  |  |  | 7.2573 | Default Emission Factor
Carleton College | 57296_G_GEN2 | 57296 | G | GEN2 |  | Combustion Turbine | MIS_MNWI | Minnesota | Rice | 2.3 | 2009 | 9999 |  |  |  | 7.2573 | Default Emission Factor
Cedar Hills | 57298_G_1 | 57298 | G | 1 |  | Landfill Gas | WECC_PNW | Washington | King | 0.3 | 2009 | 9999 |  |  |  | 8.0181 | Default Emission Factor
Cedar Hills | 57298_G_10 | 57298 | G | 10 |  | Landfill Gas | WECC_PNW | Washington | King | 0.3 | 2009 | 9999 |  |  |  | 8.0181 | Default Emission Factor
Cedar Hills | 57298_G_11 | 57298 | G | 11 |  | Landfill Gas | WECC_PNW | Washington | King | 0.3 | 2009 | 9999 |  |  |  | 8.0181 | Default Emission Factor
Cedar Hills | 57298_G_12 | 57298 | G | 12 |  | Landfill Gas | WECC_PNW | Washington | King | 0.3 | 2009 | 9999 |  |  |  | 8.0181 | Default Emission Factor
Cedar Hills | 57298_G_13 | 57298 | G | 13 |  | Landfill Gas | WECC_PNW | Washington | King | 0.3 | 2009 | 9999 |  |  |  | 8.0181 | Default Emission Factor
Cedar Hills | 57298_G_14 | 57298 | G | 14 |  | Landfill Gas | WECC_PNW | Washington | King | 0.3 | 2009 | 9999 |  |  |  | 8.0181 | Default Emission Factor
Cedar Hills | 57298_G_15 | 57298 | G | 15 |  | Landfill Gas | WECC_PNW | Washington | King | 0.3 | 2009 | 9999 |  |  |  | 8.0181 | Default Emission Factor
Cedar Hills | 57298_G_16 | 57298 | G | 16 |  | Landfill Gas | WECC_PNW | Washington | King | 0.3 | 2009 | 9999 |  |  |  | 8.0181 | Default Emission Factor
Cedar Hills | 57298_G_17 | 57298 | G | 17 |  | Landfill Gas | WECC_PNW | Washington | King | 0.3 | 2009 | 9999 |  |  |  | 8.0181 | Default Emission Factor
Cedar Hills | 57298_G_18 | 57298 | G | 18 |  | Landfill Gas | WECC_PNW | Washington | King | 0.3 | 2009 | 9999 |  |  |  | 8.0181 | Default Emission Factor
Cedar Hills | 57298_G_2 | 57298 | G | 2 |  | Landfill Gas | WECC_PNW | Washington | King | 0.3 | 2009 | 9999 |  |  |  | 8.0181 | Default Emission Factor
Cedar Hills | 57298_G_3 | 57298 | G | 3 |  | Landfill Gas | WECC_PNW | Washington | King | 0.3 | 2009 | 9999 |  |  |  | 8.0181 | Default Emission Factor
Cedar Hills | 57298_G_4 | 57298 | G | 4 |  | Landfill Gas | WECC_PNW | Washington | King | 0.3 | 2009 | 9999 |  |  |  | 8.0181 | Default Emission Factor
Cedar Hills | 57298_G_5 | 57298 | G | 5 |  | Landfill Gas | WECC_PNW | Washington | King | 0.3 | 2009 | 9999 |  |  |  | 8.0181 | Default Emission Factor
Cedar Hills | 57298_G_6 | 57298 | G | 6 |  | Landfill Gas | WECC_PNW | Washington | King | 0.3 | 2009 | 9999 |  |  |  | 8.0181 | Default Emission Factor
Cedar Hills | 57298_G_7 | 57298 | G | 7 |  | Landfill Gas | WECC_PNW | Washington | King | 0.3 | 2009 | 9999 |  |  |  | 8.0181 | Default Emission Factor
Cedar Hills | 57298_G_8 | 57298 | G | 8 |  | Landfill Gas | WECC_PNW | Washington | King | 0.3 | 2009 | 9999 |  |  |  | 8.0181 | Default Emission Factor
Cedar Hills | 57298_G_9 | 57298 | G | 9 |  | Landfill Gas | WECC_PNW | Washington | King | 0.3 | 2009 | 9999 |  |  |  | 8.0181 | Default Emission Factor
Mont Belvieu Cogeneration Unit | 57322_G_GT01 | 57322 | G | GT01 |  | Combustion Turbine | ERC_REST | Texas | Chambers | 12.3 | 2009 | 9999 |  |  |  | 0.72922 | Default Emission Factor
Cargill B6 Biofactory | 57343_G_1 | 57343 | G | 1 |  | Non-Fossil Waste | WECC_ID | Idaho | Gooding | 1.1 | 2009 | 9999 |  |  |  | 6.5998 | Default Emission Factor
Cargill B6 Biofactory | 57343_G_2 | 57343 | G | 2 |  | Non-Fossil Waste | WECC_ID | Idaho | Gooding | 1.1 | 2009 | 9999 |  |  |  | 6.5998 | Default Emission Factor
Kettle Butte Digester, LLC | 57345_G_1 | 57345 | G | 1 |  | Non-Fossil Waste | WECC_ID | Idaho | JEFFERSON | 0.9 | 2011 | 9999 |  |  |  | 6.5998 | Default Emission Factor
Kettle Butte Digester, LLC | 57345_G_2 | 57345 | G | 2 |  | Non-Fossil Waste | WECC_ID | Idaho | JEFFERSON | 0.9 | 2011 | 9999 |  |  |  | 6.5998 | Default Emission Factor
CityCenter Central Plant Cogen Units | 57348_G_UNITA | 57348 | G | UNITA |  | Combustion Turbine | WECC_SNV | Nevada | Clark | 4 | 2009 | 9999 |  |  |  | 0.72922 | Default Emission Factor
CityCenter Central Plant Cogen Units | 57348_G_UNITB | 57348 | G | UNITB |  | Combustion Turbine | WECC_SNV | Nevada | Clark | 4 | 2009 | 9999 |  |  |  | 0.72922 | Default Emission Factor
Garrison Energy Center LLC | 57349_G_CTG1 | 57349 | G | CTG1 | 90682 | Combined Cycle | PJM_EMAC | Delaware | Kent | 193 | 2015 | 9999 | 2019 | 3.07 | 1723655 | 0.00356 | NEI 2019
Garrison Energy Center LLC | 57349_G_STG2 | 57349 | G | STG2 | 90682 | Combined Cycle | PJM_EMAC | Delaware | Kent | 123 | 2015 | 9999 |  |  |  | 0.00356 | NEI 2019
Henrico | 57356_G_1 | 57356 | G | 1 |  | Landfill Gas | PJM_Dom | Virginia | Henrico | 0.3 | 2010 | 9999 | 2018 | 4.3286 | 1346.9167 | 6.4274 | Virginia State Emissions
Henrico | 57356_G_10 | 57356 | G | 10 |  | Landfill Gas | PJM_Dom | Virginia | Henrico | 0.3 | 2010 | 9999 | 2018 | 4.3286 | 1346.9167 | 6.4274 | Virginia State Emissions
Henrico | 57356_G_11 | 57356 | G | 11 |  | Landfill Gas | PJM_Dom | Virginia | Henrico | 0.3 | 2010 | 9999 | 2018 | 4.3286 | 1346.9167 | 6.4274 | Virginia State Emissions
Henrico | 57356_G_12 | 57356 | G | 12 |  | Landfill Gas | PJM_Dom | Virginia | Henrico | 0.3 | 2010 | 9999 | 2018 | 4.3286 | 1346.9167 | 6.4274 | Virginia State Emissions
Henrico | 57356_G_2 | 57356 | G | 2 |  | Landfill Gas | PJM_Dom | Virginia | Henrico | 0.3 | 2010 | 9999 | 2018 | 4.3286 | 1346.9167 | 6.4274 | Virginia State Emissions
Henrico | 57356_G_3 | 57356 | G | 3 |  | Landfill Gas | PJM_Dom | Virginia | Henrico | 0.3 | 2010 | 9999 | 2018 | 4.3286 | 1346.9167 | 6.4274 | Virginia State Emissions
Henrico | 57356_G_4 | 57356 | G | 4 |  | Landfill Gas | PJM_Dom | Virginia | Henrico | 0.3 | 2010 | 9999 | 2018 | 4.3286 | 1346.9167 | 6.4274 | Virginia State Emissions
Henrico | 57356_G_5 | 57356 | G | 5 |  | Landfill Gas | PJM_Dom | Virginia | Henrico | 0.3 | 2010 | 9999 | 2018 | 4.3286 | 1346.9167 | 6.4274 | Virginia State Emissions
Henrico | 57356_G_6 | 57356 | G | 6 |  | Landfill Gas | PJM_Dom | Virginia | Henrico | 0.3 | 2010 | 9999 | 2018 | 4.3286 | 1346.9167 | 6.4274 | Virginia State Emissions
Henrico | 57356_G_7 | 57356 | G | 7 |  | Landfill Gas | PJM_Dom | Virginia | Henrico | 0.3 | 2010 | 9999 | 2018 | 4.3286 | 1346.9167 | 6.4274 | Virginia State Emissions
Henrico | 57356_G_8 | 57356 | G | 8 |  | Landfill Gas | PJM_Dom | Virginia | Henrico | 0.3 | 2010 | 9999 | 2018 | 4.3286 | 1346.9167 | 6.4274 | Virginia State Emissions
Henrico | 57356_G_9 | 57356 | G | 9 |  | Landfill Gas | PJM_Dom | Virginia | Henrico | 0.3 | 2010 | 9999 | 2018 | 4.3286 | 1346.9167 | 6.4274 | Virginia State Emissions
MP Durham LLC | 57365_G_1A | 57365 | G | 1A |  | Landfill Gas | S_VACA | North Carolina | Durham | 1.1 | 2010 | 9999 | 2018 | 29.5 | 7945.5 | 7.4256 | North Carolina State Emissions Inventory
MP Durham LLC | 57365_G_1B | 57365 | G | 1B |  | Landfill Gas | S_VACA | North Carolina | Durham | 1.1 | 2010 | 9999 | 2018 | 29.5 | 7945.5 | 7.4256 | North Carolina State Emissions Inventory
MP Wayne LLC | 57366_G_1A | 57366 | G | 1A |  | Landfill Gas | S_VACA | North Carolina | Wayne | 1.1 | 2010 | 9999 | 2018 | 21.2 | 5609.5 | 7.5586 | North Carolina State Emissions Inventory
MP Wayne LLC | 57366_G_1B | 57366 | G | 1B |  | Landfill Gas | S_VACA | North Carolina | Wayne | 1.1 | 2010 | 9999 | 2018 | 21.2 | 5609.5 | 7.5586 | North Carolina State Emissions Inventory
Big Sky Dairy Digester | 57393_G_GEN1 | 57393 | G | GEN1 |  | Non-Fossil Waste | WECC_ID | Idaho | Gooding | 0.7 | 2009 | 9999 |  |  |  | 6.5998 | Default Emission Factor
Big Sky Dairy Digester | 57393_G_GEN2 | 57393 | G | GEN2 |  | Non-Fossil Waste | WECC_ID | Idaho | Gooding | 0.7 | 2009 | 9999 |  |  |  | 6.5998 | Default Emission Factor
Northwest Regional | 57403_G_GEN1 | 57403 | G | GEN1 |  | Landfill Gas | WECC_AZ | Arizona | Maricopa | 1.6 | 2012 | 9999 |  |  |  | 8.0181 | Default Emission Factor
Northwest Regional | 57403_G_GEN2 | 57403 | G | GEN2 |  | Landfill Gas | WECC_AZ | Arizona | Maricopa | 1.6 | 2012 | 9999 |  |  |  | 8.0181 | Default Emission Factor
Oneida Herkimer | 57404_G_GEN1 | 57404 | G | GEN1 |  | Landfill Gas | NY_Z_C&E | New York | Oneida | 1.6 | 2012 | 9999 |  |  |  | 8.0181 | Default Emission Factor
Oneida Herkimer | 57404_G_GEN2 | 57404 | G | GEN2 |  | Landfill Gas | NY_Z_C&E | New York | Oneida | 1.6 | 2013 | 9999 |  |  |  | 8.0181 | Default Emission Factor
Eagle Valley (MI) | 57405_G_GEN1 | 57405 | G | GEN1 |  | Landfill Gas | MIS_LMI | Michigan | Oakland | 1.6 | 2011 | 9999 | 2019 | 93.25 | 24969 | 7.4693 | NEI 2019
Eagle Valley (MI) | 57405_G_GEN2 | 57405 | G | GEN2 |  | Landfill Gas | MIS_LMI | Michigan | Oakland | 1.6 | 2011 | 9999 |  |  |  | 7.4693 | NEI 2019
Prairie View IL | 57406_G_GEN1 | 57406 | G | GEN1 |  | Landfill Gas | PJM_COMD | Illinois | Will | 1.6 | 2011 | 9999 |  |  |  | 8.0181 | Default Emission Factor
Prairie View IL | 57406_G_GEN2 | 57406 | G | GEN2 |  | Landfill Gas | PJM_COMD | Illinois | Will | 1.6 | 2011 | 9999 |  |  |  | 8.0181 | Default Emission Factor
Prairie View IL | 57406_G_GEN3 | 57406 | G | GEN3 |  | Landfill Gas | PJM_COMD | Illinois | Will | 1.6 | 2011 | 9999 |  |  |  | 8.0181 | Default Emission Factor
Prairie Bluff | 57408_G_GEN1 | 57408 | G | GEN1 |  | Landfill Gas | S_C_TVA | Mississippi | Chickasaw | 1.6 | 2012 | 9999 |  |  |  | 8.0181 | Default Emission Factor
West Camden | 57409_G_GEN1 | 57409 | G | GEN1 |  | Landfill Gas | S_C_TVA | Tennessee | Benton | 1.6 | 2012 | 9999 |  |  |  | 8.0181 | Default Emission Factor
West Camden | 57409_G_GEN2 | 57409 | G | GEN2 |  | Landfill Gas | S_C_TVA | Tennessee | Benton | 1.6 | 2012 | 9999 |  |  |  | 8.0181 | Default Emission Factor
West Camden | 57409_G_GEN3 | 57409 | G | GEN3 |  | Landfill Gas | S_C_TVA | Tennessee | Benton | 1.6 | 2012 | 9999 |  |  |  | 8.0181 | Default Emission Factor
Geneva | 57410_G_GEN1 | 57410 | G | GEN1 |  | Landfill Gas | PJM_ATSI | Ohio | Ashtabula | 0.8 | 2013 | 9999 | 2018 | 1.732 | 3994.4 | 0.86721 | Ohio State Emissions Inventory
Geneva | 57410_G_GEN2 | 57410 | G | GEN2 |  | Landfill Gas | PJM_ATSI | Ohio | Ashtabula | 0.8 | 2013 | 9999 | 2018 | 3.452 | 3994.4 | 1.7284 | Ohio State Emissions Inventory
Geneva | 57410_G_GEN3 | 57410 | G | GEN3 |  | Landfill Gas | PJM_ATSI | Ohio | Ashtabula | 0.8 | 2013 | 9999 | 2018 | 1.872 | 3994.4 | 0.93731 | Ohio State Emissions Inventory
Geneva | 57410_G_GEN4 | 57410 | G | GEN4 |  | Landfill Gas | PJM_ATSI | Ohio | Ashtabula | 0.8 | 2013 | 9999 | 2018 | 3.466 | 3994.4 | 1.7354 | Ohio State Emissions Inventory
Geneva | 57410_G_GEN5 | 57410 | G | GEN5 |  | Landfill Gas | PJM_ATSI | Ohio | Ashtabula | 0.8 | 2013 | 9999 | 2018 | 2.374 | 3994.4 | 1.1887 | Ohio State Emissions Inventory
Mahoning | 57411_G_GEN1 | 57411 | G | GEN1 |  | Landfill Gas | PJM_ATSI | Ohio | Mahoning | 0.8 | 2013 | 9999 | 2018 | 4.318 | 6486.2 | 1.3314 | Ohio State Emissions Inventory
Mahoning | 57411_G_GEN2 | 57411 | G | GEN2 |  | Landfill Gas | PJM_ATSI | Ohio | Mahoning | 0.8 | 2013 | 9999 | 2018 | 4.462 | 6486.2 | 1.3758 | Ohio State Emissions Inventory
Mahoning | 57411_G_GEN3 | 57411 | G | GEN3 |  | Landfill Gas | PJM_ATSI | Ohio | Mahoning | 0.8 | 2013 | 9999 | 2018 | 4.112 | 6486.2 | 1.2679 | Ohio State Emissions Inventory
Mahoning | 57411_G_GEN4 | 57411 | G | GEN4 |  | Landfill Gas | PJM_ATSI | Ohio | Mahoning | 0.8 | 2013 | 9999 | 2018 | 3.91 | 6486.2 | 1.2056 | Ohio State Emissions Inventory
Mahoning | 57411_G_GEN5 | 57411 | G | GEN5 |  | Landfill Gas | PJM_ATSI | Ohio | Mahoning | 0.8 | 2013 | 9999 | 2018 | 4.228 | 6486.2 | 1.3037 | Ohio State Emissions Inventory
Davidson Gas Producers LLC | 57436_G_1 | 57436 | G | 1 |  | Landfill Gas | S_VACA | North Carolina | Davidson | 1.6 | 2010 | 9999 | 2018 | 64.33 | 12833 | 10.0257 | North Carolina State Emissions Inventory
Pine Tree Acres WM LFGTE | 57443_G_GEN1 | 57443 | G | GEN1 |  | Landfill Gas | MIS_LMI | Michigan | Macomb | 1.6 | 2012 | 9999 | 2019 | 315.5 | 69778 | 9.043 | NEI 2019
Pine Tree Acres WM LFGTE | 57443_G_GEN2 | 57443 | G | GEN2 |  | Landfill Gas | MIS_LMI | Michigan | Macomb | 1.6 | 2012 | 9999 |  |  |  | 9.043 | NEI 2019
Pine Tree Acres WM LFGTE | 57443_G_GEN3 | 57443 | G | GEN3 |  | Landfill Gas | MIS_LMI | Michigan | Macomb | 1.6 | 2012 | 9999 |  |  |  | 9.043 | NEI 2019
Pine Tree Acres WM LFGTE | 57443_G_GEN4 | 57443 | G | GEN4 |  | Landfill Gas | MIS_LMI | Michigan | Macomb | 1.6 | 2012 | 9999 |  |  |  | 9.043 | NEI 2019
Pine Tree Acres WM LFGTE | 57443_G_GEN5 | 57443 | G | GEN5 |  | Landfill Gas | MIS_LMI | Michigan | Macomb | 1.6 | 2012 | 9999 |  |  |  | 9.043 | NEI 2019
Pine Tree Acres WM LFGTE | 57443_G_GEN6 | 57443 | G | GEN6 |  | Landfill Gas | MIS_LMI | Michigan | Macomb | 1.6 | 2012 | 9999 |  |  |  | 9.043 | NEI 2019
Pine Tree Acres WM LFGTE | 57443_G_GEN7 | 57443 | G | GEN7 |  | Landfill Gas | MIS_LMI | Michigan | Macomb | 1.6 | 2012 | 9999 |  |  |  | 9.043 | NEI 2019
Pine Tree Acres WM LFGTE | 57443_G_GEN8 | 57443 | G | GEN8 |  | Landfill Gas | MIS_LMI | Michigan | Macomb | 1.6 | 2012 | 9999 |  |  |  | 9.043 | NEI 2019
Blue Ridge Landfill | 57466_G_GEN1 | 57466 | G | GEN1 |  | Landfill Gas | PJM_AP | Pennsylvania | Franklin | 1.6 | 2013 | 9999 |  |  |  | 8.0181 | Default Emission Factor
Blue Ridge Landfill | 57466_G_GEN2 | 57466 | G | GEN2 |  | Landfill Gas | PJM_AP | Pennsylvania | Franklin | 1.6 | 2013 | 9999 |  |  |  | 8.0181 | Default Emission Factor
Blue Ridge Landfill | 57466_G_GEN3 | 57466 | G | GEN3 |  | Landfill Gas | PJM_AP | Pennsylvania | Franklin | 1.6 | 2013 | 9999 |  |  |  | 8.0181 | Default Emission Factor
Blue Ridge Landfill | 57466_G_GEN4 | 57466 | G | GEN4 |  | Landfill Gas | PJM_AP | Pennsylvania | Franklin | 1.6 | 2013 | 9999 |  |  |  | 8.0181 | Default Emission Factor
TBE-Montgomery LLC | 57472_G_CTG | 57472 | G | CTG |  | Non-Fossil Waste | NY_Z_G-I | New York | Orange | 11.6 | 2021 | 9999 |  |  |  | 13.0867 | Default Emission Factor
TBE-Montgomery LLC | 57472_G_STG | 57472 | G | STG |  | Non-Fossil Waste | NY_Z_G-I | New York | Orange | 7.4 | 2021 | 9999 |  |  |  | 13.0867 | Default Emission Factor
Sentinel Energy Center, LLC | 57482_G_CTG1 | 57482 | G | CTG1 | 90714 | Combustion Turbine | WECC_SCE | California | Riverside | 100 | 2013 | 9999 | 2017 | 1.5 | 61154.5 | 0.04906 | NEI 2019
Sentinel Energy Center, LLC | 57482_G_CTG2 | 57482 | G | CTG2 | 90715 | Combustion Turbine | WECC_SCE | California | Riverside | 100 | 2013 | 9999 | 2017 | 1.91 | 61154.5 | 0.06247 | NEI 2019
Sentinel Energy Center, LLC | 57482_G_CTG3 | 57482 | G | CTG3 | 90716 | Combustion Turbine | WECC_SCE | California | Riverside | 100 | 2013 | 9999 | 2019 | 1.88 | 72087.875 | 0.05216 | NEI 2019
Sentinel Energy Center, LLC | 57482_G_CTG4 | 57482 | G | CTG4 | 90717 | Combustion Turbine | WECC_SCE | California | Riverside | 100 | 2013 | 9999 | 2019 | 1.83 | 72087.875 | 0.05077 | NEI 2019
Sentinel Energy Center, LLC | 57482_G_CTG5 | 57482 | G | CTG5 | 90718 | Combustion Turbine | WECC_SCE | California | Riverside | 100 | 2013 | 9999 | 2017 | 1.78 | 61154.5 | 0.05821 | NEI 2019
Sentinel Energy Center, LLC | 57482_G_CTG6 | 57482 | G | CTG6 | 90719 | Combustion Turbine | WECC_SCE | California | Riverside | 100 | 2013 | 9999 | 2019 | 1.64 | 72087.875 | 0.0455 | NEI 2019
Sentinel Energy Center, LLC | 57482_G_CTG7 | 57482 | G | CTG7 | 90720 | Combustion Turbine | WECC_SCE | California | Riverside | 100 | 2013 | 9999 | 2017 | 1.77 | 61154.5 | 0.05789 | NEI 2019
Sentinel Energy Center, LLC | 57482_G_CTG8 | 57482 | G | CTG8 | 90721 | Combustion Turbine | WECC_SCE | California | Riverside | 100 | 2013 | 9999 | 2019 | 1.49 | 72087.875 | 0.04134 | NEI 2019
Mariposa Energy Project | 57483_G_CTG1 | 57483 | G | CTG1 | 90692 | Combustion Turbine | WEC_CALN | California | Alameda | 49.9 | 2012 | 9999 | 2017 | 1.8245 | 34074.25 | 0.10709 | NEI 2019
Mariposa Energy Project | 57483_G_CTG2 | 57483 | G | CTG2 | 90693 | Combustion Turbine | WEC_CALN | California | Alameda | 49.9 | 2012 | 9999 | 2019 | 1.8479 | 22709 | 0.16275 | NEI 2019
Mariposa Energy Project | 57483_G_CTG3 | 57483 | G | CTG3 | 90694 | Combustion Turbine | WEC_CALN | California | Alameda | 49.9 | 2012 | 9999 | 2017 | 1.7765 | 34074.25 | 0.10427 | NEI 2019
Mariposa Energy Project | 57483_G_CTG4 | 57483 | G | CTG4 | 90695 | Combustion Turbine | WEC_CALN | California | Alameda | 49.9 | 2012 | 9999 | 2019 | 1.845 | 22709 | 0.16249 | NEI 2019
Oak Grove Power Producers | 57489_G_G1 | 57489 | G | G1 |  | Landfill Gas | SPP_N | Kansas | Crawford | 1.5 | 2010 | 9999 | 2019 | 33.6833 | 6533.3824 | 10.3111 | NEI 2019
Oak Grove Power Producers | 57489_G_G2 | 57489 | G | G2 |  | Landfill Gas | SPP_N | Kansas | Crawford | 1.9 | 2013 | 9999 |  |  |  | 8.0181 | Default Emission Factor
Perdido | 57502_G_1 | 57502 | G | 1 |  | Landfill Gas | S_SOU | Florida | Escambia | 1.5 | 2010 | 9999 |  |  |  | 8.0181 | Default Emission Factor
Perdido | 57502_G_2 | 57502 | G | 2 |  | Landfill Gas | S_SOU | Florida | Escambia | 1.5 | 2010 | 9999 |  |  |  | 8.0181 | Default Emission Factor
TECO CHP-1 | 57504_G_CHP1 | 57504 | G | CHP1 |  | Combustion Turbine | ERC_REST | Texas | Harris | 48 | 2010 | 9999 | 2019 | 21.96 | 70539 | 0.62263 | NEI 2019
Monroe Generating Station | 57505_G_1 | 57505 | G | 1 |  | Combustion Turbine | S_VACA | North Carolina | Union | 12 | 2010 | 9999 | 2017 | 0.62 | 811.5 | 1.528 | NEI 2019
Monroe Generating Station | 57505_G_2 | 57505 | G | 2 |  | Combustion Turbine | S_VACA | North Carolina | Union | 12 | 2010 | 9999 | 2017 | 1.23 | 811.5 | 3.0314 | NEI 2019
Walnut Creek Energy Park | 57515_G_GT1 | 57515 | G | GT1 | 90677 | Combustion Turbine | WEC_LADW | California | Los Angeles | 97 | 2013 | 9999 | 2019 | 2.58 | 91247.4 | 0.05655 | NEI 2019
Walnut Creek Energy Park | 57515_G_GT2 | 57515 | G | GT2 | 90678 | Combustion Turbine | WEC_LADW | California | Los Angeles | 97 | 2013 | 9999 | 2019 | 2.37 | 91247.4 | 0.05195 | NEI 2019
Walnut Creek Energy Park | 57515_G_GT3 | 57515 | G | GT3 | 90679 | Combustion Turbine | WEC_LADW | California | Los Angeles | 97 | 2013 | 9999 | 2017 | 2.19 | 69432 | 0.06308 | NEI 2019
Walnut Creek Energy Park | 57515_G_GT4 | 57515 | G | GT4 | 90680 | Combustion Turbine | WEC_LADW | California | Los Angeles | 97 | 2013 | 9999 | 2017 | 1.7 | 69432 | 0.04897 | NEI 2019
Walnut Creek Energy Park | 57515_G_GT5 | 57515 | G | GT5 | 90681 | Combustion Turbine | WEC_LADW | California | Los Angeles | 97 | 2013 | 9999 | 2017 | 1.52 | 69432 | 0.04378 | NEI 2019
Pio Pico Energy Center | 57555_G_CTG1 | 57555 | G | CTG1 | 90696 | Combustion Turbine | WEC_SDGE | California | San Diego | 106 | 2016 | 9999 |  |  |  | 0.72922 | Default Emission Factor
Pio Pico Energy Center | 57555_G_CTG2 | 57555 | G | CTG2 | 90697 | Combustion Turbine | WEC_SDGE | California | San Diego | 106 | 2016 | 9999 |  |  |  | 0.72922 | Default Emission Factor
Pio Pico Energy Center | 57555_G_CTG3 | 57555 | G | CTG3 | 90698 | Combustion Turbine | WEC_SDGE | California | San Diego | 106 | 2016 | 9999 |  |  |  | 0.72922 | Default Emission Factor
Sunnyvale City of WPCP | 57557_G_S-14 | 57557 | G | S-14 |  | Landfill Gas | WEC_CALN | California | Santa Clara | 0.8 | 1997 | 9999 | 2018 | 14.329 | 4480.5 | 6.3962 | California Air Resources Board
Sunnyvale City of WPCP | 57557_G_S-15 | 57557 | G | S-15 |  | Landfill Gas | WEC_CALN | California | Santa Clara | 0.8 | 1997 | 9999 | 2018 | 14.329 | 4480.5 | 6.3962 | California Air Resources Board
Algonquin Power Sanger LLC | 57564_G_CTG | 57564 | G | CTG | 91241 | Combined Cycle | WEC_CALN | California | Fresno | 49 | 2007 | 9999 | 2017 | 6.1104 | 71800 | 0.13789 | NEI 2019
Algonquin Power Sanger LLC | 57564_G_STG2 | 57564 | G | STG2 |  | Combined Cycle | WEC_CALN | California | Fresno | 12.5 | 2012 | 9999 |  |  |  | 0.13789 | NEI 2019
CCCSD Wastewater Treatment Plnt | 57573_G_S188 | 57573 | G | S188 |  | Combustion Turbine | WEC_CALN | California | Contra Costa | 3 | 1995 | 9999 |  |  |  | 0.72922 | Default Emission Factor
Broadridge Cogen | 57580_G_CG1 | 57580 | G | CG1 |  | Combustion Turbine | WEC_CALN | California | El Dorado | 2.1 | 2008 | 9999 |  |  |  | 3.2013 | Default Emission Factor
Broadridge Cogen | 57580_G_CG2 | 57580 | G | CG2 |  | Combustion Turbine | WEC_CALN | California | El Dorado | 2.1 | 2008 | 9999 |  |  |  | 3.2013 | Default Emission Factor
Allenwood | 57581_G_1 | 57581 | G | 1 |  | Landfill Gas | PJM_WMAC | Pennsylvania | Lycoming | 1.6 | 2012 | 9999 |  |  |  | 8.0181 | Default Emission Factor
Allenwood | 57581_G_2 | 57581 | G | 2 |  | Landfill Gas | PJM_WMAC | Pennsylvania | Lycoming | 1.6 | 2012 | 9999 |  |  |  | 8.0181 | Default Emission Factor
Lycoming County | 57582_G_1 | 57582 | G | 1 |  | Landfill Gas | PJM_WMAC | Pennsylvania | Lycoming | 1.5 | 2012 | 9999 |  |  |  | 8.0181 | Default Emission Factor
Lycoming County | 57582_G_2 | 57582 | G | 2 |  | Landfill Gas | PJM_WMAC | Pennsylvania | Lycoming | 1.5 | 2012 | 9999 |  |  |  | 8.0181 | Default Emission Factor
University of California San Diego Hybrid | 57584_G_NT2 | 57584 | G | NT2 |  | Combined Cycle | WEC_SDGE | California | San Diego | 13.5 | 2001 | 9999 |  |  |  | 0.14766 | Default Emission Factor
University of California San Diego Hybrid | 57584_G_ST1 | 57584 | G | ST1 |  | Combined Cycle | WEC_SDGE | California | San Diego | 13.5 | 2001 | 9999 |  |  |  | 0.14766 | Default Emission Factor
University of California San Diego Hybrid | 57584_G_STG | 57584 | G | STG |  | Combined Cycle | WEC_SDGE | California | San Diego | 3 | 2001 | 9999 |  |  |  | 0.14766 | Default Emission Factor
Oxnard Paper Mill | 57585_G_1 | 57585 | G | 1 |  | Combustion Turbine | WECC_SCE | California | Ventura | 29 | 1986 | 9999 |  |  |  | 0.72922 | Default Emission Factor
Cana Gas Processing Plant | 57597_G_3005 | 57597 | G | 3005 |  | Combustion Turbine | SPP_WEST | Oklahoma | Canadian | 2.5 | 2010 | 9999 |  |  |  | 7.2573 | Default Emission Factor
Cana Gas Processing Plant | 57597_G_3006 | 57597 | G | 3006 |  | Combustion Turbine | SPP_WEST | Oklahoma | Canadian | 2.5 | 2010 | 9999 |  |  |  | 7.2573 | Default Emission Factor
Cana Gas Processing Plant | 57597_G_6214 | 57597 | G | 6214 |  | Combustion Turbine | SPP_WEST | Oklahoma | Canadian | 2.5 | 2012 | 9999 |  |  |  | 7.2573 | Default Emission Factor
Bridge Street 1 & 2 | 57598_G_BS1 | 57598 | G | BS1 |  | Combustion Turbine | NENG_CT | Connecticut | New London | 2.5 | 2010 | 9999 |  |  |  | 7.2573 | Default Emission Factor
Bridge Street 1 & 2 | 57598_G_BS2 | 57598 | G | BS2 |  | Combustion Turbine | NENG_CT | Connecticut | New London | 2.5 | 2010 | 9999 |  |  |  | 7.2573 | Default Emission Factor
Fort Hill 1, 2, 3 & 4 | 57599_G_FH1 | 57599 | G | FH1 |  | Combustion Turbine | NENG_CT | Connecticut | New London | 2.5 | 2010 | 9999 |  |  |  | 7.2573 | Default Emission Factor
Fort Hill 1, 2, 3 & 4 | 57599_G_FH2 | 57599 | G | FH2 |  | Combustion Turbine | NENG_CT | Connecticut | New London | 2.5 | 2010 | 9999 |  |  |  | 7.2573 | Default Emission Factor
Fort Hill 1, 2, 3 & 4 | 57599_G_FH3 | 57599 | G | FH3 |  | Combustion Turbine | NENG_CT | Connecticut | New London | 2.5 | 2010 | 9999 |  |  |  | 7.2573 | Default Emission Factor
Fort Hill 1, 2, 3 & 4 | 57599_G_FH4 | 57599 | G | FH4 |  | Combustion Turbine | NENG_CT | Connecticut | New London | 2.5 | 2010 | 9999 |  |  |  | 7.2573 | Default Emission Factor
Fishers Island 1 | 57600_G_FI1 | 57600 | G | FI1 |  | Combustion Turbine | NY_Z_K | New York | Suffolk | 2.5 | 2010 | 9999 |  |  |  | 7.2573 | Default Emission Factor
Gary Court 1 & 2 | 57601_G_GC1 | 57601 | G | GC1 |  | Combustion Turbine | NENG_CT | Connecticut | New London | 2.5 | 2010 | 9999 |  |  |  | 7.2573 | Default Emission Factor
Gary Court 1 & 2 | 57601_G_GC2 | 57601 | G | GC2 |  | Combustion Turbine | NENG_CT | Connecticut | New London | 2.5 | 2010 | 9999 |  |  |  | 7.2573 | Default Emission Factor
Jewett City 1 | 57602_G_JC1 | 57602 | G | JC1 |  | Combustion Turbine | NENG_CT | Connecticut | New London | 2.5 | 2010 | 9999 |  |  |  | 7.2573 | Default Emission Factor
LNG 1 & 2 | 57603_G_LNG1 | 57603 | G | LNG1 |  | Combustion Turbine | NENG_CT | Connecticut | New London | 2.5 | 2010 | 9999 |  |  |  | 7.2573 | Default Emission Factor
LNG 1 & 2 | 57603_G_LNG2 | 57603 | G | LNG2 |  | Combustion Turbine | NENG_CT | Connecticut | New London | 2.5 | 2010 | 9999 |  |  |  | 7.2573 | Default Emission Factor
Lebanon Pines 1 & 2 | 57604_G_LP1 | 57604 | G | LP1 |  | Combustion Turbine | NENG_CT | Connecticut | New London | 2.5 | 2010 | 9999 |  |  |  | 7.2573 | Default Emission Factor
Lebanon Pines 1 & 2 | 57604_G_LP2 | 57604 | G | LP2 |  | Combustion Turbine | NENG_CT | Connecticut | New London | 2.5 | 2010 | 9999 |  |  |  | 7.2573 | Default Emission Factor
Water Treatment 1 & 2 | 57605_G_WT1 | 57605 | G | WT1 |  | Combustion Turbine | NENG_CT | Connecticut | New London | 2.5 | 2010 | 9999 |  |  |  | 7.2573 | Default Emission Factor
Water Treatment 1 & 2 | 57605_G_WT2 | 57605 | G | WT2 |  | Combustion Turbine | NENG_CT | Connecticut | New London | 2.5 | 2010 | 9999 |  |  |  | 7.2573 | Default Emission Factor
Eastside WWTP | 57606_G_1 | 57606 | G | 1 |  | Combustion Turbine | S_VACA | North Carolina | Guilford | 1.8 | 2004 | 9999 | 2018 | 0.35333 | 76 | 9.2982 | North Carolina State Emissions Inventory
Eastside WWTP | 57606_G_2 | 57606 | G | 2 |  | Combustion Turbine | S_VACA | North Carolina | Guilford | 1.8 | 2004 | 9999 | 2018 | 0.35333 | 76 | 9.2982 | North Carolina State Emissions Inventory
Eastside WWTP | 57606_G_3 | 57606 | G | 3 |  | Combustion Turbine | S_VACA | North Carolina | Guilford | 1.8 | 2004 | 9999 | 2018 | 0.35333 | 76 | 9.2982 | North Carolina State Emissions Inventory
Ward WTP | 57607_G_1 | 57607 | G | 1 |  | Combustion Turbine | S_VACA | North Carolina | Guilford | 1 | 1999 | 9999 |  |  |  | 7.2573 | Default Emission Factor
Ward WTP | 57607_G_2 | 57607 | G | 2 |  | Combustion Turbine | S_VACA | North Carolina | Guilford | 1 | 1999 | 9999 |  |  |  | 7.2573 | Default Emission Factor
Westside WWTP | 57608_G_1 | 57608 | G | 1 |  | Combustion Turbine | S_VACA | North Carolina | Davidson | 1.8 | 2005 | 9999 |  |  |  | 7.2573 | Default Emission Factor
Norwich WWTP | 57624_G_1 | 57624 | G | 1 |  | Combustion Turbine | NENG_CT | Connecticut | New London | 2 | 2006 | 9999 |  |  |  | 7.2573 | Default Emission Factor
Gaston Memorial Hospital | 57629_G_GMH1 | 57629 | G | GMH1 |  | Combustion Turbine | S_VACA | North Carolina | Gaston | 1.8 | 2006 | 9999 |  |  |  | 3.2013 | Default Emission Factor
Long Creek Waste Water Plant | 57630_G_ES1 | 57630 | G | ES1 |  | Combustion Turbine | S_VACA | North Carolina | Gaston | 1.7 | 1995 | 9999 |  |  |  | 7.2573 | Default Emission Factor
Long Creek Waste Water Plant | 57630_G_ES2 | 57630 | G | ES2 |  | Combustion Turbine | S_VACA | North Carolina | Gaston | 1.7 | 1995 | 9999 |  |  |  | 7.2573 | Default Emission Factor
Long Creek Waste Water Plant | 57630_G_ES3 | 57630 | G | ES3 |  | Combustion Turbine | S_VACA | North Carolina | Gaston | 1.7 | 1995 | 9999 |  |  |  | 7.2573 | Default Emission Factor
Oregon State University Energy Center | 57653_G_CTG | 57653 | G | CTG |  | Combined Cycle | WECC_PNW | Oregon | Benton | 5.2 | 2010 | 9999 |  |  |  | 0.14766 | Default Emission Factor
Oregon State University Energy Center | 57653_G_STG | 57653 | G | STG |  | Combined Cycle | WECC_PNW | Oregon | Benton | 0.5 | 2010 | 9999 |  |  |  | 0.14766 | Default Emission Factor
Astoria Energy II | 57664_G_CT3 | 57664 | G | CT3 | 4583 | Combined Cycle | NY_Z_J | New York | Queens | 156 | 2011 | 9999 |  |  |  | 0.04625 | NEI 2019
Astoria Energy II | 57664_G_CT4 | 57664 | G | CT4 | 4584 | Combined Cycle | NY_Z_J | New York | Queens | 156 | 2011 | 9999 | 2019 | 64.4278 | 5989392 | 0.04625 | NEI 2019
Astoria Energy II | 57664_G_ST2 | 57664 | G | ST2 | 4583 | Combined Cycle | NY_Z_J | New York | Queens | 228 | 2011 | 9999 |  |  |  | 0.04625 | NEI 2019
Foxwoods CoGen | 57666_G_CT1 | 57666 | G | CT1 |  | Combined Cycle | NENG_CT | Connecticut | New London | 6 | 2010 | 9999 |  |  |  | 0.14766 | Default Emission Factor
Foxwoods CoGen | 57666_G_CT2 | 57666 | G | CT2 |  | Combined Cycle | NENG_CT | Connecticut | New London | 6 | 2010 | 9999 |  |  |  | 0.14766 | Default Emission Factor
Foxwoods CoGen | 57666_G_STG1 | 57666 | G | STG1 |  | Combined Cycle | NENG_CT | Connecticut | New London | 2.5 | 2016 | 9999 |  |  |  | 0.14766 | Default Emission Factor
Oakdale Renewable Energy Plant | 57672_G_GE1 | 57672 | G | GE1 |  | Combustion Turbine | MIS_IA | Iowa | Johnson | 1.4 | 2010 | 9999 |  |  |  | 3.2013 | Default Emission Factor
Oakdale Renewable Energy Plant | 57672_G_GE2 | 57672 | G | GE2 |  | Combustion Turbine | MIS_IA | Iowa | Johnson | 1.4 | 2010 | 9999 |  |  |  | 3.2013 | Default Emission Factor
Norden 1-3 | 57689_G_NORD1 | 57689 | G | NORD1 |  | Combustion Turbine | NENG_CT | Connecticut | Fairfield | 2 | 2004 | 9999 |  |  |  | 7.2573 | Default Emission Factor
Norden 1-3 | 57689_G_NORD2 | 57689 | G | NORD2 |  | Combustion Turbine | NENG_CT | Connecticut | Fairfield | 2 | 2004 | 9999 |  |  |  | 7.2573 | Default Emission Factor
Norden 1-3 | 57689_G_NORD3 | 57689 | G | NORD3 |  | Combustion Turbine | NENG_CT | Connecticut | Fairfield | 2 | 2004 | 9999 |  |  |  | 7.2573 | Default Emission Factor
Power Generation Station (PGS) 2 | 57696_G_1 | 57696 | G | 1 |  | Non-Fossil Waste | WEC_CALN | California | Alameda | 3.8 | 2011 | 9999 |  |  |  | 6.5998 | Default Emission Factor
Signal Hill West Unit | 57702_G_1 | 57702 | G | 1 |  | Fossil Waste | WECC_SCE | California | Los Angeles | 5.7 | 2004 | 9999 | 2018 | 2.1263 | 39258 | 0.10832 | California Air Resources Board
Cheyenne Prairie Generating Station | 57703_G_01A | 57703 | G | 01A | 90707 | Combined Cycle | WECC_WY | Wyoming | Laramie | 37 | 2014 | 9999 | 2019 | 0.655 | 177278 | 0.01068 | NEI 2019
Cheyenne Prairie Generating Station | 57703_G_01B | 57703 | G | 01B | 90708 | Combined Cycle | WECC_WY | Wyoming | Laramie | 37 | 2014 | 9999 | 2019 | 0.999 | 132347 | 0.01068 | NEI 2019
Cheyenne Prairie Generating Station | 57703_G_01C | 57703 | G | 01C | 90707 | Combined Cycle | WECC_WY | Wyoming | Laramie | 20 | 2014 | 9999 |  |  |  | 0.01068 | NEI 2019
Cheyenne Prairie Generating Station | 57703_G_02A | 57703 | G | 02A | 90709 | Combustion Turbine | WECC_WY | Wyoming | Laramie | 37 | 2014 | 9999 | 2019 | 0.1 | 3515 | 0.0569 | NEI 2019
Blue Water Renewables Inc | 57706_G_1 | 57706 | G | 1 |  | Landfill Gas | MIS_LMI | Michigan | St Clair | 1.6 | 2011 | 9999 | 2018 | 43.7482 | 13422 | 6.5189 | Michigan Point Source Emission
Blue Water Renewables Inc | 57706_G_2 | 57706 | G | 2 |  | Landfill Gas | MIS_LMI | Michigan | St Clair | 1.6 | 2011 | 9999 | 2018 | 43.7482 | 13422 | 6.5189 | Michigan Point Source Emission
City of Palo Alto | 57714_G_GEN1 | 57714 | G | GEN1 |  | Combustion Turbine | WEC_CALN | California | Santa Clara | 1.1 | 2002 | 9999 |  |  |  | 3.2013 | Default Emission Factor
City of Palo Alto | 57714_G_GEN2 | 57714 | G | GEN2 |  | Combustion Turbine | WEC_CALN | California | Santa Clara | 1.1 | 2002 | 9999 |  |  |  | 3.2013 | Default Emission Factor
City of Palo Alto | 57714_G_GEN3 | 57714 | G | GEN3 |  | Combustion Turbine | WEC_CALN | California | Santa Clara | 1.1 | 2002 | 9999 |  |  |  | 3.2013 | Default Emission Factor
City of Palo Alto | 57714_G_GEN4 | 57714 | G | GEN4 |  | Combustion Turbine | WEC_CALN | California | Santa Clara | 1.1 | 2002 | 9999 |  |  |  | 3.2013 | Default Emission Factor
Watkins Manufacturing Co. | 57715_G_GEN1 | 57715 | G | GEN1 |  | Combustion Turbine | WEC_SDGE | California | San Diego | 1 | 2001 | 9999 | 2018 | 32.035 | 1804 | 35.5155 | California Air Resources Board
Watkins Manufacturing Co. | 57715_G_GEN2 | 57715 | G | GEN2 |  | Combustion Turbine | WEC_SDGE | California | San Diego | 1 | 2001 | 9999 | 2018 | 32.035 | 1804 | 35.5155 | California Air Resources Board
Frederick County LFGTE Facility | 57754_G_1 | 57754 | G | 1 |  | Landfill Gas | PJM_AP | Virginia | Frederick | 1 | 2010 | 9999 | 2019 | 46.4419 | 9196 | 10.1005 | NEI 2019
Frederick County LFGTE Facility | 57754_G_2 | 57754 | G | 2 |  | Landfill Gas | PJM_AP | Virginia | Frederick | 1 | 2010 | 9999 |  |  |  | 10.1005 | NEI 2019
Ameresco Butte County | 57771_G_1 | 57771 | G | 1 |  | Landfill Gas | WEC_CALN | California | Butte | 2 | 2013 | 9999 | 2018 | 36.01 | 13521 | 5.3265 | California Air Resources Board
US GSA Heating and Transmission | 57788_G_TG1 | 57788 | G | TG1 |  | Combustion Turbine | PJM_SMAC | District of Columbia | District of Columbia | 4.5 | 2004 | 9999 |  |  |  | 0.72922 | Default Emission Factor
US GSA Heating and Transmission | 57788_G_TG2 | 57788 | G | TG2 |  | Combustion Turbine | PJM_SMAC | District of Columbia | District of Columbia | 4.5 | 2004 | 9999 |  |  |  | 0.72922 | Default Emission Factor
Peak Power 1 Cogen | 57789_G_GEN1 | 57789 | G | GEN1 |  | Combustion Turbine | NY_Z_J | New York | New York | 2 | 2010 | 9999 |  |  |  | 3.2013 | Default Emission Factor
Peak Power 1 Cogen | 57789_G_GEN2 | 57789 | G | GEN2 |  | Combustion Turbine | NY_Z_J | New York | New York | 2 | 2010 | 9999 |  |  |  | 3.2013 | Default Emission Factor
Peak Power 1 Cogen | 57789_G_GEN3 | 57789 | G | GEN3 |  | Combustion Turbine | NY_Z_J | New York | New York | 2 | 2010 | 9999 |  |  |  | 3.2013 | Default Emission Factor
St Joseph Energy Center | 57794_G_CT1 | 57794 | G | CT1 | 90857 | Combined Cycle | PJM_West | Indiana | St Joseph | 237 | 2018 | 9999 | 2019 | 5.1211 | 3777683 | 0.00452 | NEI 2019
St Joseph Energy Center | 57794_G_CT2 | 57794 | G | CT2 | 90856 | Combined Cycle | PJM_West | Indiana | St Joseph | 237 | 2018 | 9999 | 2019 | 7.5703 | 1840189 | 0.00452 | NEI 2019
St Joseph Energy Center | 57794_G_ST1 | 57794 | G | ST1 | 90857 | Combined Cycle | PJM_West | Indiana | St Joseph | 232 | 2018 | 9999 |  |  |  | 0.00452 | NEI 2019
OBP Cogen | 57798_G_1OBP | 57798 | G | 1OBP |  | Combustion Turbine | NY_Z_J | New York | New York | 4.6 | 2010 | 9999 |  |  |  | 0.72922 | Default Emission Factor
Onalaska Campus Landfill Biogas | 57824_G_416LF | 57824 | G | 416LF |  | Landfill Gas | MIS_MNWI | Wisconsin | La Crosse | 1.1 | 2012 | 9999 |  |  |  | 8.0181 | Default Emission Factor
Tulsa LFG LLC | 57828_G_GEN3M | 57828 | G | GEN3M |  | Landfill Gas | SPP_WEST | Oklahoma | Osage | 1.4 | 2011 | 9999 |  |  |  | 8.0181 | Default Emission Factor
Woodbridge Energy Center | 57839_G_CT001 | 57839 | G | CT001 | 90934 | Combined Cycle | PJM_EMAC | New Jersey | Middlesex | 206.9 | 2015 | 9999 | 2019 | 11.95 | 3143669.2 | 0.00473 | NEI 2019
Woodbridge Energy Center | 57839_G_CT002 | 57839 | G | CT002 | 90935 | Combined Cycle | PJM_EMAC | New Jersey | Middlesex | 207.2 | 2015 | 9999 |  |  |  | 0.00473 | NEI 2019
Woodbridge Energy Center | 57839_G_ST001 | 57839 | G | ST001 | 90934 | Combined Cycle | PJM_EMAC | New Jersey | Middlesex | 314.4 | 2015 | 9999 |  |  |  | 0.00473 | NEI 2019
Wabash Valley Power IGCC | 57842_G_1A | 57842 | G | 1A | 720 | Combustion Turbine | MIS_INKY | Indiana | Vigo | 138 | 1995 | 9999 | 2019 | 0.57582 | 77628 | 0.01484 | NEI 2019
Hidden Hollow Energy | 57861_G_UNT1 | 57861 | G | UNT1 |  | Landfill Gas | WECC_ID | Idaho | Ada | 1.5 | 2007 | 9999 |  |  |  | 8.0181 | Default Emission Factor
Hidden Hollow Energy | 57861_G_UNT2 | 57861 | G | UNT2 |  | Landfill Gas | WECC_ID | Idaho | Ada | 1.5 | 2007 | 9999 |  |  |  | 8.0181 | Default Emission Factor
Antelope Station | 57865_G_E01 | 57865 | G | E01 | 90949 | Combustion Turbine | SPP_SPS | Texas | Hale | 9.1 | 2011 | 9999 | 2019 | 4.0509 | 20398.7778 | 0.39717 | NEI 2019
Antelope Station | 57865_G_E02 | 57865 | G | E02 | 91029 | Combustion Turbine | SPP_SPS | Texas | Hale | 9.1 | 2011 | 9999 | 2019 | 3.7115 | 20398.7778 | 0.36389 | NEI 2019
Antelope Station | 57865_G_E03 | 57865 | G | E03 | 91030 | Combustion Turbine | SPP_SPS | Texas | Hale | 9.1 | 2011 | 9999 | 2019 | 2.9238 | 20398.7778 | 0.28666 | NEI 2019
Antelope Station | 57865_G_E04 | 57865 | G | E04 |  | Combustion Turbine | SPP_SPS | Texas | Hale | 9.1 | 2011 | 9999 | 2019 | 2.6528 | 20398.7778 | 0.26009 | NEI 2019
Antelope Station | 57865_G_E05 | 57865 | G | E05 |  | Combustion Turbine | SPP_SPS | Texas | Hale | 9.1 | 2011 | 9999 | 2019 | 2.7009 | 20398.7778 | 0.26481 | NEI 2019
Antelope Station | 57865_G_E06 | 57865 | G | E06 |  | Combustion Turbine | SPP_SPS | Texas | Hale | 9.1 | 2011 | 9999 | 2019 | 3.1837 | 20398.7778 | 0.31215 | NEI 2019
Antelope Station | 57865_G_E07 | 57865 | G | E07 |  | Combustion Turbine | SPP_SPS | Texas | Hale | 9.1 | 2011 | 9999 | 2019 | 3.3427 | 20398.7778 | 0.32774 | NEI 2019
Antelope Station | 57865_G_E08 | 57865 | G | E08 |  | Combustion Turbine | SPP_SPS | Texas | Hale | 9.1 | 2011 | 9999 | 2019 | 3.8447 | 20398.7778 | 0.37695 | NEI 2019
Antelope Station | 57865_G_E09 | 57865 | G | E09 |  | Combustion Turbine | SPP_SPS | Texas | Hale | 9.1 | 2011 | 9999 | 2019 | 2.6991 | 20398.7778 | 0.26463 | NEI 2019
Antelope Station | 57865_G_E10 | 57865 | G | E10 |  | Combustion Turbine | SPP_SPS | Texas | Hale | 9.1 | 2011 | 9999 | 2019 | 3.6655 | 20398.7778 | 0.35938 | NEI 2019
Antelope Station | 57865_G_E11 | 57865 | G | E11 |  | Combustion Turbine | SPP_SPS | Texas | Hale | 9.1 | 2011 | 9999 | 2019 | 3.1968 | 20398.7778 | 0.31343 | NEI 2019
Antelope Station | 57865_G_E12 | 57865 | G | E12 |  | Combustion Turbine | SPP_SPS | Texas | Hale | 9.1 | 2011 | 9999 | 2019 | 3.0512 | 20398.7778 | 0.29916 | NEI 2019
Antelope Station | 57865_G_E13 | 57865 | G | E13 |  | Combustion Turbine | SPP_SPS | Texas | Hale | 9.1 | 2011 | 9999 | 2019 | 3.0725 | 20398.7778 | 0.30124 | NEI 2019
Antelope Station | 57865_G_E14 | 57865 | G | E14 |  | Combustion Turbine | SPP_SPS | Texas | Hale | 9.1 | 2011 | 9999 | 2019 | 3.0354 | 20398.7778 | 0.29761 | NEI 2019
Antelope Station | 57865_G_E15 | 57865 | G | E15 |  | Combustion Turbine | SPP_SPS | Texas | Hale | 9.1 | 2011 | 9999 | 2019 | 2.9184 | 20398.7778 | 0.28614 | NEI 2019
Antelope Station | 57865_G_E16 | 57865 | G | E16 |  | Combustion Turbine | SPP_SPS | Texas | Hale | 9.1 | 2011 | 9999 | 2019 | 3.0579 | 20398.7778 | 0.29981 | NEI 2019
Antelope Station | 57865_G_E17 | 57865 | G | E17 |  | Combustion Turbine | SPP_SPS | Texas | Hale | 9.1 | 2011 | 9999 | 2019 | 3.091 | 20398.7778 | 0.30306 | NEI 2019
Antelope Station | 57865_G_E18 | 57865 | G | E18 |  | Combustion Turbine | SPP_SPS | Texas | Hale | 9.1 | 2011 | 9999 | 2019 | 3.9968 | 20398.7778 | 0.39187 | NEI 2019
LCEC Generation LLVC | 57872_G_UNIT1 | 57872 | G | UNIT1 |  | Combustion Turbine | SPP_SPS | New Mexico | Lea | 8.7 | 2012 | 9999 | 2019 | 1.277 | 9619 | 0.26552 | NEI 2019
LCEC Generation LLVC | 57872_G_UNIT2 | 57872 | G | UNIT2 |  | Combustion Turbine | SPP_SPS | New Mexico | Lea | 8.7 | 2012 | 9999 | 2019 | 1.681 | 9619 | 0.34952 | NEI 2019
LCEC Generation LLVC | 57872_G_UNIT3 | 57872 | G | UNIT3 |  | Combustion Turbine | SPP_SPS | New Mexico | Lea | 8.7 | 2012 | 9999 | 2019 | 1.643 | 9619 | 0.34162 | NEI 2019
LCEC Generation LLVC | 57872_G_UNIT4 | 57872 | G | UNIT4 |  | Combustion Turbine | SPP_SPS | New Mexico | Lea | 8.7 | 2012 | 9999 | 2019 | 1.679 | 9619 | 0.3491 | NEI 2019
LCEC Generation LLVC | 57872_G_UNIT5 | 57872 | G | UNIT5 |  | Combustion Turbine | SPP_SPS | New Mexico | Lea | 8.7 | 2012 | 9999 | 2019 | 1.646 | 9619 | 0.34224 | NEI 2019
Santa Cruz Energy | 57876_G_UNT1 | 57876 | G | UNT1 |  | Landfill Gas | WEC_CALN | California | Santa Cruz | 1.5 | 2009 | 9999 |  |  |  | 8.0181 | Default Emission Factor
Pioneer Generating Station | 57881_G_01 | 57881 | G | 01 | 90805 | Combustion Turbine | SPP_WAUE | North Dakota | Williams | 40 | 2013 | 9999 | 2019 | 1.03 | 91178 | 0.02259 | NEI 2019
Pioneer Generating Station | 57881_G_02 | 57881 | G | 02 | 90834 | Combustion Turbine | SPP_WAUE | North Dakota | Williams | 40 | 2014 | 9999 | 2019 | 1.8 | 91178 | 0.03948 | NEI 2019
Pioneer Generating Station | 57881_G_03 | 57881 | G | 03 | 90835 | Combustion Turbine | SPP_WAUE | North Dakota | Williams | 40 | 2014 | 9999 | 2019 | 2.18 | 91178 | 0.04782 | NEI 2019
Pioneer Generating Station | 57881_G_11 | 57881 | G | 11 |  | Combustion Turbine | SPP_WAUE | North Dakota | Williams | 9.3 | 2017 | 9999 |  |  |  | 3.2013 | Default Emission Factor
Pioneer Generating Station | 57881_G_12 | 57881 | G | 12 |  | Combustion Turbine | SPP_WAUE | North Dakota | Williams | 9.3 | 2017 | 9999 |  |  |  | 3.2013 | Default Emission Factor
Pioneer Generating Station | 57881_G_13 | 57881 | G | 13 |  | Combustion Turbine | SPP_WAUE | North Dakota | Williams | 9.3 | 2017 | 9999 |  |  |  | 3.2013 | Default Emission Factor
Pioneer Generating Station | 57881_G_14 | 57881 | G | 14 |  | Combustion Turbine | SPP_WAUE | North Dakota | Williams | 9.3 | 2017 | 9999 |  |  |  | 3.2013 | Default Emission Factor
Pioneer Generating Station | 57881_G_15 | 57881 | G | 15 |  | Combustion Turbine | SPP_WAUE | North Dakota | Williams | 9.3 | 2017 | 9999 |  |  |  | 3.2013 | Default Emission Factor
Pioneer Generating Station | 57881_G_16 | 57881 | G | 16 |  | Combustion Turbine | SPP_WAUE | North Dakota | Williams | 9.3 | 2017 | 9999 |  |  |  | 3.2013 | Default Emission Factor
Pioneer Generating Station | 57881_G_17 | 57881 | G | 17 |  | Combustion Turbine | SPP_WAUE | North Dakota | Williams | 9.3 | 2017 | 9999 |  |  |  | 3.2013 | Default Emission Factor
Pioneer Generating Station | 57881_G_18 | 57881 | G | 18 |  | Combustion Turbine | SPP_WAUE | North Dakota | Williams | 9.3 | 2017 | 9999 |  |  |  | 3.2013 | Default Emission Factor
Pioneer Generating Station | 57881_G_19 | 57881 | G | 19 |  | Combustion Turbine | SPP_WAUE | North Dakota | Williams | 9.3 | 2017 | 9999 |  |  |  | 3.2013 | Default Emission Factor
Pioneer Generating Station | 57881_G_20 | 57881 | G | 20 |  | Combustion Turbine | SPP_WAUE | North Dakota | Williams | 9.3 | 2017 | 9999 |  |  |  | 3.2013 | Default Emission Factor
Pioneer Generating Station | 57881_G_21 | 57881 | G | 21 |  | Combustion Turbine | SPP_WAUE | North Dakota | Williams | 9.3 | 2017 | 9999 |  |  |  | 3.2013 | Default Emission Factor
Pioneer Generating Station | 57881_G_22 | 57881 | G | 22 |  | Combustion Turbine | SPP_WAUE | North Dakota | Williams | 9.3 | 2017 | 9999 |  |  |  | 3.2013 | Default Emission Factor
Lake Charles Polymers | 57884_G_G-900 | 57884 | G | G-900 |  | Combustion Turbine | MIS_WOTA | Louisiana | Calcasieu | 12.5 | 2011 | 9999 |  |  |  | 0.72922 | Default Emission Factor
Lake Charles Polymers | 57884_G_G-901 | 57884 | G | G-901 |  | Combustion Turbine | MIS_WOTA | Louisiana | Calcasieu | 8 | 2011 | 9999 |  |  |  | 3.2013 | Default Emission Factor
Lake Charles Polymers | 57884_G_G-902 | 57884 | G | G-902 |  | Combustion Turbine | MIS_WOTA | Louisiana | Calcasieu | 8 | 2011 | 9999 |  |  |  | 3.2013 | Default Emission Factor
Wellford Renewable Energy Plant | 57885_G_LFG1 | 57885 | G | LFG1 |  | Landfill Gas | S_VACA | South Carolina | Spartanburg | 1.6 | 2011 | 9999 |  |  |  | 8.0181 | Default Emission Factor
City West Diesel Plant | 57886_G_DI1 | 57886 | G | DI1 |  | Combustion Turbine | S_VACA | South Carolina | Union | 1.8 | 2011 | 9999 |  |  |  | 7.2573 | Default Emission Factor
City West Diesel Plant | 57886_G_DI2 | 57886 | G | DI2 |  | Combustion Turbine | S_VACA | South Carolina | Union | 1.8 | 2011 | 9999 |  |  |  | 7.2573 | Default Emission Factor
City West Diesel Plant | 57886_G_DI3 | 57886 | G | DI3 |  | Combustion Turbine | S_VACA | South Carolina | Union | 1.8 | 2011 | 9999 |  |  |  | 7.2573 | Default Emission Factor
City West Diesel Plant | 57886_G_DI4 | 57886 | G | DI4 |  | Combustion Turbine | S_VACA | South Carolina | Union | 1.8 | 2011 | 9999 |  |  |  | 7.2573 | Default Emission Factor
Martinsville LFG Generator | 57893_G_LFG1 | 57893 | G | LFG1 |  | Landfill Gas | PJM_West | Virginia | Henry | 1 | 2012 | 9999 | 2018 | 13.8659 | 4382 | 6.3286 | Virginia State Emissions
Concord Energy | 57896_G_UNT1 | 57896 | G | UNT1 |  | Landfill Gas | S_VACA | North Carolina | Cabarrus | 3.9 | 2012 | 9999 | 2019 | 20.34 | 58215 | 0.69879 | NEI 2019
Concord Energy | 57896_G_UNT2 | 57896 | G | UNT2 |  | Landfill Gas | S_VACA | North Carolina | Cabarrus | 3.9 | 2012 | 9999 |  |  |  | 0.69879 | NEI 2019
Richmond Energy | 57897_G_UNT1 | 57897 | G | UNT1 |  | Landfill Gas | PJM_Dom | Virginia | Henrico | 1.6 | 2012 | 9999 | 2019 | 139.91 | 32868 | 8.5135 | NEI 2019
Richmond Energy | 57897_G_UNT2 | 57897 | G | UNT2 |  | Landfill Gas | PJM_Dom | Virginia | Henrico | 1.6 | 2012 | 9999 |  |  |  | 8.5135 | NEI 2019
Richmond Energy | 57897_G_UNT3 | 57897 | G | UNT3 |  | Landfill Gas | PJM_Dom | Virginia | Henrico | 1.6 | 2012 | 9999 |  |  |  | 8.5135 | NEI 2019
Richmond Energy | 57897_G_UNT4 | 57897 | G | UNT4 |  | Landfill Gas | PJM_Dom | Virginia | Henrico | 1.6 | 2012 | 9999 |  |  |  | 8.5135 | NEI 2019
Hurricane City Power | 57899_G_1 | 57899 | G | 1 |  | Combustion Turbine | WECC_UT | Utah | Washington | 1.6 | 2001 | 9999 |  |  |  | 7.2573 | Default Emission Factor
Hurricane City Power | 57899_G_2 | 57899 | G | 2 |  | Combustion Turbine | WECC_UT | Utah | Washington | 1.6 | 1999 | 9999 |  |  |  | 7.2573 | Default Emission Factor
Hurricane City Power | 57899_G_3 | 57899 | G | 3 |  | Combustion Turbine | WECC_UT | Utah | Washington | 1.6 | 1999 | 9999 |  |  |  | 7.2573 | Default Emission Factor
Hurricane City Power | 57899_G_4 | 57899 | G | 4 |  | Combustion Turbine | WECC_UT | Utah | Washington | 1.9 | 2004 | 9999 |  |  |  | 3.2013 | Default Emission Factor
Hurricane City Power | 57899_G_5 | 57899 | G | 5 |  | Combustion Turbine | WECC_UT | Utah | Washington | 1.9 | 2004 | 9999 |  |  |  | 3.2013 | Default Emission Factor
Hurricane City Power | 57899_G_6 | 57899 | G | 6 |  | Combustion Turbine | WECC_UT | Utah | Washington | 1.9 | 2006 | 9999 |  |  |  | 3.2013 | Default Emission Factor
Hurricane City Power | 57899_G_7 | 57899 | G | 7 |  | Combustion Turbine | WECC_UT | Utah | Washington | 1.9 | 2007 | 9999 |  |  |  | 3.2013 | Default Emission Factor
Hurricane City Power | 57899_G_8 | 57899 | G | 8 |  | Combustion Turbine | WECC_UT | Utah | Washington | 1.9 | 2007 | 9999 |  |  |  | 3.2013 | Default Emission Factor
El Segundo Energy Center LLC | 57901_G_5 | 57901 | G | 5 | 90376 | Combined Cycle | WEC_LADW | California | Los Angeles | 195 | 2013 | 9999 | 2017 | 11.38 | 650253 | 0.035 | NEI 2019
El Segundo Energy Center LLC | 57901_G_6 | 57901 | G | 6 | 90376 | Combined Cycle | WEC_LADW | California | Los Angeles | 60 | 2013 | 9999 |  |  |  | 0.035 | NEI 2019
El Segundo Energy Center LLC | 57901_G_7 | 57901 | G | 7 | 90377 | Combined Cycle | WEC_LADW | California | Los Angeles | 195 | 2013 | 9999 | 2017 | 15.61 | 641912 | 0.04864 | NEI 2019
El Segundo Energy Center LLC | 57901_G_8 | 57901 | G | 8 | 90377 | Combined Cycle | WEC_LADW | California | Los Angeles | 60 | 2013 | 9999 |  |  |  | 0.04864 | NEI 2019
Fighting Creek LFGTE Plant | 57902_G_G-123 | 57902 | G | G-123 |  | Landfill Gas | WECC_PNW | Idaho | Kootenai | 1.6 | 2012 | 9999 |  |  |  | 8.0181 | Default Emission Factor
Fighting Creek LFGTE Plant | 57902_G_G-162 | 57902 | G | G-162 |  | Landfill Gas | WECC_PNW | Idaho | Kootenai | 1.6 | 2012 | 9999 |  |  |  | 8.0181 | Default Emission Factor
SMMPA Methane Energy Facility | 57903_G_UNIT1 | 57903 | G | UNIT1 |  | Landfill Gas | MIS_MNWI | Minnesota | Kanabec | 1.5 | 2012 | 9999 |  |  |  | 8.0181 | Default Emission Factor
Central Utility Plant Cincinnati | 57908_G_CTG1 | 57908 | G | CTG1 |  | Combined Cycle | PJM_West | Ohio | Hamilton | 12.5 | 2004 | 9999 |  |  |  | 0.14766 | Default Emission Factor
Central Utility Plant Cincinnati | 57908_G_CTG2 | 57908 | G | CTG2 |  | Combined Cycle | PJM_West | Ohio | Hamilton | 12.5 | 2004 | 9999 |  |  |  | 0.14766 | Default Emission Factor
Central Utility Plant Cincinnati | 57908_G_P005 | 57908 | G | P005 |  | Combustion Turbine | PJM_West | Ohio | Hamilton | 1.9 | 2004 | 9999 |  |  |  | 7.2573 | Default Emission Factor
Central Utility Plant Cincinnati | 57908_G_STG | 57908 | G | STG |  | Combined Cycle | PJM_West | Ohio | Hamilton | 21.5 | 2004 | 9999 |  |  |  | 0.14766 | Default Emission Factor
Centennial Generating Station | 57910_G_1 | 57910 | G | 1 |  | Combustion Turbine | SPP_WAUE | Minnesota | Clay | 2 | 2011 | 9999 |  |  |  | 7.2573 | Default Emission Factor
Centennial Generating Station | 57910_G_2 | 57910 | G | 2 |  | Combustion Turbine | SPP_WAUE | Minnesota | Clay | 2 | 2011 | 9999 |  |  |  | 7.2573 | Default Emission Factor
Centennial Generating Station | 57910_G_3 | 57910 | G | 3 |  | Combustion Turbine | SPP_WAUE | Minnesota | Clay | 2 | 2011 | 9999 |  |  |  | 7.2573 | Default Emission Factor
Centennial Generating Station | 57910_G_4 | 57910 | G | 4 |  | Combustion Turbine | SPP_WAUE | Minnesota | Clay | 2 | 2011 | 9999 |  |  |  | 7.2573 | Default Emission Factor
Centennial Generating Station | 57910_G_5 | 57910 | G | 5 |  | Combustion Turbine | SPP_WAUE | Minnesota | Clay | 2 | 2011 | 9999 |  |  |  | 7.2573 | Default Emission Factor
Roseburg LFG | 57911_G_1 | 57911 | G | 1 |  | Landfill Gas | WECC_PNW | Oregon | Douglas | 1.6 | 2011 | 9999 |  |  |  | 8.0181 | Default Emission Factor
East Campus Utility Plant | 57929_G_P007 | 57929 | G | P007 |  | Combustion Turbine | PJM_West | Ohio | Hamilton | 1.7 | 2006 | 9999 |  |  |  | 7.2573 | Default Emission Factor
East Campus Utility Plant | 57929_G_P008 | 57929 | G | P008 |  | Combustion Turbine | PJM_West | Ohio | Hamilton | 1.5 | 2006 | 9999 |  |  |  | 7.2573 | Default Emission Factor
East Campus Utility Plant | 57929_G_STG | 57929 | G | STG |  | O/G Steam | PJM_West | Ohio | Hamilton | 1.2 | 2010 | 9999 |  |  |  | 0.95219 | Default Emission Factor
ADA Carbon Solutions Red River | 57938_G_GEN1 | 57938 | G | GEN1 |  | Non-Fossil Waste | MIS_LA | Louisiana | Red River | 20.5 | 2011 | 9999 |  |  |  | 6.5998 | Default Emission Factor
Lonesome Creek Station | 57943_G_01 | 57943 | G | 01 | 90836 | Combustion Turbine | SPP_WAUE | North Dakota | McKenzie | 40 | 2013 | 9999 | 2019 | 3.26 | 172382.8 | 0.03782 | NEI 2019
Lonesome Creek Station | 57943_G_02 | 57943 | G | 02 | 90837 | Combustion Turbine | SPP_WAUE | North Dakota | McKenzie | 40 | 2015 | 9999 | 2019 | 1.44 | 172382.8 | 0.01671 | NEI 2019
Lonesome Creek Station | 57943_G_03 | 57943 | G | 03 | 90838 | Combustion Turbine | SPP_WAUE | North Dakota | McKenzie | 40 | 2015 | 9999 | 2019 | 1.6 | 172382.8 | 0.01856 | NEI 2019
Lonesome Creek Station | 57943_G_04 | 57943 | G | 04 | 91086 | Combustion Turbine | SPP_WAUE | North Dakota | McKenzie | 40 | 2017 | 9999 | 2019 | 1.3 | 172382.8 | 0.01508 | NEI 2019
Lonesome Creek Station | 57943_G_05 | 57943 | G | 05 | 91087 | Combustion Turbine | SPP_WAUE | North Dakota | McKenzie | 40 | 2017 | 9999 | 2019 | 1.55 | 172382.8 | 0.01798 | NEI 2019
Berkeley County Landfill | 57945_G_B1 | 57945 | G | B1 |  | Landfill Gas | S_VACA | South Carolina | Berkeley | 1.5 | 2011 | 9999 |  |  |  | 8.0181 | Default Emission Factor
Berkeley County Landfill | 57945_G_B2 | 57945 | G | B2 |  | Landfill Gas | S_VACA | South Carolina | Berkeley | 1.5 | 2011 | 9999 |  |  |  | 8.0181 | Default Emission Factor
Fredericktown Energy Center | 57946_G_UNIT1 | 57946 | G | UNIT1 |  | Combustion Turbine | MIS_MO | Missouri | Madison | 12 | 2015 | 9999 |  |  |  | 0.72922 | Default Emission Factor
Fredericktown Energy Center | 57946_G_UNIT2 | 57946 | G | UNIT2 |  | Combustion Turbine | MIS_MO | Missouri | Madison | 12 | 2015 | 9999 |  |  |  | 0.72922 | Default Emission Factor
Woodall Gas Plant | 57952_G_GEN1 | 57952 | G | GEN1 |  | Combustion Turbine | SPP_SPS | Texas | Hemphill | 1 | 2012 | 9999 |  |  |  | 3.2013 | Default Emission Factor
Woodall Gas Plant | 57952_G_GEN2 | 57952 | G | GEN2 |  | Combustion Turbine | SPP_SPS | Texas | Hemphill | 1 | 2012 | 9999 |  |  |  | 3.2013 | Default Emission Factor
Woodall Gas Plant | 57952_G_GEN3 | 57952 | G | GEN3 |  | Combustion Turbine | SPP_SPS | Texas | Hemphill | 1 | 2012 | 9999 |  |  |  | 3.2013 | Default Emission Factor
Roquette America | 57953_G_GT | 57953 | G | GT |  | Combined Cycle | MIS_MO | Iowa | Lee | 38 | 2004 | 9999 | 2019 | 1.751 | 123969 | 0.02825 | NEI 2019
Darrington | 57969_G_GEN1 | 57969 | G | GEN1 |  | Biomass | WECC_PNW | Washington | Snohomish | 4.5 | 2007 | 9999 | 2019 | 71.532 | 16782 | 8.5249 | NEI 2019
SF Southeast Cogen Plant | 57971_G_COGEN | 57971 | G | COGEN |  | Non-Fossil Waste | WEC_CALN | California | San Francisco | 1.9 | 2002 | 9999 |  |  |  | 6.5998 | Default Emission Factor
High Sierra Cogeneration Plant | 57977_G_ENG1 | 57977 | G | ENG1 |  | Combustion Turbine | WEC_CALN | California | Lassen | 2.5 | 2010 | 9999 |  |  |  | 3.2013 | Default Emission Factor
High Sierra Cogeneration Plant | 57977_G_ENG2 | 57977 | G | ENG2 |  | Combustion Turbine | WEC_CALN | California | Lassen | 2.5 | 2010 | 9999 |  |  |  | 3.2013 | Default Emission Factor
Lodi Energy Center | 57978_G_CT1 | 57978 | G | CT1 | 90795 | Combined Cycle | WEC_CALN | California | San Joaquin | 162 | 2012 | 9999 | 2017 | 15.55 | 470875 | 0.04281 | NEI 2019
Lodi Energy Center | 57978_G_ST1 | 57978 | G | ST1 | 90795 | Combined Cycle | WEC_CALN | California | San Joaquin | 95 | 2012 | 9999 |  |  |  | 0.04281 | NEI 2019
Lincoln Landfill | 57988_G_GEN 5 | 57988 | G | GEN 5 |  | Landfill Gas | WEC_CALN | California | Placer | 0.8 | 2012 | 9999 | 2018 | 11.3583 | 4119.5 | 5.5144 | California Air Resources Board
Lincoln Landfill | 57988_G_GEN 6 | 57988 | G | GEN 6 |  | Landfill Gas | WEC_CALN | California | Placer | 0.8 | 2012 | 9999 | 2018 | 11.3583 | 4119.5 | 5.5144 | California Air Resources Board
Lincoln Landfill | 57988_G_GEN1 | 57988 | G | GEN1 |  | Landfill Gas | WEC_CALN | California | Placer | 0.8 | 2004 | 9999 | 2018 | 11.3583 | 4119.5 | 5.5144 | California Air Resources Board
Lincoln Landfill | 57988_G_GEN2 | 57988 | G | GEN2 |  | Landfill Gas | WEC_CALN | California | Placer | 0.8 | 2004 | 9999 | 2018 | 11.3583 | 4119.5 | 5.5144 | California Air Resources Board
Lincoln Landfill | 57988_G_GEN3 | 57988 | G | GEN3 |  | Landfill Gas | WEC_CALN | California | Placer | 0.8 | 2004 | 9999 | 2018 | 11.3583 | 4119.5 | 5.5144 | California Air Resources Board
Lincoln Landfill | 57988_G_GEN4 | 57988 | G | GEN4 |  | Landfill Gas | WEC_CALN | California | Placer | 0.8 | 2012 | 9999 | 2018 | 11.3583 | 4119.5 | 5.5144 | California Air Resources Board
Panda Temple Power Station | 58001_G_CTG-1 | 58001 | G | CTG-1 | 90804 | Combined Cycle | ERC_REST | Texas | Bell | 211 | 2014 | 9999 | 2019 | 89.6845 | 1374604 | 0.25258 | NEI 2019
Panda Temple Power Station | 58001_G_CTG-2 | 58001 | G | CTG-2 | 90806 | Combined Cycle | ERC_REST | Texas | Bell | 211 | 2014 | 9999 | 2019 | 169.2045 | 675365 | 0.25258 | NEI 2019
Panda Temple Power Station | 58001_G_CTG-3 | 58001 | G | CTG-3 | 90807 | Combined Cycle | ERC_REST | Texas | Bell | 211 | 2015 | 9999 | 2019 | 82.165 | 715372 | 0.12185 | NEI 2019
Panda Temple Power Station | 58001_G_CTG-4 | 58001 | G | CTG-4 | 90808 | Combined Cycle | ERC_REST | Texas | Bell | 211 | 2015 | 9999 | 2019 | 75.5417 | 721999 | 0.12185 | NEI 2019
Panda Temple Power Station | 58001_G_STG-1 | 58001 | G | STG-1 | 90804 | Combined Cycle | ERC_REST | Texas | Bell | 312 | 2014 | 9999 |  |  |  | 0.25258 | NEI 2019
Panda Temple Power Station | 58001_G_STG-2 | 58001 | G | STG-2 | 90807 | Combined Cycle | ERC_REST | Texas | Bell | 312 | 2015 | 9999 |  |  |  | 0.12185 | NEI 2019
Panda Sherman Power Station | 58005_G_CTG-1 | 58005 | G | CTG-1 | 90809 | Combined Cycle | ERC_REST | Texas | Grayson | 204 | 2014 | 9999 | 2019 | 123.799 | 2307051 | 0.14899 | NEI 2019
Panda Sherman Power Station | 58005_G_CTG-2 | 58005 | G | CTG-2 | 90810 | Combined Cycle | ERC_REST | Texas | Grayson | 204 | 2014 | 9999 | 2019 | 114.922 | 897540 | 0.14899 | NEI 2019
Panda Sherman Power Station | 58005_G_STG-1 | 58005 | G | STG-1 | 90809 | Combined Cycle | ERC_REST | Texas | Grayson | 309 | 2014 | 9999 |  |  |  | 0.14899 | NEI 2019
Brea Expansion Plant | 58007_G_G1 | 58007 | G | G1 |  | Landfill Gas | WECC_SCE | California | Orange | 6.8 | 2012 | 9999 |  |  |  | 8.0181 | Default Emission Factor
Brea Expansion Plant | 58007_G_G2 | 58007 | G | G2 |  | Landfill Gas | WECC_SCE | California | Orange | 6.8 | 2012 | 9999 |  |  |  | 8.0181 | Default Emission Factor
Brea Expansion Plant | 58007_G_G3 | 58007 | G | G3 |  | Landfill Gas | WECC_SCE | California | Orange | 6.8 | 2012 | 9999 |  |  |  | 8.0181 | Default Emission Factor
Brea Expansion Plant | 58007_G_G4 | 58007 | G | G4 |  | Landfill Gas | WECC_SCE | California | Orange | 6.8 | 2012 | 9999 |  |  |  | 8.0181 | Default Emission Factor
Brea Expansion Plant | 58007_G_G5 | 58007 | G | G5 |  | Landfill Gas | WECC_SCE | California | Orange | 10 | 2012 | 9999 |  |  |  | 8.0181 | Default Emission Factor
St Joseph Landfill Generating Station | 58024_G_UNIT1 | 58024 | G | UNIT1 |  | Landfill Gas | SPP_N | Missouri | Buchanan | 1.6 | 2011 | 9999 |  |  |  | 8.0181 | Default Emission Factor
PPG Monroeville Chemicals Center | 58047_G_2 | 58047 | G | 2 |  | Combustion Turbine | PJM_AP | Pennsylvania | Allegheny | 0.3 | 2000 | 9999 |  |  |  | 7.2573 | Default Emission Factor
PPG Monroeville Chemicals Center | 58047_G_3 | 58047 | G | 3 |  | Combustion Turbine | PJM_AP | Pennsylvania | Allegheny | 0.8 | 1998 | 9999 |  |  |  | 7.2573 | Default Emission Factor
MillerCoors Shenandoah Brewery | 58057_G_WWTP | 58057 | G | WWTP |  | Non-Fossil Waste | PJM_Dom | Virginia | Rockingham | 1.4 | 2012 | 9999 |  |  |  | 6.5998 | Default Emission Factor
Decatur-Morgan Co LFG Recovery Project | 58061_G_0290 | 58061 | G | 0290 |  | Landfill Gas | S_C_TVA | Alabama | Morgan | 0.8 | 2011 | 9999 |  |  |  | 8.0181 | Default Emission Factor
Decatur-Morgan Co LFG Recovery Project | 58061_G_1496 | 58061 | G | 1496 |  | Landfill Gas | S_C_TVA | Alabama | Morgan | 0.8 | 2010 | 9999 |  |  |  | 8.0181 | Default Emission Factor
Newark Energy Center | 58079_G_GT-1 | 58079 | G | GT-1 | 90911 | Combined Cycle | PJM_EMAC | New Jersey | Essex | 212.5 | 2015 | 9999 |  |  |  | 0.14766 | Default Emission Factor
Newark Energy Center | 58079_G_GT-2 | 58079 | G | GT-2 | 90912 | Combined Cycle | PJM_EMAC | New Jersey | Essex | 209.5 | 2015 | 9999 |  |  |  | 0.14766 | Default Emission Factor
Newark Energy Center | 58079_G_STG-1 | 58079 | G | STG-1 | 90911 | Combined Cycle | PJM_EMAC | New Jersey | Essex | 283.8 | 2015 | 9999 |  |  |  | 0.14766 | Default Emission Factor
Kimberly Clark-Unit 1,2,3 | 58084_G_GT100 | 58084 | G | GT100 |  | Combined Cycle | NENG_CT | Connecticut | Litchfield | 14.5 | 2008 | 9999 | 2019 | 0.69882 | 127701 | 0.01095 | NEI 2019
Kimberly Clark-Unit 1,2,3 | 58084_G_GT200 | 58084 | G | GT200 |  | Combustion Turbine | NENG_CT | Connecticut | Litchfield | 14.5 | 2008 | 9999 |  |  |  | 0.72922 | Default Emission Factor
Kimberly Clark-Unit 1,2,3 | 58084_G_GT300 | 58084 | G | GT300 |  | Combined Cycle | NENG_CT | Connecticut | Litchfield | 4.1 | 2008 | 9999 |  |  |  | 0.01095 | NEI 2019
North Main Street | 581_G_5 | 581 | G | 5 | 5083 | Combustion Turbine | NENG_CT | Connecticut | New London | 15.3 | 1972 | 9999 | 2017 | 0.0092589 | 331 | 0.05595 | NEI 2019
Delano Energy Center | 58122_G_GEN1 | 58122 | G | GEN1 | 91268 | Combustion Turbine | WECC_SCE | California | Tulare | 35 | 2013 | 9999 | 2019 | 0.2381 | 6710 | 0.07097 | NEI 2019
Quay County | 58125_G_1 | 58125 | G | 1 |  | Combustion Turbine | WECC_NM | New Mexico | Quay | 17 | 2013 | 9999 | 2019 | 0.092 | 231 | 0.79654 | NEI 2019
Kaiser Downey | 58128_G_KRSO1 | 58128 | G | KRSO1 |  | Landfill Gas | WEC_LADW | California | Los Angeles | 0.2 | 2012 | 9999 |  |  |  | 8.0181 | Default Emission Factor
Kaiser Downey | 58128_G_KRSO2 | 58128 | G | KRSO2 |  | Landfill Gas | WEC_LADW | California | Los Angeles | 0.2 | 2012 | 9999 |  |  |  | 8.0181 | Default Emission Factor
Kaiser Downey | 58128_G_KRSO3 | 58128 | G | KRSO3 |  | Landfill Gas | WEC_LADW | California | Los Angeles | 0.2 | 2012 | 9999 |  |  |  | 8.0181 | Default Emission Factor
Kaiser Downey | 58128_G_KRSO4 | 58128 | G | KRSO4 |  | Landfill Gas | WEC_LADW | California | Los Angeles | 0.2 | 2012 | 9999 |  |  |  | 8.0181 | Default Emission Factor
Kaiser Downey | 58128_G_KRSO5 | 58128 | G | KRSO5 |  | Landfill Gas | WEC_LADW | California | Los Angeles | 0.2 | 2012 | 9999 |  |  |  | 8.0181 | Default Emission Factor
Prairies Edge Generating Facility | 58129_G_GEN1 | 58129 | G | GEN1 |  | Combustion Turbine | MIS_INKY | Indiana | Jasper | 0.8 | 2011 | 9999 |  |  |  | 3.2013 | Default Emission Factor
Blue Mountain Biogas | 58130_G_BMB N | 58130 | G | BMB N |  | Non-Fossil Waste | WECC_UT | Utah | Beaver | 1.5 | 2012 | 9999 |  |  |  | 6.5998 | Default Emission Factor
Blue Mountain Biogas | 58130_G_BMB S | 58130 | G | BMB S |  | Non-Fossil Waste | WECC_UT | Utah | Beaver | 1.5 | 2012 | 9999 |  |  |  | 6.5998 | Default Emission Factor
Central Energy Plant USU | 58139_G_TURBI | 58139 | G | TURBI |  | Combustion Turbine | WECC_UT | Utah | Cache | 4.4 | 2004 | 9999 |  |  |  | 0.72922 | Default Emission Factor
Central Utility Plant - Texas A&M | 58151_G_GTG01 | 58151 | G | GTG01 |  | Combined Cycle | ERC_REST | Texas | Brazos | 32.4 | 2011 | 9999 | 2019 | 2.31 | 163383.89 | 0.0235 | NEI 2019
Central Utility Plant - Texas A&M | 58151_G_STG02 | 58151 | G | STG02 |  | Combined Cycle | ERC_REST | Texas | Brazos | 11 | 2011 | 9999 |  |  |  | 0.0235 | NEI 2019
Danbury Hospital Cogen Plant | 58152_G_GEN1 | 58152 | G | GEN1 |  | Combustion Turbine | NENG_CT | Connecticut | Fairfield | 3.9 | 2011 | 9999 |  |  |  | 0.72922 | Default Emission Factor
Western Michigan University Power Plant | 58161_G_EG-1 | 58161 | G | EG-1 |  | Combustion Turbine | MIS_LMI | Michigan | Kalamazoo | 0.8 | 1999 | 9999 | 2018 | 0.8147 | 846.72 | 1.9244 | Michigan Point Source Emission
Western Michigan University Power Plant | 58161_G_GTG-7 | 58161 | G | GTG-7 |  | Combined Cycle | MIS_LMI | Michigan | Kalamazoo | 4.2 | 1997 | 9999 | 2018 | 4.2772 | 29965.24 | 0.24669 | Michigan Point Source Emission
Western Michigan University Power Plant | 58161_G_GTG-8 | 58161 | G | GTG-8 |  | Combined Cycle | MIS_LMI | Michigan | Kalamazoo | 4.2 | 1997 | 9999 | 2018 | 4.2772 | 35082.96 | 0.24669 | Michigan Point Source Emission
Western Michigan University Power Plant | 58161_G_STG-1 | 58161 | G | STG-1 |  | Combined Cycle | MIS_LMI | Michigan | Kalamazoo | 0.9 | 1999 | 9999 |  |  |  | 0.24669 | NEI 2019
CSUF Trigeneration | 58169_G_1 | 58169 | G | 1 |  | Combustion Turbine | WECC_SCE | California | Orange | 4.3 | 2010 | 9999 | 2018 | 6.0354 | 28023 | 0.43075 | California Air Resources Board
Seaside Heights Power Plant | 58172_G_UINT3 | 58172 | G | UINT3 |  | Combustion Turbine | PJM_EMAC | New Jersey | Ocean | 2 | 2012 | 9999 |  |  |  | 7.2573 | Default Emission Factor
Seaside Heights Power Plant | 58172_G_UNIT1 | 58172 | G | UNIT1 |  | Combustion Turbine | PJM_EMAC | New Jersey | Ocean | 2 | 2012 | 9999 |  |  |  | 7.2573 | Default Emission Factor
Seaside Heights Power Plant | 58172_G_UNIT2 | 58172 | G | UNIT2 |  | Combustion Turbine | PJM_EMAC | New Jersey | Ocean | 2 | 2012 | 9999 |  |  |  | 7.2573 | Default Emission Factor
BMW Manufacturing Co | 58173_G_GT601 | 58173 | G | GT601 |  | Landfill Gas | S_VACA | South Carolina | Spartanburg | 5 | 2009 | 9999 |  |  |  | 8.0181 | Default Emission Factor
BMW Manufacturing Co | 58173_G_GT602 | 58173 | G | GT602 |  | Landfill Gas | S_VACA | South Carolina | Spartanburg | 5 | 2009 | 9999 |  |  |  | 8.0181 | Default Emission Factor
Kishwaukee CHP Plant | 58177_G_1 | 58177 | G | 1 |  | Non-Fossil Waste | PJM_COMD | Illinois | Winnebago | 1 | 2010 | 9999 |  |  |  | 6.5998 | Default Emission Factor
Kishwaukee CHP Plant | 58177_G_2 | 58177 | G | 2 |  | Non-Fossil Waste | PJM_COMD | Illinois | Winnebago | 1 | 2010 | 9999 |  |  |  | 6.5998 | Default Emission Factor
Kishwaukee CHP Plant | 58177_G_3 | 58177 | G | 3 |  | Non-Fossil Waste | PJM_COMD | Illinois | Winnebago | 1 | 2010 | 9999 |  |  |  | 6.5998 | Default Emission Factor
UNH 7.9 MW Plant | 58180_G_1 | 58180 | G | 1 |  | Landfill Gas | NENGREST | New Hampshire | Strafford | 7.9 | 2006 | 9999 |  |  |  | 8.0181 | Default Emission Factor
Rand Whitney CHP Plant | 58184_G_TG-1 | 58184 | G | TG-1 |  | Combustion Turbine | NENG_CT | Connecticut | New London | 14.6 | 2005 | 9999 |  |  |  | 0.72922 | Default Emission Factor
East Campus Steam Plant | 58195_G_CT1 | 58195 | G | CT1 |  | Combustion Turbine | PJM_AP | Pennsylvania | Centre | 7.4 | 2011 | 9999 |  |  |  | 0.72922 | Default Emission Factor
Parnassus Central Utility Plant | 58198_G_GTG1 | 58198 | G | GTG1 |  | Combined Cycle | WEC_CALN | California | San Francisco | 5.2 | 1996 | 9999 |  |  |  | 0.14766 | Default Emission Factor
Parnassus Central Utility Plant | 58198_G_GTG2 | 58198 | G | GTG2 |  | Combined Cycle | WEC_CALN | California | San Francisco | 5.5 | 1996 | 9999 |  |  |  | 0.14766 | Default Emission Factor
Parnassus Central Utility Plant | 58198_G_STG1 | 58198 | G | STG1 |  | Combined Cycle | WEC_CALN | California | San Francisco | 1.8 | 1996 | 9999 |  |  |  | 0.14766 | Default Emission Factor
Central Utility Plant at White Oak | 58207_G_G1 | 58207 | G | G1 |  | Combustion Turbine | PJM_SMAC | Maryland | Montgomery | 5.6 | 2003 | 9999 |  |  |  | 3.2013 | Default Emission Factor
Central Utility Plant at White Oak | 58207_G_G10 | 58207 | G | G10 |  | Combustion Turbine | PJM_SMAC | Maryland | Montgomery | 2.3 | 2014 | 9999 |  |  |  | 7.2573 | Default Emission Factor
Central Utility Plant at White Oak | 58207_G_G11 | 58207 | G | G11 |  | Combustion Turbine | PJM_SMAC | Maryland | Montgomery | 2.3 | 2014 | 9999 |  |  |  | 7.2573 | Default Emission Factor
Central Utility Plant at White Oak | 58207_G_G12 | 58207 | G | G12 |  | Combined Cycle | PJM_SMAC | Maryland | Montgomery | 5 | 2014 | 9999 |  |  |  | 0.14766 | Default Emission Factor
Central Utility Plant at White Oak | 58207_G_G2 | 58207 | G | G2 |  | Combustion Turbine | PJM_SMAC | Maryland | Montgomery | 2.3 | 2003 | 9999 |  |  |  | 7.2573 | Default Emission Factor
Central Utility Plant at White Oak | 58207_G_G3 | 58207 | G | G3 |  | Combustion Turbine | PJM_SMAC | Maryland | Montgomery | 4.3 | 2003 | 9999 |  |  |  | 0.72922 | Default Emission Factor
Central Utility Plant at White Oak | 58207_G_G4 | 58207 | G | G4 |  | Combustion Turbine | PJM_SMAC | Maryland | Montgomery | 4.3 | 2008 | 9999 |  |  |  | 0.72922 | Default Emission Factor
Central Utility Plant at White Oak | 58207_G_G5 | 58207 | G | G5 |  | Combustion Turbine | PJM_SMAC | Maryland | Montgomery | 4.3 | 2009 | 9999 |  |  |  | 0.72922 | Default Emission Factor
Central Utility Plant at White Oak | 58207_G_G6 | 58207 | G | G6 |  | Combustion Turbine | PJM_SMAC | Maryland | Montgomery | 4.3 | 2010 | 9999 |  |  |  | 0.72922 | Default Emission Factor
Central Utility Plant at White Oak | 58207_G_G7 | 58207 | G | G7 |  | Combined Cycle | PJM_SMAC | Maryland | Montgomery | 7.5 | 2014 | 9999 |  |  |  | 0.14766 | Default Emission Factor
Central Utility Plant at White Oak | 58207_G_G8 | 58207 | G | G8 |  | Combined Cycle | PJM_SMAC | Maryland | Montgomery | 7.5 | 2014 | 9999 |  |  |  | 0.14766 | Default Emission Factor
Central Utility Plant at White Oak | 58207_G_G9 | 58207 | G | G9 |  | Combined Cycle | PJM_SMAC | Maryland | Montgomery | 4.5 | 2014 | 9999 |  |  |  | 0.14766 | Default Emission Factor
Cinnamon Bay Edgeboro Landfill | 58208_G_1 | 58208 | G | 1 |  | Landfill Gas | PJM_EMAC | New Jersey | Middlesex | 9.1 | 2011 | 9999 |  |  |  | 8.0181 | Default Emission Factor
Lee Combined Cycle Plant | 58215_G_1A | 58215 | G | 1A | 90644 | Combined Cycle | S_VACA | North Carolina | Wayne | 170 | 2012 | 9999 | 2017 | 33.43 | 4335729 | 0.0236 | NEI 2019
Lee Combined Cycle Plant | 58215_G_1B | 58215 | G | 1B | 90645 | Combined Cycle | S_VACA | North Carolina | Wayne | 170 | 2012 | 9999 | 2019 | 24.83 | 1350805 | 0.0236 | NEI 2019
Lee Combined Cycle Plant | 58215_G_1C | 58215 | G | 1C | 90646 | Combined Cycle | S_VACA | North Carolina | Wayne | 170 | 2012 | 9999 | 2019 | 24.89 | 1359905 | 0.0236 | NEI 2019
Lee Combined Cycle Plant | 58215_G_ST1 | 58215 | G | ST1 | 90644 | Combined Cycle | S_VACA | North Carolina | Wayne | 378 | 2012 | 9999 |  |  |  | 0.0236 | NEI 2019
J.R. Simplot Company | 58216_G_1 | 58216 | G | 1 |  | Non-Fossil Waste | WEC_CALN | California | San Joaquin | 3.2 | 1993 | 9999 |  |  |  | 6.5998 | Default Emission Factor
GL Dairy Biogas | 58219_G_1426 | 58219 | G | 1426 |  | Non-Fossil Waste | MIS_WUMS | Wisconsin | Dane | 1.4 | 2013 | 9999 |  |  |  | 6.5998 | Default Emission Factor
GL Dairy Biogas | 58219_G_633 | 58219 | G | 633 |  | Non-Fossil Waste | MIS_WUMS | Wisconsin | Dane | 0.6 | 2013 | 9999 |  |  |  | 6.5998 | Default Emission Factor
CCSU Co-Gen-STBY Gen | 58224_G_EC#1 | 58224 | G | EC#1 |  | Combustion Turbine | NENG_CT | Connecticut | Hartford | 1.3 | 2004 | 9999 |  |  |  | 3.2013 | Default Emission Factor
CCSU Co-Gen-STBY Gen | 58224_G_EC#2 | 58224 | G | EC#2 |  | Combustion Turbine | NENG_CT | Connecticut | Hartford | 1.3 | 2004 | 9999 |  |  |  | 3.2013 | Default Emission Factor
CCSU Co-Gen-STBY Gen | 58224_G_GRND | 58224 | G | GRND |  | Combustion Turbine | NENG_CT | Connecticut | Hartford | 0.3 | 2012 | 9999 |  |  |  | 7.2573 | Default Emission Factor
CCSU Co-Gen-STBY Gen | 58224_G_MEMH | 58224 | G | MEMH |  | Combustion Turbine | NENG_CT | Connecticut | Hartford | 0.7 | 1993 | 9999 |  |  |  | 7.2573 | Default Emission Factor
Clayville | 58235_G_1 | 58235 | G | 1 | 90845 | Combustion Turbine | PJM_EMAC | New Jersey | Cumberland | 55 | 2015 | 9999 | 2019 | 3.86 | 78859 | 0.0979 | NEI 2019
Marshalltown Generating Station | 58236_G_CTG1 | 58236 | G | CTG1 | 90919 | Combined Cycle | MIS_IA | Iowa | Marshall | 209.7 | 2017 | 9999 | 2019 | 46.469 | 1234757 | 0.04688 | NEI 2019
Marshalltown Generating Station | 58236_G_CTG2 | 58236 | G | CTG2 | 90920 | Combined Cycle | MIS_IA | Iowa | Marshall | 208.7 | 2017 | 9999 | 2019 | 41.691 | 1176190 | 0.04688 | NEI 2019
Marshalltown Generating Station | 58236_G_STG1 | 58236 | G | STG1 | 90919 | Combined Cycle | MIS_IA | Iowa | Marshall | 230.4 | 2017 | 9999 |  |  |  | 0.04688 | NEI 2019
Northeastern Illinois University Cogen | 58245_G_GEN1 | 58245 | G | GEN1 |  | Combustion Turbine | PJM_COMD | Illinois | Cook | 0.8 | 1995 | 2045 |  |  |  | 3.2013 | Default Emission Factor
Northeastern Illinois University Cogen | 58245_G_GEN2 | 58245 | G | GEN2 |  | Combustion Turbine | PJM_COMD | Illinois | Cook | 0.8 | 1995 | 2045 |  |  |  | 3.2013 | Default Emission Factor
Northeastern Illinois University Cogen | 58245_G_GEN3 | 58245 | G | GEN3 |  | Combustion Turbine | PJM_COMD | Illinois | Cook | 0.8 | 1995 | 2045 |  |  |  | 3.2013 | Default Emission Factor
Northeastern Illinois University Cogen | 58245_G_GEN4 | 58245 | G | GEN4 |  | Combustion Turbine | PJM_COMD | Illinois | Cook | 0.8 | 1995 | 2045 |  |  |  | 3.2013 | Default Emission Factor
Millersville LFG | 58246_G_CAT1 | 58246 | G | CAT1 |  | Landfill Gas | PJM_SMAC | Maryland | Anne Arundel | 1.5 | 2012 | 9999 | 2019 | 103.8972 | 25992 | 7.9946 | NEI 2019
Millersville LFG | 58246_G_CAT2 | 58246 | G | CAT2 |  | Landfill Gas | PJM_SMAC | Maryland | Anne Arundel | 1.5 | 2012 | 9999 |  |  |  | 7.9946 | NEI 2019
Tullytown | 58250_G_GEN1 | 58250 | G | GEN1 |  | Landfill Gas | PJM_EMAC | Pennsylvania | Bucks | 1.6 | 2013 | 9999 |  |  |  | 8.0181 | Default Emission Factor
Alpha Ridge LFG | 58252_G_JEN1 | 58252 | G | JEN1 |  | Landfill Gas | PJM_SMAC | Maryland | Howard | 1 | 2012 | 9999 | 2019 | 15.5382 | 3231 | 9.6182 | NEI 2019
Chatham | 58254_G_CT02R | 58254 | G | CT02R |  | Combustion Turbine | MIS_LMI | Michigan | Kent | 3.2 | 2016 | 9999 |  |  |  | 0.72922 | Default Emission Factor
Chatham | 58254_G_CTOIS | 58254 | G | CTOIS |  | Combustion Turbine | MIS_LMI | Michigan | Kent | 3.4 | 2013 | 9999 |  |  |  | 0.72922 | Default Emission Factor
Rubart | 58255_G_01 | 58255 | G | 01 |  | Combustion Turbine | SPP_N | Kansas | Grant | 8.2 | 2014 | 9999 |  |  |  | 3.2013 | Default Emission Factor
Rubart | 58255_G_02 | 58255 | G | 02 |  | Combustion Turbine | SPP_N | Kansas | Grant | 8.2 | 2014 | 9999 |  |  |  | 3.2013 | Default Emission Factor
Rubart | 58255_G_03 | 58255 | G | 03 |  | Combustion Turbine | SPP_N | Kansas | Grant | 8.2 | 2014 | 9999 |  |  |  | 3.2013 | Default Emission Factor
Rubart | 58255_G_04 | 58255 | G | 04 |  | Combustion Turbine | SPP_N | Kansas | Grant | 8.2 | 2014 | 9999 |  |  |  | 3.2013 | Default Emission Factor
Rubart | 58255_G_05 | 58255 | G | 05 |  | Combustion Turbine | SPP_N | Kansas | Grant | 8.2 | 2014 | 9999 |  |  |  | 3.2013 | Default Emission Factor
Rubart | 58255_G_06 | 58255 | G | 06 |  | Combustion Turbine | SPP_N | Kansas | Grant | 8.2 | 2014 | 9999 |  |  |  | 3.2013 | Default Emission Factor
Rubart | 58255_G_07 | 58255 | G | 07 |  | Combustion Turbine | SPP_N | Kansas | Grant | 8.4 | 2014 | 9999 |  |  |  | 3.2013 | Default Emission Factor
Rubart | 58255_G_08 | 58255 | G | 08 |  | Combustion Turbine | SPP_N | Kansas | Grant | 8.4 | 2014 | 9999 |  |  |  | 3.2013 | Default Emission Factor
Rubart | 58255_G_09 | 58255 | G | 09 |  | Combustion Turbine | SPP_N | Kansas | Grant | 8.4 | 2014 | 9999 |  |  |  | 3.2013 | Default Emission Factor
Rubart | 58255_G_10 | 58255 | G | 10 |  | Combustion Turbine | SPP_N | Kansas | Grant | 8.4 | 2014 | 9999 |  |  |  | 3.2013 | Default Emission Factor
Rubart | 58255_G_11 | 58255 | G | 11 |  | Combustion Turbine | SPP_N | Kansas | Grant | 8.4 | 2014 | 9999 |  |  |  | 3.2013 | Default Emission Factor
Rubart | 58255_G_12 | 58255 | G | 12 |  | Combustion Turbine | SPP_N | Kansas | Grant | 8.4 | 2014 | 9999 |  |  |  | 3.2013 | Default Emission Factor
Central Utilities Plant LAX 2 | 58258_G_GEN1 | 58258 | G | GEN1 |  | Combustion Turbine | WEC_LADW | California | Los Angeles | 4.2 | 2015 | 9999 |  |  |  | 0.72922 | Default Emission Factor
Central Utilities Plant LAX 2 | 58258_G_GEN2 | 58258 | G | GEN2 |  | Combustion Turbine | WEC_LADW | California | Los Angeles | 4.2 | 2015 | 9999 |  |  |  | 0.72922 | Default Emission Factor
Brunswick County Power Station | 58260_G_CT01 | 58260 | G | CT01 | 90888 | Combined Cycle | PJM_Dom | Virginia | Brunswick | 263.9 | 2016 | 9999 | 2019 | 5.7 | 8333358 | 0.00408 | NEI 2019
Brunswick County Power Station | 58260_G_CT02 | 58260 | G | CT02 | 90889 | Combined Cycle | PJM_Dom | Virginia | Brunswick | 263.9 | 2016 | 9999 |  |  |  | 0.00408 | NEI 2019
Brunswick County Power Station | 58260_G_CT03 | 58260 | G | CT03 | 90890 | Combined Cycle | PJM_Dom | Virginia | Brunswick | 263.9 | 2016 | 9999 |  |  |  | 0.00408 | NEI 2019
Brunswick County Power Station | 58260_G_ST01 | 58260 | G | ST01 | 90888 | Combined Cycle | PJM_Dom | Virginia | Brunswick | 579.4 | 2016 | 9999 |  |  |  | 0.00408 | NEI 2019
Apple Data Center - Fuel Cell 1&2 | 58264_G_FC1 | 58264 | G | FC1 |  | Landfill Gas | S_VACA | North Carolina | Catawba | 4.8 | 2012 | 9999 |  |  |  | 8.0181 | Default Emission Factor
Apple Data Center - Fuel Cell 1&2 | 58264_G_FC2 | 58264 | G | FC2 |  | Landfill Gas | S_VACA | North Carolina | Catawba | 5.2 | 2013 | 9999 |  |  |  | 8.0181 | Default Emission Factor
Port Westward Unit 2 | 58266_G_1 | 58266 | G | 1 |  | Combustion Turbine | WECC_PNW | Oregon | Columbia | 18.7 | 2014 | 9999 |  |  |  | 3.2013 | Default Emission Factor
Port Westward Unit 2 | 58266_G_10 | 58266 | G | 10 |  | Combustion Turbine | WECC_PNW | Oregon | Columbia | 18.7 | 2014 | 9999 |  |  |  | 3.2013 | Default Emission Factor
Port Westward Unit 2 | 58266_G_11 | 58266 | G | 11 |  | Combustion Turbine | WECC_PNW | Oregon | Columbia | 18.7 | 2014 | 9999 |  |  |  | 3.2013 | Default Emission Factor
Port Westward Unit 2 | 58266_G_12 | 58266 | G | 12 |  | Combustion Turbine | WECC_PNW | Oregon | Columbia | 18.7 | 2014 | 9999 |  |  |  | 3.2013 | Default Emission Factor
Port Westward Unit 2 | 58266_G_2 | 58266 | G | 2 |  | Combustion Turbine | WECC_PNW | Oregon | Columbia | 18.7 | 2014 | 9999 |  |  |  | 3.2013 | Default Emission Factor
Port Westward Unit 2 | 58266_G_3 | 58266 | G | 3 |  | Combustion Turbine | WECC_PNW | Oregon | Columbia | 18.7 | 2014 | 9999 |  |  |  | 3.2013 | Default Emission Factor
Port Westward Unit 2 | 58266_G_4 | 58266 | G | 4 |  | Combustion Turbine | WECC_PNW | Oregon | Columbia | 18.7 | 2014 | 9999 |  |  |  | 3.2013 | Default Emission Factor
Port Westward Unit 2 | 58266_G_5 | 58266 | G | 5 |  | Combustion Turbine | WECC_PNW | Oregon | Columbia | 18.7 | 2014 | 9999 |  |  |  | 3.2013 | Default Emission Factor
Port Westward Unit 2 | 58266_G_6 | 58266 | G | 6 |  | Combustion Turbine | WECC_PNW | Oregon | Columbia | 18.7 | 2014 | 9999 |  |  |  | 3.2013 | Default Emission Factor
Port Westward Unit 2 | 58266_G_7 | 58266 | G | 7 |  | Combustion Turbine | WECC_PNW | Oregon | Columbia | 18.7 | 2014 | 9999 |  |  |  | 3.2013 | Default Emission Factor
Port Westward Unit 2 | 58266_G_8 | 58266 | G | 8 |  | Combustion Turbine | WECC_PNW | Oregon | Columbia | 18.7 | 2014 | 9999 |  |  |  | 3.2013 | Default Emission Factor
Port Westward Unit 2 | 58266_G_9 | 58266 | G | 9 |  | Combustion Turbine | WECC_PNW | Oregon | Columbia | 18.7 | 2015 | 9999 |  |  |  | 3.2013 | Default Emission Factor
Bay View Backup Power Facility | 58269_G_G1 | 58269 | G | G1 |  | Combustion Turbine | PJM_ATSI | Ohio | Lucas | 2 | 2007 | 9999 | 2018 | 0.051 | 188.8333 | 0.54016 | Ohio State Emissions Inventory
Bay View Backup Power Facility | 58269_G_G2 | 58269 | G | G2 |  | Combustion Turbine | PJM_ATSI | Ohio | Lucas | 2 | 2007 | 9999 | 2018 | 0.229 | 188.8333 | 2.4254 | Ohio State Emissions Inventory
Bay View Backup Power Facility | 58269_G_G3 | 58269 | G | G3 |  | Combustion Turbine | PJM_ATSI | Ohio | Lucas | 2 | 2007 | 9999 | 2018 | 0.25783 | 188.8333 | 2.7308 | Ohio State Emissions Inventory
Bay View Backup Power Facility | 58269_G_G4 | 58269 | G | G4 |  | Combustion Turbine | PJM_ATSI | Ohio | Lucas | 2 | 2007 | 9999 | 2018 | 0.21517 | 188.8333 | 2.2789 | Ohio State Emissions Inventory
Bay View Backup Power Facility | 58269_G_G5 | 58269 | G | G5 |  | Combustion Turbine | PJM_ATSI | Ohio | Lucas | 2 | 2007 | 9999 | 2018 | 0.0175 | 188.8333 | 0.18535 | Ohio State Emissions Inventory
Bay View Backup Power Facility | 58269_G_G6 | 58269 | G | G6 |  | Combustion Turbine | PJM_ATSI | Ohio | Lucas | 2 | 2007 | 9999 | 2018 | 0.0175 | 188.8333 | 0.18535 | Ohio State Emissions Inventory
La Luz Energy Center | 58284_G_0001 | 58284 | G | 0001 | 90843 | Combustion Turbine | WECC_NM | New Mexico | Valencia | 41 | 2015 | 9999 |  |  |  | 0.72922 | Default Emission Factor
G2 Energy Hay Rd | 58320_G_362 | 58320 | G | 362 |  | Landfill Gas | WEC_CALN | California | Solano | 1.5 | 2013 | 9999 | 2018 | 76.52 | 12912 | 11.8525 | California Air Resources Board
Charles D. Lamb Energy Center | 58325_G_1 | 58325 | G | 1 | 90933 | Combustion Turbine | SPP_WEST | Oklahoma | Kay | 122 | 2015 | 9999 | 2018 | 5.683 | 146651 | 0.0775 | Oklahoma Annual Point Source Emissions
PWD Northeast WPCP Biogas Cogen Plant | 58326_G_NBG1 | 58326 | G | NBG1 |  | Non-Fossil Waste | PJM_EMAC | Pennsylvania | Philadelphia | 1.4 | 2013 | 9999 |  |  |  | 6.5998 | Default Emission Factor
PWD Northeast WPCP Biogas Cogen Plant | 58326_G_NBG2 | 58326 | G | NBG2 |  | Non-Fossil Waste | PJM_EMAC | Pennsylvania | Philadelphia | 1.4 | 2013 | 9999 |  |  |  | 6.5998 | Default Emission Factor
PWD Northeast WPCP Biogas Cogen Plant | 58326_G_NBG3 | 58326 | G | NBG3 |  | Non-Fossil Waste | PJM_EMAC | Pennsylvania | Philadelphia | 1.4 | 2013 | 9999 |  |  |  | 6.5998 | Default Emission Factor
PWD Northeast WPCP Biogas Cogen Plant | 58326_G_NBG4 | 58326 | G | NBG4 |  | Non-Fossil Waste | PJM_EMAC | Pennsylvania | Philadelphia | 1.4 | 2013 | 9999 |  |  |  | 6.5998 | Default Emission Factor
Bradley Energy Center | 58327_G_UNIT1 | 58327 | G | UNIT1 |  | Combustion Turbine | NENG_CT | Connecticut | Hartford | 1.5 | 2002 | 9999 |  |  |  | 3.2013 | Default Emission Factor
Bradley Energy Center | 58327_G_UNIT2 | 58327 | G | UNIT2 |  | Combustion Turbine | NENG_CT | Connecticut | Hartford | 1.2 | 2002 | 9999 |  |  |  | 3.2013 | Default Emission Factor
Bradley Energy Center | 58327_G_UNIT3 | 58327 | G | UNIT3 |  | Combustion Turbine | NENG_CT | Connecticut | Hartford | 1.2 | 2002 | 9999 |  |  |  | 3.2013 | Default Emission Factor
Bradley Energy Center | 58327_G_UNIT4 | 58327 | G | UNIT4 |  | Combustion Turbine | NENG_CT | Connecticut | Hartford | 1.9 | 2010 | 9999 |  |  |  | 3.2013 | Default Emission Factor
North Chicago Energy Center | 58328_G_GT1 | 58328 | G | GT1 |  | Combustion Turbine | PJM_COMD | Illinois | Lake | 5.2 | 2003 | 2045 |  |  |  | 0.72922 | Default Emission Factor
North Chicago Energy Center | 58328_G_GT2 | 58328 | G | GT2 |  | Combustion Turbine | PJM_COMD | Illinois | Lake | 7.1 | 2005 | 2045 |  |  |  | 0.72922 | Default Emission Factor
Rochelle Energy Center | 58377_G_REC1 | 58377 | G | REC1 |  | Landfill Gas | PJM_COMD | Illinois | Ogle | 1.6 | 2011 | 9999 |  |  |  | 8.0181 | Default Emission Factor
Rochelle Energy Center | 58377_G_REC2 | 58377 | G | REC2 |  | Landfill Gas | PJM_COMD | Illinois | Ogle | 1.6 | 2011 | 9999 |  |  |  | 8.0181 | Default Emission Factor
Rochelle Energy Center | 58377_G_REC3 | 58377 | G | REC3 |  | Landfill Gas | PJM_COMD | Illinois | Ogle | 1.6 | 2011 | 9999 |  |  |  | 8.0181 | Default Emission Factor
W.A. Parish Carbon Capture Plant | 58378_G_GT2 | 58378 | G | GT2 | 90816 | Combustion Turbine | ERC_REST | Texas | Fort Bend | 74 | 2013 | 9999 | 2019 | 10.3 | 343230 | 0.06002 | NEI 2019
Cold Canyon 1 | 58379_G_W3998 | 58379 | G | W3998 |  | Landfill Gas | WEC_CALN | California | San Luis Obispo | 1.5 | 2013 | 9999 | 2018 | 11.3416 | 10462 | 2.1681 | California Air Resources Board
Threemile Digester | 58382_G_GEN1 | 58382 | G | GEN1 |  | Non-Fossil Waste | WECC_PNW | Oregon | Morrow | 1.6 | 2012 | 9999 |  |  |  | 6.5998 | Default Emission Factor
Threemile Digester | 58382_G_GEN2 | 58382 | G | GEN2 |  | Non-Fossil Waste | WECC_PNW | Oregon | Morrow | 1.6 | 2012 | 9999 |  |  |  | 6.5998 | Default Emission Factor
Threemile Digester | 58382_G_GEN3 | 58382 | G | GEN3 |  | Non-Fossil Waste | WECC_PNW | Oregon | Morrow | 1.6 | 2012 | 9999 |  |  |  | 6.5998 | Default Emission Factor
Ameresco Johnson Canyon | 58397_G_ENG1 | 58397 | G | ENG1 |  | Landfill Gas | WEC_CALN | California | Monterey | 1.4 | 2013 | 9999 | 2018 | 34.684 | 10122 | 6.8532 | California Air Resources Board
Synergy Biogas | 58399_G_1 | 58399 | G | 1 |  | Non-Fossil Waste | NY_Z_B | New York | Wyoming | 1.2 | 2011 | 9999 |  |  |  | 6.5998 | Default Emission Factor
Panda Liberty Generation Plant | 58420_G_GEN1 | 58420 | G | GEN1 | 90864 | Combined Cycle | PJM_PENE | Pennsylvania | Bradford | 378 | 2016 | 9999 | 2019 | 8.85 | 2532759 | 0.00699 | NEI 2019
Panda Liberty Generation Plant | 58420_G_GEN2 | 58420 | G | GEN2 | 90865 | Combined Cycle | PJM_PENE | Pennsylvania | Bradford | 378 | 2016 | 9999 | 2019 | 15.34 | 2246896 | 0.01365 | NEI 2019
Panda Patriot Generation Plant | 58426_G_GEN1 | 58426 | G | GEN1 | 90868 | Combined Cycle | PJM_WMAC | Pennsylvania | Lycoming | 382.5 | 2016 | 9999 | 2019 | 23.94 | 2058197 | 0.02326 | NEI 2019
Panda Patriot Generation Plant | 58426_G_GEN2 | 58426 | G | GEN2 | 90869 | Combined Cycle | PJM_WMAC | Pennsylvania | Lycoming | 382.5 | 2016 | 9999 | 2019 | 18.84 | 1912354 | 0.0197 | NEI 2019
Lansing BWL REO Town Plant | 58427_G_CTG1 | 58427 | G | CTG1 | 90870 | Combined Cycle | MIS_LMI | Michigan | Ingham | 31 | 2013 | 9999 | 2019 | 96 | 313514 | 0.51774 | NEI 2019
Lansing BWL REO Town Plant | 58427_G_CTG2 | 58427 | G | CTG2 | 90871 | Combined Cycle | MIS_LMI | Michigan | Ingham | 31 | 2013 | 9999 | 2019 | 44.33 | 228574 | 0.51774 | NEI 2019
Lansing BWL REO Town Plant | 58427_G_ST | 58427 | G | ST | 90870 | Combined Cycle | MIS_LMI | Michigan | Ingham | 12.9 | 2013 | 9999 |  |  |  | 0.51774 | NEI 2019
Sunshine Gas Producers | 58429_G_1 | 58429 | G | 1 |  | Landfill Gas | WEC_LADW | California | Los Angeles | 4 | 2014 | 9999 |  |  |  | 8.0181 | Default Emission Factor
Sunshine Gas Producers | 58429_G_2 | 58429 | G | 2 |  | Landfill Gas | WEC_LADW | California | Los Angeles | 4 | 2014 | 9999 |  |  |  | 8.0181 | Default Emission Factor
Sunshine Gas Producers | 58429_G_3 | 58429 | G | 3 |  | Landfill Gas | WEC_LADW | California | Los Angeles | 4 | 2014 | 9999 |  |  |  | 8.0181 | Default Emission Factor
Sunshine Gas Producers | 58429_G_4 | 58429 | G | 4 |  | Landfill Gas | WEC_LADW | California | Los Angeles | 4 | 2014 | 9999 |  |  |  | 8.0181 | Default Emission Factor
Sunshine Gas Producers | 58429_G_5 | 58429 | G | 5 |  | Landfill Gas | WEC_LADW | California | Los Angeles | 4 | 2014 | 9999 |  |  |  | 8.0181 | Default Emission Factor
Houweling Nurseries | 58432_G_COG1 | 58432 | G | COG1 |  | Combustion Turbine | WECC_SCE | California | Ventura | 4.4 | 2012 | 9999 | 2018 | 0.53193 | 17783 | 0.05983 | California Air Resources Board
Houweling Nurseries | 58432_G_COG2 | 58432 | G | COG2 |  | Combustion Turbine | WECC_SCE | California | Ventura | 4.4 | 2012 | 9999 | 2018 | 0.53193 | 17783 | 0.05983 | California Air Resources Board
Houweling Nurseries | 58432_G_COG3 | 58432 | G | COG3 |  | Combustion Turbine | WECC_SCE | California | Ventura | 4.4 | 2013 | 9999 | 2018 | 0.53193 | 17783 | 0.05983 | California Air Resources Board
Ameresco Vasco Road | 58435_G_ENG1 | 58435 | G | ENG1 |  | Landfill Gas | WEC_CALN | California | Alameda | 2.1 | 2014 | 9999 | 2018 | 46.8831 | 16849.5 | 5.5649 | California Air Resources Board
Ameresco Vasco Road | 58435_G_ENG2 | 58435 | G | ENG2 |  | Landfill Gas | WEC_CALN | California | Alameda | 2.1 | 2014 | 9999 | 2018 | 46.8831 | 16849.5 | 5.5649 | California Air Resources Board
Ameresco San Joaquin | 58436_G_ENG1 | 58436 | G | ENG1 |  | Landfill Gas | WEC_CALN | California | San Joaquin | 2.1 | 2014 | 9999 | 2018 | 28.748 | 16538.5 | 3.4765 | California Air Resources Board
Ameresco San Joaquin | 58436_G_ENG2 | 58436 | G | ENG2 |  | Landfill Gas | WEC_CALN | California | San Joaquin | 2.1 | 2014 | 9999 | 2018 | 28.748 | 16538.5 | 3.4765 | California Air Resources Board
Ameresco Forward | 58437_G_ENG1 | 58437 | G | ENG1 |  | Landfill Gas | WEC_CALN | California | San Joaquin | 2.1 | 2014 | 9999 | 2018 | 12.8422 | 15877.5 | 1.6177 | California Air Resources Board
Ameresco Forward | 58437_G_ENG2 | 58437 | G | ENG2 |  | Landfill Gas | WEC_CALN | California | San Joaquin | 2.1 | 2014 | 9999 | 2018 | 12.8422 | 15877.5 | 1.6177 | California Air Resources Board
Ector County Energy Center | 58471_G_CTG1 | 58471 | G | CTG1 | 90984 | Combustion Turbine | ERC_WEST | Texas | Ector | 150 | 2015 | 9999 | 2019 | 22.05 | 258195 | 0.1708 | NEI 2019
Ector County Energy Center | 58471_G_CTG2 | 58471 | G | CTG2 | 90985 | Combustion Turbine | ERC_WEST | Texas | Ector | 150 | 2015 | 9999 | 2019 | 23.18 | 258195 | 0.17955 | NEI 2019
Dart Container Corp | 58476_G_LFGT1 | 58476 | G | LFGT1 |  | Landfill Gas | PJM_EMAC | Pennsylvania | Lancaster | 4.6 | 2012 | 9999 |  |  |  | 8.0181 | Default Emission Factor
Dart Container Corp | 58476_G_LFGT2 | 58476 | G | LFGT2 |  | Landfill Gas | PJM_EMAC | Pennsylvania | Lancaster | 4.6 | 2012 | 9999 |  |  |  | 8.0181 | Default Emission Factor
LEPA Unit No. 1 | 58478_G_LEPA1 | 58478 | G | LEPA1 | 91024 | Combined Cycle | MIS_LA | Louisiana | St Mary | 48 | 2016 | 9999 | 2019 | 19.72 | 158211 | 0.24929 | NEI 2019
LEPA Unit No. 1 | 58478_G_LEPA2 | 58478 | G | LEPA2 |  | Combined Cycle | MIS_LA | Louisiana | St Mary | 16 | 2016 | 9999 |  |  |  | 0.24929 | NEI 2019
MAS ASB Cogen Plant | 58484_G_1 | 58484 | G | 1 |  | Landfill Gas | S_SOU | Georgia | Fulton | 2.2 | 2012 | 9999 |  |  |  | 8.0181 | Default Emission Factor
MAS ASB Cogen Plant | 58484_G_2 | 58484 | G | 2 |  | Landfill Gas | S_SOU | Georgia | Fulton | 2.2 | 2012 | 9999 |  |  |  | 8.0181 | Default Emission Factor
MAS ASB Cogen Plant | 58484_G_3 | 58484 | G | 3 |  | Landfill Gas | S_SOU | Georgia | Fulton | 2.2 | 2012 | 9999 |  |  |  | 8.0181 | Default Emission Factor
L&S Sweetners | 58497_G_GEN1 | 58497 | G | GEN1 |  | Landfill Gas | PJM_EMAC | Pennsylvania | Lancaster | 1.6 | 2013 | 9999 |  |  |  | 8.0181 | Default Emission Factor
L&S Sweetners | 58497_G_GEN2 | 58497 | G | GEN2 |  | Landfill Gas | PJM_EMAC | Pennsylvania | Lancaster | 1.6 | 2013 | 9999 |  |  |  | 8.0181 | Default Emission Factor
Carty Generating Station | 58503_G_GEN1 | 58503 | G | GEN1 | 90906 | Combined Cycle | WECC_PNW | Oregon | Morrow | 246.7 | 2016 | 9999 | 2019 | 43.4 | 2989615 | 0.02903 | NEI 2019
Carty Generating Station | 58503_G_GEN2 | 58503 | G | GEN2 | 90906 | Combined Cycle | WECC_PNW | Oregon | Morrow | 166.3 | 2016 | 9999 |  |  |  | 0.02903 | NEI 2019
Stoltze CoGen1 | 58523_G_STL2 | 58523 | G | STL2 |  | Biomass | WECC_MT | Montana | Flathead | 3 | 2013 | 9999 |  |  |  | 7.9218 | Default Emission Factor
City of Hayward WWTP | 58525_G_COGEN | 58525 | G | COGEN |  | Non-Fossil Waste | WEC_CALN | California | Alameda | 1.1 | 2014 | 9999 |  |  |  | 6.5998 | Default Emission Factor
Uwharrie Mountain Renewable | 58526_G_1 | 58526 | G | 1 |  | Landfill Gas | S_VACA | North Carolina | Montgomery | 1.6 | 2014 | 9999 |  |  |  | 8.0181 | Default Emission Factor
Uwharrie Mountain Renewable | 58526_G_2 | 58526 | G | 2 |  | Landfill Gas | S_VACA | North Carolina | Montgomery | 1.6 | 2014 | 9999 |  |  |  | 8.0181 | Default Emission Factor
Uwharrie Mountain Renewable | 58526_G_3 | 58526 | G | 3 |  | Landfill Gas | S_VACA | North Carolina | Montgomery | 1.6 | 2014 | 9999 |  |  |  | 8.0181 | Default Emission Factor
Uwharrie Mountain Renewable | 58526_G_4 | 58526 | G | 4 |  | Landfill Gas | S_VACA | North Carolina | Montgomery | 1.6 | 2014 | 9999 |  |  |  | 8.0181 | Default Emission Factor
Uwharrie Mountain Renewable | 58526_G_5 | 58526 | G | 5 |  | Landfill Gas | S_VACA | North Carolina | Montgomery | 1.6 | 2014 | 9999 |  |  |  | 8.0181 | Default Emission Factor
Uwharrie Mountain Renewable | 58526_G_6 | 58526 | G | 6 |  | Landfill Gas | S_VACA | North Carolina | Montgomery | 1.6 | 2014 | 9999 |  |  |  | 8.0181 | Default Emission Factor
Watervliet | 58546_G_GEN1 | 58546 | G | GEN1 |  | Landfill Gas | PJM_West | Michigan | Berrien | 1.6 | 2013 | 9999 |  |  |  | 8.0181 | Default Emission Factor
Watervliet | 58546_G_GEN2 | 58546 | G | GEN2 |  | Landfill Gas | PJM_West | Michigan | Berrien | 1.6 | 2013 | 9999 |  |  |  | 8.0181 | Default Emission Factor
Mesquite Generating Station Block 1 | 58557_G_GT1 | 58557 | G | GT1 | 4859 | Combined Cycle | WECC_AZ | Arizona | Maricopa | 153 | 2003 | 9999 | 2019 | 7.9283 | 2315108 | 0.01435 | NEI 2019
Mesquite Generating Station Block 1 | 58557_G_GT2 | 58557 | G | GT2 | 4860 | Combined Cycle | WECC_AZ | Arizona | Maricopa | 153 | 2003 | 9999 | 2019 | 15.1488 | 900850 | 0.01435 | NEI 2019
Mesquite Generating Station Block 1 | 58557_G_ST1 | 58557 | G | ST1 | 4859 | Combined Cycle | WECC_AZ | Arizona | Maricopa | 289 | 2003 | 9999 |  |  |  | 0.01435 | NEI 2019
Onslow Power Producers | 58558_G_GEN1 | 58558 | G | GEN1 |  | Landfill Gas | S_VACA | North Carolina | Onslow | 1.9 | 2013 | 9999 |  |  |  | 8.0181 | Default Emission Factor
Bi-County Gas Producers | 58559_G_GEN1 | 58559 | G | GEN1 |  | Landfill Gas | S_C_TVA | Tennessee | Montgomery | 0.9 | 2011 | 9999 |  |  |  | 8.0181 | Default Emission Factor
Bi-County Gas Producers | 58559_G_GEN2 | 58559 | G | GEN2 |  | Landfill Gas | S_C_TVA | Tennessee | Montgomery | 1.9 | 2013 | 9999 |  |  |  | 8.0181 | Default Emission Factor
Montana Power Station | 58562_G_GT-1 | 58562 | G | GT-1 | 90902 | Combustion Turbine | WECC_NM | Texas | El Paso | 88.2 | 2015 | 9999 | 2019 | 4.713 | 254249.5663 | 0.03707 | NEI 2019
Montana Power Station | 58562_G_GT-2 | 58562 | G | GT-2 | 90903 | Combustion Turbine | WECC_NM | Texas | El Paso | 88.2 | 2015 | 9999 | 2019 | 5.2661 | 254249.5663 | 0.04143 | NEI 2019
Montana Power Station | 58562_G_GT-3 | 58562 | G | GT-3 | 90904 | Combustion Turbine | WECC_NM | Texas | El Paso | 94.2 | 2016 | 9999 | 2019 | 3.6707 | 271545.4552 | 0.02704 | NEI 2019
Montana Power Station | 58562_G_GT-4 | 58562 | G | GT-4 | 90905 | Combustion Turbine | WECC_NM | Texas | El Paso | 94.2 | 2016 | 9999 | 2019 | 4.9772 | 271545.4552 | 0.03666 | NEI 2019
Hometown Bio Energy LLC | 58563_G_HTBE | 58563 | G | HTBE |  | Non-Fossil Waste | MIS_MNWI | Minnesota | Le Sueur | 7.6 | 2013 | 9999 |  |  |  | 6.5998 | Default Emission Factor
Gettysburg Energy & Nutrient Rec Facility | 58565_G_GENRF | 58565 | G | GENRF |  | Biomass | PJM_WMAC | Pennsylvania | Adams | 2.5 | 2013 | 9999 |  |  |  | 7.9218 | Default Emission Factor
Smithfield Packaged Meats Corp. | 58575_G_1 | 58575 | G | 1 |  | Combustion Turbine | S_VACA | North Carolina | Lenoir | 2.3 | 2013 | 9999 |  |  |  | 7.2573 | Default Emission Factor
Smithfield Packaged Meats Corp. | 58575_G_2 | 58575 | G | 2 |  | Combustion Turbine | S_VACA | North Carolina | Lenoir | 2.3 | 2013 | 9999 |  |  |  | 7.2573 | Default Emission Factor
Smithfield Packaged Meats Corp. | 58575_G_3 | 58575 | G | 3 |  | Combustion Turbine | S_VACA | North Carolina | Lenoir | 2.3 | 2013 | 9999 |  |  |  | 7.2573 | Default Emission Factor
Smithfield Packaged Meats Corp. | 58575_G_4 | 58575 | G | 4 |  | Combustion Turbine | S_VACA | North Carolina | Lenoir | 2.3 | 2013 | 9999 |  |  |  | 7.2573 | Default Emission Factor
Veolia ES Blackfoot Landfill Facility | 58577_G_BLG1 | 58577 | G | BLG1 |  | Landfill Gas | MIS_INKY | Indiana | Pike | 1.1 | 2009 | 9999 |  |  |  | 8.0181 | Default Emission Factor
Veolia ES Blackfoot Landfill Facility | 58577_G_BLG2 | 58577 | G | BLG2 |  | Landfill Gas | MIS_INKY | Indiana | Pike | 1.1 | 2009 | 9999 |  |  |  | 8.0181 | Default Emission Factor
HTW Plant 303 COGEN | 58597_G_CGN1 | 58597 | G | CGN1 |  | Combustion Turbine | WECC_UT | Utah | Salt Lake | 5.6 | 2008 | 9999 |  |  |  | 0.72922 | Default Emission Factor
One Market Plaza | 58607_G_1 | 58607 | G | 1 |  | Combustion Turbine | WEC_CALN | California | San Francisco | 0.5 | 2003 | 9999 | 2018 | 0.50135 | 832 | 1.2052 | California Air Resources Board
One Market Plaza | 58607_G_2 | 58607 | G | 2 |  | Combustion Turbine | WEC_CALN | California | San Francisco | 0.5 | 2003 | 9999 | 2018 | 0.50135 | 832 | 1.2052 | California Air Resources Board
One Market Plaza | 58607_G_3 | 58607 | G | 3 |  | Combustion Turbine | WEC_CALN | California | San Francisco | 0.5 | 2003 | 9999 | 2018 | 0.50135 | 832 | 1.2052 | California Air Resources Board
Transamerica Pyramid | 58619_G_1 | 58619 | G | 1 |  | Combustion Turbine | WEC_CALN | California | San Francisco | 0.5 | 2007 | 9999 |  |  |  | 3.2013 | Default Emission Factor
Transamerica Pyramid | 58619_G_2 | 58619 | G | 2 |  | Combustion Turbine | WEC_CALN | California | San Francisco | 0.5 | 2007 | 9999 |  |  |  | 3.2013 | Default Emission Factor
Orbit Energy Charlotte | 58638_G_1 | 58638 | G | 1 |  | Non-Fossil Waste | S_VACA | North Carolina | Mecklenburg | 5.2 | 2016 | 9999 |  |  |  | 6.5998 | Default Emission Factor
Finley Buttes Landfill Gas | 58687_G_GEN1 | 58687 | G | GEN1 |  | Landfill Gas | WECC_PNW | Oregon | Morrow | 1.6 | 2007 | 9999 |  |  |  | 8.0181 | Default Emission Factor
Finley Buttes Landfill Gas | 58687_G_GEN2 | 58687 | G | GEN2 |  | Landfill Gas | WECC_PNW | Oregon | Morrow | 1.6 | 2007 | 9999 |  |  |  | 8.0181 | Default Emission Factor
Finley Buttes Landfill Gas | 58687_G_GEN3 | 58687 | G | GEN3 |  | Landfill Gas | WECC_PNW | Oregon | Morrow | 1.6 | 2007 | 9999 |  |  |  | 8.0181 | Default Emission Factor
LRI LFGTE Facility | 58688_G_A | 58688 | G | A |  | Landfill Gas | WECC_PNW | Washington | Pierce | 1.5 | 2013 | 9999 |  |  |  | 8.0181 | Default Emission Factor
LRI LFGTE Facility | 58688_G_B | 58688 | G | B |  | Landfill Gas | WECC_PNW | Washington | Pierce | 1.5 | 2013 | 9999 |  |  |  | 8.0181 | Default Emission Factor
LRI LFGTE Facility | 58688_G_C | 58688 | G | C |  | Landfill Gas | WECC_PNW | Washington | Pierce | 1.5 | 2013 | 9999 |  |  |  | 8.0181 | Default Emission Factor
L V Sutton Combined Cycle | 58697_G_CA1 | 58697 | G | CA1 | 90667 | Combined Cycle | S_VACA | North Carolina | New Hanover | 266 | 2013 | 9999 |  |  |  | 0.03681 | NEI 2019
L V Sutton Combined Cycle | 58697_G_CT004 | 58697 | G | CT004 |  | Combustion Turbine | S_VACA | North Carolina | New Hanover | 39 | 2017 | 9999 | 2019 | 49.89 | 97405.501 | 1.0244 | NEI 2019
L V Sutton Combined Cycle | 58697_G_CT005 | 58697 | G | CT005 |  | Combustion Turbine | S_VACA | North Carolina | New Hanover | 39 | 2017 | 9999 | 2019 | 56.36 | 97405.501 | 1.1572 | NEI 2019
L V Sutton Combined Cycle | 58697_G_CT1 | 58697 | G | CT1 | 90667 | Combined Cycle | S_VACA | North Carolina | New Hanover | 170 | 2013 | 9999 | 2019 | 25.71 | 3047647 | 0.03681 | NEI 2019
L V Sutton Combined Cycle | 58697_G_CT2 | 58697 | G | CT2 | 90668 | Combined Cycle | S_VACA | North Carolina | New Hanover | 171 | 2013 | 9999 | 2019 | 55.75 | 1378037 | 0.03681 | NEI 2019
ABEC Bidart-Old River LLC | 58699_G_GEN 1 | 58699 | G | GEN 1 |  | Non-Fossil Waste | WECC_SCE | California | Kern | 0.9 | 2013 | 9999 |  |  |  | 6.5998 | Default Emission Factor
ABEC Bidart-Old River LLC | 58699_G_GEN 2 | 58699 | G | GEN 2 |  | Non-Fossil Waste | WECC_SCE | California | Kern | 0.9 | 2013 | 9999 |  |  |  | 6.5998 | Default Emission Factor
Zeeland Farm Services | 58704_G_CAT-1 | 58704 | G | CAT-1 |  | Non-Fossil Waste | MIS_LMI | Michigan | Ottawa | 1.4 | 2006 | 9999 |  |  |  | 6.5998 | Default Emission Factor
Zeeland Farm Services | 58704_G_CAT-2 | 58704 | G | CAT-2 |  | Non-Fossil Waste | MIS_LMI | Michigan | Ottawa | 1.5 | 2009 | 9999 |  |  |  | 6.5998 | Default Emission Factor
Oxbow Creek | 58714_G_GEN1 | 58714 | G | GEN1 |  | Combustion Turbine | PJM_PENE | Pennsylvania | Wyoming | 4.2 | 2019 | 9999 |  |  |  | 0.29705 | Default Emission Factor
Oxbow Creek | 58714_G_GEN2 | 58714 | G | GEN2 |  | Combustion Turbine | PJM_PENE | Pennsylvania | Wyoming | 4.2 | 2019 | 9999 |  |  |  | 0.29705 | Default Emission Factor
Oxbow Creek | 58714_G_GEN3 | 58714 | G | GEN3 |  | Combustion Turbine | PJM_PENE | Pennsylvania | Wyoming | 4.2 | 2019 | 9999 |  |  |  | 0.29705 | Default Emission Factor
Oxbow Creek | 58714_G_GEN4 | 58714 | G | GEN4 |  | Combustion Turbine | PJM_PENE | Pennsylvania | Wyoming | 4.2 | 2019 | 9999 |  |  |  | 0.29705 | Default Emission Factor
Oxbow Creek | 58714_G_GEN5 | 58714 | G | GEN5 |  | Combustion Turbine | PJM_PENE | Pennsylvania | Wyoming | 4.2 | 2019 | 9999 |  |  |  | 0.29705 | Default Emission Factor
Roundtop | 58715_G_GEN1 | 58715 | G | GEN1 |  | Combustion Turbine | PJM_PENE | Pennsylvania | Susquehanna | 4.2 | 2015 | 9999 |  |  |  | 3.2013 | Default Emission Factor
Roundtop | 58715_G_GEN2 | 58715 | G | GEN2 |  | Combustion Turbine | PJM_PENE | Pennsylvania | Susquehanna | 4.2 | 2015 | 9999 |  |  |  | 3.2013 | Default Emission Factor
Roundtop | 58715_G_GEN3 | 58715 | G | GEN3 |  | Combustion Turbine | PJM_PENE | Pennsylvania | Susquehanna | 4.2 | 2015 | 9999 |  |  |  | 3.2013 | Default Emission Factor
Roundtop | 58715_G_GEN4 | 58715 | G | GEN4 |  | Combustion Turbine | PJM_PENE | Pennsylvania | Susquehanna | 4.2 | 2015 | 9999 |  |  |  | 3.2013 | Default Emission Factor
Roundtop | 58715_G_GEN5 | 58715 | G | GEN5 |  | Combustion Turbine | PJM_PENE | Pennsylvania | Susquehanna | 4.2 | 2015 | 9999 |  |  |  | 3.2013 | Default Emission Factor
GreenWhey Energy Inc | 58747_G_GEN1 | 58747 | G | GEN1 |  | Non-Fossil Waste | MIS_MNWI | Wisconsin | Polk | 1.6 | 2013 | 9999 |  |  |  | 6.5998 | Default Emission Factor
GreenWhey Energy Inc | 58747_G_GEN2 | 58747 | G | GEN2 |  | Non-Fossil Waste | MIS_MNWI | Wisconsin | Polk | 1.6 | 2013 | 9999 |  |  |  | 6.5998 | Default Emission Factor
Beaver Dam | 58811_G_GEN1 | 58811 | G | GEN1 |  | Combustion Turbine | PJM_PENE | Pennsylvania | Bradford | 4.2 | 2016 | 9999 |  |  |  | 3.2013 | Default Emission Factor
Beaver Dam | 58811_G_GEN2 | 58811 | G | GEN2 |  | Combustion Turbine | PJM_PENE | Pennsylvania | Bradford | 4.2 | 2016 | 9999 |  |  |  | 3.2013 | Default Emission Factor
Beaver Dam | 58811_G_GEN3 | 58811 | G | GEN3 |  | Combustion Turbine | PJM_PENE | Pennsylvania | Bradford | 4.2 | 2016 | 9999 |  |  |  | 3.2013 | Default Emission Factor
Beaver Dam | 58811_G_GEN4 | 58811 | G | GEN4 |  | Combustion Turbine | PJM_PENE | Pennsylvania | Bradford | 4.2 | 2016 | 9999 |  |  |  | 3.2013 | Default Emission Factor
Beaver Dam | 58811_G_GEN5 | 58811 | G | GEN5 |  | Combustion Turbine | PJM_PENE | Pennsylvania | Bradford | 4.2 | 2016 | 9999 |  |  |  | 3.2013 | Default Emission Factor
Alpaca | 58813_G_1 | 58813 | G | 1 |  | Combustion Turbine | PJM_PENE | Pennsylvania | Bradford | 6.8 | 2017 | 9999 |  |  |  | 3.2013 | Default Emission Factor
Alpaca | 58813_G_2 | 58813 | G | 2 |  | Combustion Turbine | PJM_PENE | Pennsylvania | Bradford | 6.8 | 2017 | 9999 |  |  |  | 3.2013 | Default Emission Factor
Alpaca | 58813_G_3 | 58813 | G | 3 |  | Combustion Turbine | PJM_PENE | Pennsylvania | Bradford | 6.8 | 2017 | 9999 |  |  |  | 3.2013 | Default Emission Factor
Hilton NY Co Gen Plant | 58815_G_1 | 58815 | G | 1 |  | Combustion Turbine | NY_Z_J | New York | New York | 1.8 | 2013 | 9999 |  |  |  | 3.2013 | Default Emission Factor
Milan | 58818_G_1 | 58818 | G | 1 |  | Combustion Turbine | PJM_PENE | Pennsylvania | Bradford | 6.8 | 2017 | 9999 |  |  |  | 3.2013 | Default Emission Factor
Milan | 58818_G_2 | 58818 | G | 2 |  | Combustion Turbine | PJM_PENE | Pennsylvania | Bradford | 6.8 | 2017 | 9999 |  |  |  | 3.2013 | Default Emission Factor
Milan | 58818_G_3 | 58818 | G | 3 |  | Combustion Turbine | PJM_PENE | Pennsylvania | Bradford | 6.8 | 2017 | 9999 |  |  |  | 3.2013 | Default Emission Factor
MTHS Co-Gen Buildings | 58825_G_STH1 | 58825 | G | STH1 |  | Combustion Turbine | PJM_COMD | Illinois | Cook | 0.6 | 1992 | 2045 |  |  |  | 3.2013 | Default Emission Factor
MTHS Co-Gen Buildings | 58825_G_STH2 | 58825 | G | STH2 |  | Combustion Turbine | PJM_COMD | Illinois | Cook | 0.6 | 1992 | 2045 |  |  |  | 3.2013 | Default Emission Factor
Richland Center Renewable Energy LLC | 58834_G_UNIT1 | 58834 | G | UNIT1 |  | Non-Fossil Waste | MIS_MNWI | Wisconsin | Richland | 0.8 | 2013 | 9999 |  |  |  | 6.5998 | Default Emission Factor
Richland Center Renewable Energy LLC | 58834_G_UNIT2 | 58834 | G | UNIT2 |  | Non-Fossil Waste | MIS_MNWI | Wisconsin | Richland | 0.8 | 2013 | 9999 |  |  |  | 6.5998 | Default Emission Factor
Elk Station | 58835_G_ELK1 | 58835 | G | ELK1 |  | Combustion Turbine | SPP_SPS | Texas | Hale | 195 | 2015 | 9999 | 2019 | 19.6234 | 368291.6667 | 0.10656 | NEI 2019
Elk Station | 58835_G_ELK2 | 58835 | G | ELK2 |  | Combustion Turbine | SPP_SPS | Texas | Hale | 195 | 2016 | 9999 | 2019 | 17.4602 | 368291.6667 | 0.09482 | NEI 2019
Elk Station | 58835_G_ELK3 | 58835 | G | ELK3 |  | Combustion Turbine | SPP_SPS | Texas | Hale | 195 | 2016 | 9999 | 2019 | 10.0684 | 368291.6667 | 0.05468 | NEI 2019
Reventure Park | 58865_G_LFG | 58865 | G | LFG |  | Landfill Gas | S_VACA | North Carolina | Mecklenburg | 1.9 | 2014 | 9999 |  |  |  | 8.0181 | Default Emission Factor
Reventure Park | 58865_G_RNG | 58865 | G | RNG |  | Landfill Gas | S_VACA | North Carolina | Mecklenburg | 1.6 | 2015 | 9999 |  |  |  | 8.0181 | Default Emission Factor
Rentech Nitrogen Pasadena Cogeneration | 58870_G_MG202 | 58870 | G | MG202 |  | Non-Fossil Waste | ERC_REST | Texas | Harris | 14 | 2015 | 9999 |  |  |  | 6.5998 | Default Emission Factor
Temple SEGF | 58897_G_19G01 | 58897 | G | 19G01 |  | Combustion Turbine | PJM_EMAC | Pennsylvania | Philadelphia | 1.6 | 1993 | 9999 |  |  |  | 3.2013 | Default Emission Factor
Temple SEGF | 58897_G_19G02 | 58897 | G | 19G02 |  | Combustion Turbine | PJM_EMAC | Pennsylvania | Philadelphia | 1.6 | 1993 | 9999 |  |  |  | 3.2013 | Default Emission Factor
Temple SEGF | 58897_G_19G03 | 58897 | G | 19G03 |  | Combustion Turbine | PJM_EMAC | Pennsylvania | Philadelphia | 1.6 | 1993 | 9999 |  |  |  | 3.2013 | Default Emission Factor
Temple SEGF | 58897_G_19G04 | 58897 | G | 19G04 |  | Combustion Turbine | PJM_EMAC | Pennsylvania | Philadelphia | 1.6 | 1993 | 9999 |  |  |  | 3.2013 | Default Emission Factor
Temple SEGF | 58897_G_19G05 | 58897 | G | 19G05 |  | Combustion Turbine | PJM_EMAC | Pennsylvania | Philadelphia | 1.6 | 1993 | 9999 |  |  |  | 3.2013 | Default Emission Factor
Temple SEGF | 58897_G_19G06 | 58897 | G | 19G06 |  | Combustion Turbine | PJM_EMAC | Pennsylvania | Philadelphia | 1.6 | 1993 | 9999 |  |  |  | 3.2013 | Default Emission Factor
Temple SEGF | 58897_G_19G07 | 58897 | G | 19G07 |  | Combustion Turbine | PJM_EMAC | Pennsylvania | Philadelphia | 1.6 | 1993 | 9999 |  |  |  | 3.2013 | Default Emission Factor
Temple SEGF | 58897_G_19G08 | 58897 | G | 19G08 |  | Combustion Turbine | PJM_EMAC | Pennsylvania | Philadelphia | 1.6 | 1993 | 9999 |  |  |  | 3.2013 | Default Emission Factor
Temple SEGF | 58897_G_19G09 | 58897 | G | 19G09 |  | Combustion Turbine | PJM_EMAC | Pennsylvania | Philadelphia | 1.6 | 1993 | 9999 |  |  |  | 3.2013 | Default Emission Factor
Temple SEGF | 58897_G_19G10 | 58897 | G | 19G10 |  | Combustion Turbine | PJM_EMAC | Pennsylvania | Philadelphia | 1.6 | 1993 | 9999 |  |  |  | 3.2013 | Default Emission Factor
MCAGCC Cogen Plant | 58914_G_CG1 | 58914 | G | CG1 |  | Combustion Turbine | WECC_SCE | California | San Bernardino | 7 | 2003 | 9999 |  |  |  | 0.72922 | Default Emission Factor
MCAGCC Cogen Plant | 58914_G_CG100 | 58914 | G | CG100 |  | Combustion Turbine | WECC_SCE | California | San Bernardino | 4.6 | 2014 | 9999 |  |  |  | 0.72922 | Default Emission Factor
MCAGCC Cogen Plant | 58914_G_CG200 | 58914 | G | CG200 |  | Combustion Turbine | WECC_SCE | California | San Bernardino | 4.6 | 2014 | 9999 |  |  |  | 0.72922 | Default Emission Factor
Napoleon Biogas | 58921_G_GEN1 | 58921 | G | GEN1 |  | Non-Fossil Waste | PJM_ATSI | Ohio | Henry | 1.2 | 2013 | 9999 |  |  |  | 6.5998 | Default Emission Factor
Napoleon Biogas | 58921_G_GEN2 | 58921 | G | GEN2 |  | Non-Fossil Waste | PJM_ATSI | Ohio | Henry | 1.2 | 2013 | 9999 |  |  |  | 6.5998 | Default Emission Factor
Melrose 2 | 58929_G_12286 | 58929 | G | 12286 |  | Combustion Turbine | MIS_MNWI | Minnesota | Stearns | 0.9 | 2014 | 9999 |  |  |  | 7.2573 | Default Emission Factor
Shell Chemical Appalachia LLC | 58933_G_GTG1 | 58933 | G | GTG1 |  | Combined Cycle | PJM_ATSI | Pennsylvania | Beaver | 37.1 | 2020 | 9999 |  |  |  | 0.03343 | Default Emission Factor
Shell Chemical Appalachia LLC | 58933_G_GTG2 | 58933 | G | GTG2 |  | Combined Cycle | PJM_ATSI | Pennsylvania | Beaver | 37.1 | 2020 | 9999 |  |  |  | 0.03343 | Default Emission Factor
Shell Chemical Appalachia LLC | 58933_G_GTG3 | 58933 | G | GTG3 |  | Combined Cycle | PJM_ATSI | Pennsylvania | Beaver | 37.1 | 2020 | 9999 |  |  |  | 0.03343 | Default Emission Factor
Shell Chemical Appalachia LLC | 58933_G_STG1 | 58933 | G | STG1 |  | Combined Cycle | PJM_ATSI | Pennsylvania | Beaver | 72.7 | 2020 | 9999 |  |  |  | 0.03343 | Default Emission Factor
Shell Chemical Appalachia LLC | 58933_G_STG2 | 58933 | G | STG2 |  | Combined Cycle | PJM_ATSI | Pennsylvania | Beaver | 72.7 | 2020 | 9999 |  |  |  | 0.03343 | Default Emission Factor
Ameresco Dallas LLC | 58946_G_ENG1 | 58946 | G | ENG1 |  | Landfill Gas | ERC_REST | Texas | Dallas | 1.4 | 2011 | 9999 | 2018 | 22.32 | 7895.6667 | 5.6537 | Texas Emissions Inventory
Ameresco Dallas LLC | 58946_G_ENG2 | 58946 | G | ENG2 |  | Landfill Gas | ERC_REST | Texas | Dallas | 1.4 | 2011 | 9999 | 2018 | 22.32 | 7895.6667 | 5.6537 | Texas Emissions Inventory
Ameresco Dallas LLC | 58946_G_ENG3 | 58946 | G | ENG3 |  | Landfill Gas | ERC_REST | Texas | Dallas | 1.4 | 2011 | 9999 | 2018 | 22.32 | 7895.6667 | 5.6537 | Texas Emissions Inventory
Bristol Myers Squibb Lawrenceville | 58947_G_DG101 | 58947 | G | DG101 |  | Combustion Turbine | PJM_EMAC | New Jersey | Mercer | 0.9 | 1991 | 9999 |  |  |  | 7.2573 | Default Emission Factor
Bristol Myers Squibb Lawrenceville | 58947_G_TG101 | 58947 | G | TG101 |  | Combustion Turbine | PJM_EMAC | New Jersey | Mercer | 4 | 1995 | 9999 |  |  |  | 0.72922 | Default Emission Factor
Central Valley Ag Power | 58978_G_CVAP | 58978 | G | CVAP |  | Non-Fossil Waste | WEC_CALN | California | Stanislaus | 1.5 | 2014 | 9999 |  |  |  | 6.5998 | Default Emission Factor
Akron WRF | 58980_G_2G-1 | 58980 | G | 2G-1 |  | Non-Fossil Waste | PJM_ATSI | Ohio | Summit | 0.6 | 2014 | 9999 |  |  |  | 6.5998 | Default Emission Factor
Akron WRF | 58980_G_2G-2 | 58980 | G | 2G-2 |  | Non-Fossil Waste | PJM_ATSI | Ohio | Summit | 0.6 | 2014 | 9999 |  |  |  | 6.5998 | Default Emission Factor
Akron WRF | 58980_G_2G-3 | 58980 | G | 2G-3 |  | Non-Fossil Waste | PJM_ATSI | Ohio | Summit | 0.6 | 2014 | 9999 |  |  |  | 6.5998 | Default Emission Factor
St. Olaf StandBy Generators | 58996_G_SBIC1 | 58996 | G | SBIC1 |  | Combustion Turbine | MIS_MNWI | Minnesota | Rice | 0.4 | 1999 | 9999 |  |  |  | 7.2573 | Default Emission Factor
St. Olaf StandBy Generators | 58996_G_SBIC2 | 58996 | G | SBIC2 |  | Combustion Turbine | MIS_MNWI | Minnesota | Rice | 1.7 | 1999 | 9999 |  |  |  | 7.2573 | Default Emission Factor
St. Olaf StandBy Generators | 58996_G_SBIC3 | 58996 | G | SBIC3 |  | Combustion Turbine | MIS_MNWI | Minnesota | Rice | 1.7 | 1999 | 9999 |  |  |  | 7.2573 | Default Emission Factor
SRF Sorghum to Ethanol Advanced Biorefin | 58997_G_G1001 | 58997 | G | G1001 |  | Biomass | FRCC | Florida | Hendry | 12 | 2021 | 9999 |  |  |  | 1.9184 | Default Emission Factor
Carlsbad Energy Center | 59002_G_CEC 6 | 59002 | G | CEC 6 |  | Combustion Turbine | WEC_SDGE | California | San Diego | 105.5 | 2018 | 9999 |  |  |  | 0.72922 | Default Emission Factor
Carlsbad Energy Center | 59002_G_CEC 7 | 59002 | G | CEC 7 |  | Combustion Turbine | WEC_SDGE | California | San Diego | 105.5 | 2018 | 9999 |  |  |  | 0.72922 | Default Emission Factor
Carlsbad Energy Center | 59002_G_CEC 8 | 59002 | G | CEC 8 |  | Combustion Turbine | WEC_SDGE | California | San Diego | 105.5 | 2018 | 9999 |  |  |  | 0.72922 | Default Emission Factor
Carlsbad Energy Center | 59002_G_CEC 9 | 59002 | G | CEC 9 |  | Combustion Turbine | WEC_SDGE | California | San Diego | 105.5 | 2018 | 9999 |  |  |  | 0.72922 | Default Emission Factor
Carlsbad Energy Center | 59002_G_CEC10 | 59002 | G | CEC10 |  | Combustion Turbine | WEC_SDGE | California | San Diego | 105.5 | 2018 | 9999 |  |  |  | 0.72922 | Default Emission Factor
Stonewall | 59004_G_GEN1 | 59004 | G | GEN1 | 91025 | Combined Cycle | PJM_Dom | Virginia | Loudoun | 220 | 2017 | 9999 | 2019 | 14.2 | 2684659 | 0.01461 | NEI 2019
Stonewall | 59004_G_GEN2 | 59004 | G | GEN2 | 91026 | Combined Cycle | PJM_Dom | Virginia | Loudoun | 220 | 2017 | 9999 | 2019 | 14.7 | 1273020 | 0.01461 | NEI 2019
Stonewall | 59004_G_GEN3 | 59004 | G | GEN3 | 91025 | Combined Cycle | PJM_Dom | Virginia | Loudoun | 326 | 2017 | 9999 |  |  |  | 0.01461 | NEI 2019
Southbridge Landfill Gas-to-Energy | 59011_G_CAT | 59011 | G | CAT |  | Landfill Gas | NENGREST | Massachusetts | Worcester | 1.5 | 2011 | 9999 |  |  |  | 8.0181 | Default Emission Factor
DC Water CHP | 59012_G_TURB1 | 59012 | G | TURB1 |  | Non-Fossil Waste | PJM_SMAC | District of Columbia | District of Columbia | 4 | 2015 | 9999 |  |  |  | 6.5998 | Default Emission Factor
DC Water CHP | 59012_G_TURB2 | 59012 | G | TURB2 |  | Non-Fossil Waste | PJM_SMAC | District of Columbia | District of Columbia | 4 | 2015 | 9999 |  |  |  | 6.5998 | Default Emission Factor
DC Water CHP | 59012_G_TURB3 | 59012 | G | TURB3 |  | Non-Fossil Waste | PJM_SMAC | District of Columbia | District of Columbia | 4 | 2015 | 9999 |  |  |  | 6.5998 | Default Emission Factor
Back River Waste Water Treatment | 59026_G_CHP 1 | 59026 | G | CHP 1 |  | Non-Fossil Waste | PJM_SMAC | Maryland | Baltimore City | 0.9 | 2009 | 9999 |  |  |  | 6.5998 | Default Emission Factor
Back River Waste Water Treatment | 59026_G_CHP 2 | 59026 | G | CHP 2 |  | Non-Fossil Waste | PJM_SMAC | Maryland | Baltimore City | 0.9 | 2009 | 9999 |  |  |  | 6.5998 | Default Emission Factor
Jameson Energy Center | 59045_G_JEC1 | 59045 | G | JEC1 |  | Combustion Turbine | SPP_N | Kansas | Finney | 9 | 2014 | 9999 |  |  |  | 3.2013 | Default Emission Factor
Jameson Energy Center | 59045_G_JEC2 | 59045 | G | JEC2 |  | Combustion Turbine | SPP_N | Kansas | Finney | 9 | 2014 | 9999 |  |  |  | 3.2013 | Default Emission Factor
Jameson Energy Center | 59045_G_JEC3 | 59045 | G | JEC3 |  | Combustion Turbine | SPP_N | Kansas | Finney | 9 | 2014 | 9999 |  |  |  | 3.2013 | Default Emission Factor
Rariton OMP | 59055_G_CHP1 | 59055 | G | CHP1 |  | Combustion Turbine | PJM_EMAC | New Jersey | Somerset | 3 | 2009 | 9999 |  |  |  | 3.2013 | Default Emission Factor
Spring House | 59056_G_GEN 1 | 59056 | G | GEN 1 |  | Combustion Turbine | PJM_EMAC | Pennsylvania | Montgomery | 3.8 | 2013 | 9999 |  |  |  | 3.2013 | Default Emission Factor
Wooster Renewable Energy | 59072_G_WRE 1 | 59072 | G | WRE 1 |  | Non-Fossil Waste | PJM_ATSI | Ohio | Wayne | 1 | 2013 | 9999 |  |  |  | 6.5998 | Default Emission Factor
Cove Point LNG Terminal | 59073_G_111JA | 59073 | G | 111JA |  | Combustion Turbine | PJM_SMAC | Maryland | Calvert | 8.5 | 1978 | 9999 | 2019 | 0.76035 | 18526.1553 | 0.08208 | NEI 2019
Cove Point LNG Terminal | 59073_G_111JB | 59073 | G | 111JB |  | Combustion Turbine | PJM_SMAC | Maryland | Calvert | 8.5 | 1978 | 9999 | 2019 | 0.90118 | 18526.1553 | 0.09729 | NEI 2019
Cove Point LNG Terminal | 59073_G_111JC | 59073 | G | 111JC |  | Combustion Turbine | PJM_SMAC | Maryland | Calvert | 8.5 | 1978 | 9999 | 2019 | 0.924 | 18526.1553 | 0.09975 | NEI 2019
Cove Point LNG Terminal | 59073_G_214JA | 59073 | G | 214JA | 91293 | Combustion Turbine | PJM_SMAC | Maryland | Calvert | 21.7 | 2009 | 9999 | 2019 | 5.4345 | 47296.1846 | 0.22981 | NEI 2019
Cove Point LNG Terminal | 59073_G_214JB | 59073 | G | 214JB | 91294 | Combustion Turbine | PJM_SMAC | Maryland | Calvert | 21.7 | 2009 | 9999 | 2019 | 5.0252 | 47296.1846 | 0.2125 | NEI 2019
Cove Point LNG Terminal | 59073_G_311JA | 59073 | G | 311JA |  | Combustion Turbine | PJM_SMAC | Maryland | Calvert | 12.9 | 2009 | 9999 | 2019 | 0.32686 | 28116.165 | 0.02325 | NEI 2019
Cove Point LNG Terminal | 59073_G_5EG | 59073 | G | 5EG |  | Combustion Turbine | PJM_SMAC | Maryland | Calvert | 1 | 2018 | 9999 |  |  |  | 7.2573 | Default Emission Factor
SC 1 Data Center, Phase 2 | 59074_G_17A | 59074 | G | 17A |  | Combustion Turbine | WEC_CALN | California | Santa Clara | 2.3 | 2017 | 9999 |  |  |  | 7.2573 | Default Emission Factor
SC 1 Data Center, Phase 2 | 59074_G_17B | 59074 | G | 17B |  | Combustion Turbine | WEC_CALN | California | Santa Clara | 2.3 | 2017 | 9999 |  |  |  | 7.2573 | Default Emission Factor
SC 1 Data Center, Phase 2 | 59074_G_18A | 59074 | G | 18A |  | Combustion Turbine | WEC_CALN | California | Santa Clara | 2.3 | 2017 | 9999 |  |  |  | 7.2573 | Default Emission Factor
SC 1 Data Center, Phase 2 | 59074_G_18B | 59074 | G | 18B |  | Combustion Turbine | WEC_CALN | California | Santa Clara | 2.3 | 2017 | 9999 |  |  |  | 7.2573 | Default Emission Factor
SC 1 Data Center, Phase 2 | 59074_G_19A | 59074 | G | 19A |  | Combustion Turbine | WEC_CALN | California | Santa Clara | 2.3 | 2017 | 9999 |  |  |  | 7.2573 | Default Emission Factor
SC 1 Data Center, Phase 2 | 59074_G_19B | 59074 | G | 19B |  | Combustion Turbine | WEC_CALN | California | Santa Clara | 2.3 | 2017 | 9999 |  |  |  | 7.2573 | Default Emission Factor
SC 1 Data Center, Phase 2 | 59074_G_20A | 59074 | G | 20A |  | Combustion Turbine | WEC_CALN | California | Santa Clara | 2.3 | 2017 | 9999 |  |  |  | 7.2573 | Default Emission Factor
SC 1 Data Center, Phase 2 | 59074_G_20B | 59074 | G | 20B |  | Combustion Turbine | WEC_CALN | California | Santa Clara | 2.3 | 2017 | 9999 |  |  |  | 7.2573 | Default Emission Factor
SC 1 Data Center, Phase 2 | 59074_G_21A | 59074 | G | 21A |  | Combustion Turbine | WEC_CALN | California | Santa Clara | 2.3 | 2017 | 9999 |  |  |  | 7.2573 | Default Emission Factor
SC 1 Data Center, Phase 2 | 59074_G_21B | 59074 | G | 21B |  | Combustion Turbine | WEC_CALN | California | Santa Clara | 2.3 | 2017 | 9999 |  |  |  | 7.2573 | Default Emission Factor
SC 1 Data Center, Phase 2 | 59074_G_22A | 59074 | G | 22A |  | Combustion Turbine | WEC_CALN | California | Santa Clara | 2.3 | 2017 | 9999 |  |  |  | 7.2573 | Default Emission Factor
SC 1 Data Center, Phase 2 | 59074_G_22B | 59074 | G | 22B |  | Combustion Turbine | WEC_CALN | California | Santa Clara | 2.3 | 2017 | 9999 |  |  |  | 7.2573 | Default Emission Factor
SC 1 Data Center, Phase 2 | 59074_G_EG10B | 59074 | G | EG10B |  | Combustion Turbine | WEC_CALN | California | Santa Clara | 2.3 | 2014 | 9999 |  |  |  | 7.2573 | Default Emission Factor
SC 1 Data Center, Phase 2 | 59074_G_EG11A | 59074 | G | EG11A |  | Combustion Turbine | WEC_CALN | California | Santa Clara | 2.3 | 2014 | 9999 |  |  |  | 7.2573 | Default Emission Factor
SC 1 Data Center, Phase 2 | 59074_G_EG11B | 59074 | G | EG11B |  | Combustion Turbine | WEC_CALN | California | Santa Clara | 2.3 | 2014 | 9999 |  |  |  | 7.2573 | Default Emission Factor
SC 1 Data Center, Phase 2 | 59074_G_EG12A | 59074 | G | EG12A |  | Combustion Turbine | WEC_CALN | California | Santa Clara | 2.3 | 2014 | 9999 |  |  |  | 7.2573 | Default Emission Factor
SC 1 Data Center, Phase 2 | 59074_G_EG12B | 59074 | G | EG12B |  | Combustion Turbine | WEC_CALN | California | Santa Clara | 2.3 | 2014 | 9999 |  |  |  | 7.2573 | Default Emission Factor
SC 1 Data Center, Phase 2 | 59074_G_EG13A | 59074 | G | EG13A |  | Combustion Turbine | WEC_CALN | California | Santa Clara | 2.3 | 2014 | 9999 |  |  |  | 7.2573 | Default Emission Factor
SC 1 Data Center, Phase 2 | 59074_G_EG14A | 59074 | G | EG14A |  | Combustion Turbine | WEC_CALN | California | Santa Clara | 2.3 | 2014 | 9999 |  |  |  | 7.2573 | Default Emission Factor
SC 1 Data Center, Phase 2 | 59074_G_EG15A | 59074 | G | EG15A |  | Combustion Turbine | WEC_CALN | California | Santa Clara | 2.3 | 2015 | 9999 |  |  |  | 7.2573 | Default Emission Factor
SC 1 Data Center, Phase 2 | 59074_G_EG15B | 59074 | G | EG15B |  | Combustion Turbine | WEC_CALN | California | Santa Clara | 2.3 | 2015 | 9999 |  |  |  | 7.2573 | Default Emission Factor
SC 1 Data Center, Phase 2 | 59074_G_EG16A | 59074 | G | EG16A |  | Combustion Turbine | WEC_CALN | California | Santa Clara | 2.3 | 2015 | 9999 |  |  |  | 7.2573 | Default Emission Factor
SC 1 Data Center, Phase 2 | 59074_G_EG16B | 59074 | G | EG16B |  | Combustion Turbine | WEC_CALN | California | Santa Clara | 2.3 | 2015 | 9999 |  |  |  | 7.2573 | Default Emission Factor
SC 1 Data Center, Phase 2 | 59074_G_EG1A | 59074 | G | EG1A |  | Combustion Turbine | WEC_CALN | California | Santa Clara | 2.2 | 2011 | 9999 |  |  |  | 7.2573 | Default Emission Factor
SC 1 Data Center, Phase 2 | 59074_G_EG1B | 59074 | G | EG1B |  | Combustion Turbine | WEC_CALN | California | Santa Clara | 2.2 | 2011 | 9999 |  |  |  | 7.2573 | Default Emission Factor
SC 1 Data Center, Phase 2 | 59074_G_EG2A | 59074 | G | EG2A |  | Combustion Turbine | WEC_CALN | California | Santa Clara | 2.2 | 2011 | 9999 |  |  |  | 7.2573 | Default Emission Factor
SC 1 Data Center, Phase 2 | 59074_G_EG2B | 59074 | G | EG2B |  | Combustion Turbine | WEC_CALN | California | Santa Clara | 2.2 | 2011 | 9999 |  |  |  | 7.2573 | Default Emission Factor
SC 1 Data Center, Phase 2 | 59074_G_EG3A | 59074 | G | EG3A |  | Combustion Turbine | WEC_CALN | California | Santa Clara | 2.2 | 2011 | 9999 |  |  |  | 7.2573 | Default Emission Factor
SC 1 Data Center, Phase 2 | 59074_G_EG3B | 59074 | G | EG3B |  | Combustion Turbine | WEC_CALN | California | Santa Clara | 2.2 | 2011 | 9999 |  |  |  | 7.2573 | Default Emission Factor
SC 1 Data Center, Phase 2 | 59074_G_EG4A | 59074 | G | EG4A |  | Combustion Turbine | WEC_CALN | California | Santa Clara | 2.2 | 2011 | 9999 |  |  |  | 7.2573 | Default Emission Factor
SC 1 Data Center, Phase 2 | 59074_G_EG4B | 59074 | G | EG4B |  | Combustion Turbine | WEC_CALN | California | Santa Clara | 2.2 | 2011 | 9999 |  |  |  | 7.2573 | Default Emission Factor
SC 1 Data Center, Phase 2 | 59074_G_EG5A | 59074 | G | EG5A |  | Combustion Turbine | WEC_CALN | California | Santa Clara | 2.2 | 2011 | 9999 |  |  |  | 7.2573 | Default Emission Factor
SC 1 Data Center, Phase 2 | 59074_G_EG5B | 59074 | G | EG5B |  | Combustion Turbine | WEC_CALN | California | Santa Clara | 2.2 | 2011 | 9999 |  |  |  | 7.2573 | Default Emission Factor
SC 1 Data Center, Phase 2 | 59074_G_EG6A | 59074 | G | EG6A |  | Combustion Turbine | WEC_CALN | California | Santa Clara | 2.2 | 2011 | 9999 |  |  |  | 7.2573 | Default Emission Factor
SC 1 Data Center, Phase 2 | 59074_G_EG6B | 59074 | G | EG6B |  | Combustion Turbine | WEC_CALN | California | Santa Clara | 2.2 | 2011 | 9999 |  |  |  | 7.2573 | Default Emission Factor
SC 1 Data Center, Phase 2 | 59074_G_EG7A | 59074 | G | EG7A |  | Combustion Turbine | WEC_CALN | California | Santa Clara | 2.2 | 2011 | 9999 |  |  |  | 7.2573 | Default Emission Factor
SC 1 Data Center, Phase 2 | 59074_G_EG7B | 59074 | G | EG7B |  | Combustion Turbine | WEC_CALN | California | Santa Clara | 2.2 | 2011 | 9999 |  |  |  | 7.2573 | Default Emission Factor
SC 1 Data Center, Phase 2 | 59074_G_EG8B | 59074 | G | EG8B |  | Combustion Turbine | WEC_CALN | California | Santa Clara | 2.2 | 2011 | 9999 |  |  |  | 7.2573 | Default Emission Factor
SC 1 Data Center, Phase 2 | 59074_G_EG9A | 59074 | G | EG9A |  | Combustion Turbine | WEC_CALN | California | Santa Clara | 2.3 | 2015 | 9999 |  |  |  | 7.2573 | Default Emission Factor
SC 1 Data Center, Phase 2 | 59074_G_EG9B | 59074 | G | EG9B |  | Combustion Turbine | WEC_CALN | California | Santa Clara | 2.3 | 2014 | 9999 |  |  |  | 7.2573 | Default Emission Factor
Holland Energy Park | 59093_G_10 | 59093 | G | 10 | 91083 | Combined Cycle | MIS_LMI | Michigan | Ottawa | 43.1 | 2017 | 9999 | 2019 | 1.5315 | 611527 | 0.00617 | NEI 2019
Holland Energy Park | 59093_G_11 | 59093 | G | 11 | 91084 | Combined Cycle | MIS_LMI | Michigan | Ottawa | 43.1 | 2017 | 9999 | 2019 | 1.2465 | 288330 | 0.00617 | NEI 2019
Holland Energy Park | 59093_G_12 | 59093 | G | 12 |  | Combined Cycle | MIS_LMI | Michigan | Ottawa | 40.9 | 2017 | 9999 |  |  |  | 0.00617 | NEI 2019
Christiana | 591_G_CH11 | 591 | G | CH11 | 378 | Combustion Turbine | PJM_EMAC | Delaware | New Castle | 25 | 1973 | 9999 | 2019 | 0.0064688 | 116 | 0.11153 | NEI 2019
Christiana | 591_G_CH14 | 591 | G | CH14 | 379 | Combustion Turbine | PJM_EMAC | Delaware | New Castle | 25 | 1973 | 9999 | 2019 | 0.0059425 | 116 | 0.10246 | NEI 2019
Woodbine Landfill Plant | 59116_G_V1021 | 59116 | G | V1021 |  | Landfill Gas | PJM_EMAC | New Jersey | Cape May | 2.1 | 2013 | 9999 |  |  |  | 8.0181 | Default Emission Factor
Manatee County LFGTE | 59142_G_IC1 | 59142 | G | IC1 |  | Landfill Gas | FRCC | Florida | Manatee | 1.6 | 2013 | 9999 | 2018 | 130.638 | 11632 | 22.4618 | Florida State Emissions Inventory
Front Range Project | 59143_G_FR-1 | 59143 | G | FR-1 |  | Landfill Gas | WECC_CO | Colorado | Weld | 3.1 | 2011 | 9999 |  |  |  | 8.0181 | Default Emission Factor
Freeport LP Pretreatment Facility | 59145_G_65GTG | 59145 | G | 65GTG |  | Combustion Turbine | ERC_REST | Texas | Brazoria | 77.5 | 2019 | 9999 |  |  |  | 0.29834 | Default Emission Factor
AgriReNew | 59181_G_00001 | 59181 | G | 00001 |  | Non-Fossil Waste | MIS_MIDA | Iowa | Scott | 1 | 2013 | 9999 |  |  |  | 6.5998 | Default Emission Factor
Portable Generator 2 | 59194_G_IC1 | 59194 | G | IC1 |  | Combustion Turbine | MIS_MAPP | North Dakota | Williams | 2 | 2012 | 9999 |  |  |  | 7.2573 | Default Emission Factor
Portable Generator 3 | 59195_G_IC2 | 59195 | G | IC2 |  | Combustion Turbine | MIS_MAPP | North Dakota | Williams | 2 | 2012 | 9999 |  |  |  | 7.2573 | Default Emission Factor
Univ Minnesota CHP Plant | 59197_G_CTG-1 | 59197 | G | CTG-1 |  | Combustion Turbine | MIS_MNWI | Minnesota | Hennepin | 17 | 2017 | 9999 |  |  |  | 0.72922 | Default Emission Factor
Delaware City 10 | 592_G_DC10 | 592 | G | DC10 | 380 | Combustion Turbine | PJM_EMAC | Delaware | New Castle | 18 | 1968 | 9999 | 2019 | 0.0054922 | 158 | 0.06952 | NEI 2019
Wildcat Point Generation Facility | 59220_G_CT1 | 59220 | G | CT1 | 90940 | Combined Cycle | PJM_EMAC | Maryland | Cecil | 310.3 | 2018 | 9999 | 2019 | 14.1967 | 971855 | 0.02164 | NEI 2019
Wildcat Point Generation Facility | 59220_G_CT2 | 59220 | G | CT2 | 90941 | Combined Cycle | PJM_EMAC | Maryland | Cecil | 310.3 | 2018 | 9999 | 2019 | 22.0688 | 1105269 | 0.02164 | NEI 2019
Wildcat Point Generation Facility | 59220_G_ST1 | 59220 | G | ST1 | 90940 | Combined Cycle | PJM_EMAC | Maryland | Cecil | 493 | 2018 | 9999 |  |  |  | 0.02164 | NEI 2019
Pecan Row Landfill To Electric Facility | 59221_G_GEN1 | 59221 | G | GEN1 |  | Landfill Gas | S_SOU | Georgia | Lowndes | 1.6 | 2013 | 9999 |  |  |  | 8.0181 | Default Emission Factor
Pecan Row Landfill To Electric Facility | 59221_G_GEN2 | 59221 | G | GEN2 |  | Landfill Gas | S_SOU | Georgia | Lowndes | 1.6 | 2013 | 9999 |  |  |  | 8.0181 | Default Emission Factor
Pecan Row Landfill To Electric Facility | 59221_G_GEN3 | 59221 | G | GEN3 |  | Landfill Gas | S_SOU | Georgia | Lowndes | 1.6 | 2013 | 9999 |  |  |  | 8.0181 | Default Emission Factor
Pecan Row Landfill To Electric Facility | 59221_G_GM04 | 59221 | G | GM04 |  | Landfill Gas | S_SOU | Georgia | Lowndes | 1.6 | 1977 | 9999 |  |  |  | 8.0181 | Default Emission Factor
Green Gas-Port Charlotte LLC | 59240_G_G1 | 59240 | G | G1 |  | Landfill Gas | FRCC | Florida | Charlotte | 1.4 | 2011 | 9999 |  |  |  | 8.0181 | Default Emission Factor
Green Gas-Port Charlotte LLC | 59240_G_G2 | 59240 | G | G2 |  | Landfill Gas | FRCC | Florida | Charlotte | 1.4 | 2011 | 9999 |  |  |  | 8.0181 | Default Emission Factor
Johnston LFG Turbine Plant | 59254_G_GENS1 | 59254 | G | GENS1 |  | Landfill Gas | NENGREST | Rhode Island | Providence | 8.9 | 2013 | 9999 | 2019 | 80.226 | 207790.49 | 0.77218 | NEI 2019
Johnston LFG Turbine Plant | 59254_G_GENT1 | 59254 | G | GENT1 |  | Landfill Gas | NENGREST | Rhode Island | Providence | 5.5 | 2013 | 9999 |  |  |  | 0.77218 | NEI 2019
Johnston LFG Turbine Plant | 59254_G_GENT2 | 59254 | G | GENT2 |  | Landfill Gas | NENGREST | Rhode Island | Providence | 5.5 | 2013 | 9999 |  |  |  | 0.77218 | NEI 2019
Johnston LFG Turbine Plant | 59254_G_GENT3 | 59254 | G | GENT3 |  | Landfill Gas | NENGREST | Rhode Island | Providence | 5.5 | 2013 | 9999 |  |  |  | 0.77218 | NEI 2019
Johnston LFG Turbine Plant | 59254_G_GENT4 | 59254 | G | GENT4 |  | Landfill Gas | NENGREST | Rhode Island | Providence | 5.5 | 2013 | 9999 |  |  |  | 0.77218 | NEI 2019
Osprey Point RES | 59255_G_4 | 59255 | G | 4 |  | Fossil Waste | MIS_INKY | Indiana | Sullivan | 3 | 2013 | 9999 |  |  |  | 2.1082 | Default Emission Factor
Waste Mangement Redwood LFGTE | 59299_G_RED1 | 59299 | G | RED1 |  | Landfill Gas | WEC_CALN | California | Marin | 2 | 2017 | 9999 |  |  |  | 8.0181 | Default Emission Factor
Waste Mangement Redwood LFGTE | 59299_G_RED2 | 59299 | G | RED2 |  | Landfill Gas | WEC_CALN | California | Marin | 2 | 2017 | 9999 |  |  |  | 8.0181 | Default Emission Factor
Edge Moor | 593_G_10 | 593 | G | 10 | 381 | Combustion Turbine | PJM_EMAC | Delaware | New Castle | 15 | 1963 | 9999 |  |  |  | 0.75865 | Default Emission Factor
Black Oak Power Producers | 59310_G_GEN1 | 59310 | G | GEN1 |  | Landfill Gas | S_D_AECI | Missouri | Wright | 1.9 | 2014 | 9999 |  |  |  | 8.0181 | Default Emission Factor
Black Oak Power Producers | 59310_G_GEN2 | 59310 | G | GEN2 |  | Landfill Gas | S_D_AECI | Missouri | Wright | 1.9 | 2014 | 9999 |  |  |  | 8.0181 | Default Emission Factor
Kings Mountain Energy Center | 59325_G_KMEC1 | 59325 | G | KMEC1 | 91012 | Combined Cycle | S_VACA | North Carolina | Cleveland | 259 | 2018 | 9999 | 2019 | 7.59 | 2976809 | 0.0051 | NEI 2019
Kings Mountain Energy Center | 59325_G_KMEC2 | 59325 | G | KMEC2 | 91012 | Combined Cycle | S_VACA | North Carolina | Cleveland | 227 | 2018 | 9999 |  |  |  | 0.0051 | NEI 2019
Middletown Energy Center | 59326_G_MEC1 | 59326 | G | MEC1 | 91013 | Combined Cycle | PJM_West | Ohio | Butler | 252.3 | 2018 | 9999 | 2019 | 10.2 | 3329496 | 0.00613 | NEI 2019
Middletown Energy Center | 59326_G_MEC2 | 59326 | G | MEC2 | 91013 | Combined Cycle | PJM_West | Ohio | Butler | 215.7 | 2018 | 9999 |  |  |  | 0.00613 | NEI 2019
MCLB Landfill Gas to Energy | 59335_G_GEN1 | 59335 | G | GEN1 |  | Non-Fossil Waste | S_SOU | Georgia | Dougherty | 1.9 | 2011 | 9999 |  |  |  | 6.5998 | Default Emission Factor
Gila River Power Block 1 | 59338_G_CTG1 | 59338 | G | CTG1 | 8508 | Combined Cycle | WECC_AZ | Arizona | Maricopa | 146 | 2003 | 9999 | 2019 | 5.7244 | 1165303 | 0.01846 | NEI 2019
Gila River Power Block 1 | 59338_G_CTG2 | 59338 | G | CTG2 | 8510 | Combined Cycle | WECC_AZ | Arizona | Maricopa | 146 | 2003 | 9999 | 2019 | 10.3946 | 581470 | 0.01846 | NEI 2019
Gila River Power Block 1 | 59338_G_ST9 | 59338 | G | ST9 | 8508 | Combined Cycle | WECC_AZ | Arizona | Maricopa | 223 | 2003 | 9999 |  |  |  | 0.01846 | NEI 2019
Wapsie Valley Creamery Back Up Generator | 59379_G_1 | 59379 | G | 1 |  | Combustion Turbine | MIS_IA | Iowa | Buchanan | 1.1 | 2015 | 9999 |  |  |  | 7.2573 | Default Emission Factor
East Kansas Agri-Energy, LLC | 59383_G_KATO | 59383 | G | KATO |  | Non-Fossil Waste | SPP_N | Kansas | Anderson | 0.8 | 2005 | 9999 |  |  |  | 6.5998 | Default Emission Factor
Red Gate Power Plant | 59391_G_ENG01 | 59391 | G | ENG01 |  | Combustion Turbine | ERC_REST | Texas | Hidalgo | 18.3 | 2016 | 9999 | 2019 | 0.3936 | 36210.0833 | 0.02174 | NEI 2019
Red Gate Power Plant | 59391_G_ENG02 | 59391 | G | ENG02 |  | Combustion Turbine | ERC_REST | Texas | Hidalgo | 18.3 | 2016 | 9999 | 2019 | 0.3904 | 36210.0833 | 0.02156 | NEI 2019
Red Gate Power Plant | 59391_G_ENG03 | 59391 | G | ENG03 |  | Combustion Turbine | ERC_REST | Texas | Hidalgo | 18.3 | 2016 | 9999 | 2019 | 0.4065 | 36210.0833 | 0.02245 | NEI 2019
Red Gate Power Plant | 59391_G_ENG04 | 59391 | G | ENG04 |  | Combustion Turbine | ERC_REST | Texas | Hidalgo | 18.3 | 2016 | 9999 | 2019 | 0.3746 | 36210.0833 | 0.02069 | NEI 2019
Red Gate Power Plant | 59391_G_ENG05 | 59391 | G | ENG05 |  | Combustion Turbine | ERC_REST | Texas | Hidalgo | 18.3 | 2016 | 9999 | 2019 | 0.3786 | 36210.0833 | 0.02091 | NEI 2019
Red Gate Power Plant | 59391_G_ENG06 | 59391 | G | ENG06 |  | Combustion Turbine | ERC_REST | Texas | Hidalgo | 18.3 | 2016 | 9999 | 2019 | 0.3786 | 36210.0833 | 0.02091 | NEI 2019
Red Gate Power Plant | 59391_G_ENG07 | 59391 | G | ENG07 |  | Combustion Turbine | ERC_REST | Texas | Hidalgo | 18.3 | 2016 | 9999 | 2019 | 0.4607 | 36210.0833 | 0.02545 | NEI 2019
Red Gate Power Plant | 59391_G_ENG08 | 59391 | G | ENG08 |  | Combustion Turbine | ERC_REST | Texas | Hidalgo | 18.3 | 2016 | 9999 | 2019 | 0.458 | 36210.0833 | 0.0253 | NEI 2019
Red Gate Power Plant | 59391_G_ENG09 | 59391 | G | ENG09 |  | Combustion Turbine | ERC_REST | Texas | Hidalgo | 18.3 | 2016 | 9999 | 2019 | 0.4575 | 36210.0833 | 0.02527 | NEI 2019
Red Gate Power Plant | 59391_G_ENG10 | 59391 | G | ENG10 |  | Combustion Turbine | ERC_REST | Texas | Hidalgo | 18.3 | 2016 | 9999 | 2019 | 0.4714 | 36210.0833 | 0.02604 | NEI 2019
Red Gate Power Plant | 59391_G_ENG11 | 59391 | G | ENG11 |  | Combustion Turbine | ERC_REST | Texas | Hidalgo | 18.3 | 2016 | 9999 | 2019 | 0.4744 | 36210.0833 | 0.0262 | NEI 2019
Red Gate Power Plant | 59391_G_ENG12 | 59391 | G | ENG12 |  | Combustion Turbine | ERC_REST | Texas | Hidalgo | 18.3 | 2016 | 9999 | 2019 | 0.4784 | 36210.0833 | 0.02642 | NEI 2019
Blue Ridge Generating | 59392_G_GEN1 | 59392 | G | GEN1 |  | Landfill Gas | PJM_West | Kentucky | Estill | 1.2 | 2013 | 9999 |  |  |  | 8.0181 | Default Emission Factor
Indian River Generating Station | 594_G_10 | 594 | G | 10 | 386 | Combustion Turbine | PJM_EMAC | Delaware | Sussex | 16.1 | 1967 | 9999 | 2019 | 0.0013069 | 41 | 0.06375 | NEI 2019
Backus Microgrid Project | 59415_G_BMP1 | 59415 | G | BMP1 |  | Combustion Turbine | NENG_CT | Connecticut | New London | 2.5 | 2014 | 9999 |  |  |  | 7.2573 | Default Emission Factor
Backus Microgrid Project | 59415_G_BMP2 | 59415 | G | BMP2 |  | Combustion Turbine | NENG_CT | Connecticut | New London | 2.5 | 2014 | 9999 |  |  |  | 7.2573 | Default Emission Factor
Backus Microgrid Project | 59415_G_BMP3 | 59415 | G | BMP3 |  | Combustion Turbine | NENG_CT | Connecticut | New London | 2.5 | 2014 | 9999 |  |  |  | 7.2573 | Default Emission Factor
Backus Microgrid Project | 59415_G_BMP4 | 59415 | G | BMP4 |  | Combustion Turbine | NENG_CT | Connecticut | New London | 2.5 | 2014 | 9999 |  |  |  | 7.2573 | Default Emission Factor
Zimmerman Energy | 59425_G_ZE-#1 | 59425 | G | ZE-#1 |  | Landfill Gas | MIS_INKY | Indiana | Marshall | 1.9 | 2014 | 9999 |  |  |  | 8.0181 | Default Emission Factor
Zimmerman Energy | 59425_G_ZE-#2 | 59425 | G | ZE-#2 |  | Landfill Gas | MIS_INKY | Indiana | Marshall | 1.9 | 2014 | 9999 |  |  |  | 8.0181 | Default Emission Factor
Zimmerman Energy | 59425_G_ZE-#3 | 59425 | G | ZE-#3 |  | Landfill Gas | MIS_INKY | Indiana | Marshall | 1.9 | 2014 | 9999 |  |  |  | 8.0181 | Default Emission Factor
Lennon Generating | 59436_G_10 | 59436 | G | 10 |  | Landfill Gas | MIS_LMI | Michigan | Shiawassee | 1.5 | 2012 | 9999 |  |  |  | 8.0181 | Default Emission Factor
Lennon Generating | 59436_G_3 | 59436 | G | 3 |  | Landfill Gas | MIS_LMI | Michigan | Shiawassee | 0.8 | 2001 | 9999 |  |  |  | 8.0181 | Default Emission Factor
Lennon Generating | 59436_G_4 | 59436 | G | 4 |  | Landfill Gas | MIS_LMI | Michigan | Shiawassee | 0.8 | 2006 | 9999 |  |  |  | 8.0181 | Default Emission Factor
Lennon Generating | 59436_G_5 | 59436 | G | 5 |  | Landfill Gas | MIS_LMI | Michigan | Shiawassee | 0.8 | 2007 | 9999 |  |  |  | 8.0181 | Default Emission Factor
Lennon Generating | 59436_G_6 | 59436 | G | 6 |  | Landfill Gas | MIS_LMI | Michigan | Shiawassee | 0.8 | 2007 | 9999 |  |  |  | 8.0181 | Default Emission Factor
Lennon Generating | 59436_G_7 | 59436 | G | 7 |  | Landfill Gas | MIS_LMI | Michigan | Shiawassee | 1.5 | 2014 | 9999 |  |  |  | 8.0181 | Default Emission Factor
Lennon Generating | 59436_G_8 | 59436 | G | 8 |  | Landfill Gas | MIS_LMI | Michigan | Shiawassee | 1.5 | 2014 | 9999 |  |  |  | 8.0181 | Default Emission Factor
Lennon Generating | 59436_G_9 | 59436 | G | 9 |  | Landfill Gas | MIS_LMI | Michigan | Shiawassee | 1.5 | 2012 | 9999 |  |  |  | 8.0181 | Default Emission Factor
COC Surry LFG, LLC | 59439_G_UNIT1 | 59439 | G | UNIT1 |  | Landfill Gas | S_VACA | North Carolina | Surry | 1.5 | 2013 | 9999 |  |  |  | 8.0181 | Default Emission Factor
Bowerman Power LFG, LLC | 59461_G_GEN01 | 59461 | G | GEN01 |  | Landfill Gas | WECC_SCE | California | Orange | 3.4 | 2016 | 9999 | 2018 | 29.2452 | 21851.8571 | 2.6767 | California Air Resources Board
Bowerman Power LFG, LLC | 59461_G_GEN02 | 59461 | G | GEN02 |  | Landfill Gas | WECC_SCE | California | Orange | 3.4 | 2016 | 9999 | 2018 | 29.2452 | 21851.8571 | 2.6767 | California Air Resources Board
Bowerman Power LFG, LLC | 59461_G_GEN03 | 59461 | G | GEN03 |  | Landfill Gas | WECC_SCE | California | Orange | 3.4 | 2016 | 9999 | 2018 | 29.2452 | 21851.8571 | 2.6767 | California Air Resources Board
Bowerman Power LFG, LLC | 59461_G_GEN04 | 59461 | G | GEN04 |  | Landfill Gas | WECC_SCE | California | Orange | 3.4 | 2016 | 9999 | 2018 | 29.2452 | 21851.8571 | 2.6767 | California Air Resources Board
Bowerman Power LFG, LLC | 59461_G_GEN05 | 59461 | G | GEN05 |  | Landfill Gas | WECC_SCE | California | Orange | 3.4 | 2016 | 9999 | 2018 | 29.2452 | 21851.8571 | 2.6767 | California Air Resources Board
Bowerman Power LFG, LLC | 59461_G_GEN06 | 59461 | G | GEN06 |  | Landfill Gas | WECC_SCE | California | Orange | 3.4 | 2016 | 9999 | 2018 | 29.2452 | 21851.8571 | 2.6767 | California Air Resources Board
Bowerman Power LFG, LLC | 59461_G_GEN07 | 59461 | G | GEN07 |  | Landfill Gas | WECC_SCE | California | Orange | 3.4 | 2016 | 9999 | 2018 | 29.2452 | 21851.8571 | 2.6767 | California Air Resources Board
Coldwater Peaking Plant | 59467_G_GEN1 | 59467 | G | GEN1 |  | Combustion Turbine | MIS_LMI | Michigan | Branch | 4.3 | 2015 | 9999 | 2018 | 0.020073 | 1946.3333 | 0.02063 | Michigan Point Source Emission
Coldwater Peaking Plant | 59467_G_GEN2 | 59467 | G | GEN2 |  | Combustion Turbine | MIS_LMI | Michigan | Branch | 4.3 | 2015 | 9999 | 2018 | 0.020073 | 1946.3333 | 0.02063 | Michigan Point Source Emission
Coldwater Peaking Plant | 59467_G_GEN3 | 59467 | G | GEN3 |  | Combustion Turbine | MIS_LMI | Michigan | Branch | 4.3 | 2015 | 9999 | 2018 | 0.020073 | 1946.3333 | 0.02063 | Michigan Point Source Emission
BYUI Central Energy Facility | 59496_G_ST601 | 59496 | G | ST601 |  | Combustion Turbine | WECC_ID | Idaho | Madison | 4.6 | 2015 | 9999 |  |  |  | 0.72922 | Default Emission Factor
Bannock County LFG to Energy | 59529_G_GEN 2 | 59529 | G | GEN 2 |  | Landfill Gas | WECC_ID | Idaho | Bannock | 1.4 | 2019 | 9999 |  |  |  | 6.98 | Default Emission Factor
Bannock County LFG to Energy | 59529_G_GEN1 | 59529 | G | GEN1 |  | Landfill Gas | WECC_ID | Idaho | Bannock | 1.4 | 2014 | 9999 |  |  |  | 8.0181 | Default Emission Factor
Apple Campus 2 Fuel Cell | 59557_G_AC2FC | 59557 | G | AC2FC |  | Landfill Gas | WEC_CALN | California | Santa Clara | 4 | 2017 | 9999 |  |  |  | 8.0181 | Default Emission Factor
Southeast Berrien Generating Facility | 59574_G_SBL | 59574 | G | SBL |  | Landfill Gas | PJM_West | Michigan | Berrien | 4.6 | 2009 | 9999 | 2018 | 106.744 | 24714 | 8.6384 | Michigan Point Source Emission
Monterey Diesel Generation Facility | 59614_G_MDG1 | 59614 | G | MDG1 |  | Combustion Turbine | PJM_AP | Virginia | Highland | 0.6 | 2016 | 9999 | 2018 | 0.23938 | 25.3 | 18.9233 | Virginia State Emissions
Monterey Diesel Generation Facility | 59614_G_MDG10 | 59614 | G | MDG10 |  | Combustion Turbine | PJM_AP | Virginia | Highland | 0.6 | 2016 | 9999 | 2018 | 0.23938 | 25.3 | 18.9233 | Virginia State Emissions
Monterey Diesel Generation Facility | 59614_G_MDG2 | 59614 | G | MDG2 |  | Combustion Turbine | PJM_AP | Virginia | Highland | 0.6 | 2016 | 9999 | 2018 | 0.23938 | 25.3 | 18.9233 | Virginia State Emissions
Monterey Diesel Generation Facility | 59614_G_MDG3 | 59614 | G | MDG3 |  | Combustion Turbine | PJM_AP | Virginia | Highland | 0.6 | 2016 | 9999 | 2018 | 0.23938 | 25.3 | 18.9233 | Virginia State Emissions
Monterey Diesel Generation Facility | 59614_G_MDG4 | 59614 | G | MDG4 |  | Combustion Turbine | PJM_AP | Virginia | Highland | 0.6 | 2016 | 9999 | 2018 | 0.23938 | 25.3 | 18.9233 | Virginia State Emissions
Monterey Diesel Generation Facility | 59614_G_MDG5 | 59614 | G | MDG5 |  | Combustion Turbine | PJM_AP | Virginia | Highland | 0.6 | 2016 | 9999 | 2018 | 0.23938 | 25.3 | 18.9233 | Virginia State Emissions
Monterey Diesel Generation Facility | 59614_G_MDG6 | 59614 | G | MDG6 |  | Combustion Turbine | PJM_AP | Virginia | Highland | 0.6 | 2016 | 9999 | 2018 | 0.23938 | 25.3 | 18.9233 | Virginia State Emissions
Monterey Diesel Generation Facility | 59614_G_MDG7 | 59614 | G | MDG7 |  | Combustion Turbine | PJM_AP | Virginia | Highland | 0.6 | 2016 | 9999 | 2018 | 0.23938 | 25.3 | 18.9233 | Virginia State Emissions
Monterey Diesel Generation Facility | 59614_G_MDG8 | 59614 | G | MDG8 |  | Combustion Turbine | PJM_AP | Virginia | Highland | 0.6 | 2016 | 9999 | 2018 | 0.23938 | 25.3 | 18.9233 | Virginia State Emissions
Monterey Diesel Generation Facility | 59614_G_MDG9 | 59614 | G | MDG9 |  | Combustion Turbine | PJM_AP | Virginia | Highland | 0.6 | 2016 | 9999 | 2018 | 0.23938 | 25.3 | 18.9233 | Virginia State Emissions
Clinton LFGTE | 59635_G_1 | 59635 | G | 1 |  | Landfill Gas | MIS_IL | Illinois | Dewitt | 1.6 | 2006 | 9999 |  |  |  | 8.0181 | Default Emission Factor
Clinton LFGTE | 59635_G_2 | 59635 | G | 2 |  | Landfill Gas | MIS_IL | Illinois | Dewitt | 1.6 | 2006 | 9999 |  |  |  | 8.0181 | Default Emission Factor
Stillwater Energy Center | 59647_G_1 | 59647 | G | 1 |  | Combustion Turbine | SPP_WEST | Oklahoma | Payne | 18.6 | 2016 | 9999 | 2018 | 5.4913 | 11491 | 0.95576 | Oklahoma Annual Point Source Emissions
Stillwater Energy Center | 59647_G_2 | 59647 | G | 2 |  | Combustion Turbine | SPP_WEST | Oklahoma | Payne | 18.6 | 2016 | 9999 | 2018 | 5.4913 | 11491 | 0.95576 | Oklahoma Annual Point Source Emissions
Stillwater Energy Center | 59647_G_3 | 59647 | G | 3 |  | Combustion Turbine | SPP_WEST | Oklahoma | Payne | 18.6 | 2016 | 9999 | 2018 | 5.4913 | 11491 | 0.95576 | Oklahoma Annual Point Source Emissions
Nelson Gardens Landfill Gas to Energy | 59649_G_UNIT1 | 59649 | G | UNIT1 |  | Landfill Gas | ERC_REST | Texas | Bexar | 1.1 | 2014 | 9999 |  |  |  | 8.0181 | Default Emission Factor
Nelson Gardens Landfill Gas to Energy | 59649_G_UNIT2 | 59649 | G | UNIT2 |  | Landfill Gas | ERC_REST | Texas | Bexar | 1.1 | 2014 | 9999 |  |  |  | 8.0181 | Default Emission Factor
Nelson Gardens Landfill Gas to Energy | 59649_G_UNIT3 | 59649 | G | UNIT3 |  | Landfill Gas | ERC_REST | Texas | Bexar | 1.1 | 2014 | 9999 |  |  |  | 8.0181 | Default Emission Factor
Nelson Gardens Landfill Gas to Energy | 59649_G_UNIT4 | 59649 | G | UNIT4 |  | Landfill Gas | ERC_REST | Texas | Bexar | 1.1 | 2014 | 9999 |  |  |  | 8.0181 | Default Emission Factor
CII Methane Management III LFG Plant | 59650_G_GEN1 | 59650 | G | GEN1 |  | Landfill Gas | S_SOU | Georgia | Clarke | 1.6 | 2014 | 9999 |  |  |  | 8.0181 | Default Emission Factor
Washington City Electric Generation | 59660_G_3 | 59660 | G | 3 |  | Combustion Turbine | WECC_UT | Utah | Washington | 2 | 2008 | 9999 |  |  |  | 3.2013 | Default Emission Factor
Washington City Electric Generation | 59660_G_4 | 59660 | G | 4 |  | Combustion Turbine | WECC_UT | Utah | Washington | 2 | 2008 | 9999 |  |  |  | 3.2013 | Default Emission Factor
Washington City Electric Generation | 59660_G_9 | 59660 | G | 9 |  | Combustion Turbine | WECC_UT | Utah | Washington | 2 | 2007 | 9999 |  |  |  | 3.2013 | Default Emission Factor
City of West Plains Power Station | 59664_G_UNIT1 | 59664 | G | UNIT1 |  | Combustion Turbine | SPP_N | Missouri | Howell | 21 | 2000 | 9999 | 2019 | 0.1503 | 814.5 | 0.36906 | NEI 2019
City of West Plains Power Station | 59664_G_UNIT2 | 59664 | G | UNIT2 |  | Combustion Turbine | SPP_N | Missouri | Howell | 21 | 2000 | 9999 | 2017 | 0.0175 | 239.5 | 0.14614 | NEI 2019
Sarasota County LFGTE Facility | 59686_G_LESF1 | 59686 | G | LESF1 |  | Landfill Gas | FRCC | Florida | Sarasota | 1.6 | 2015 | 9999 | 2018 | 54.3746 | 11227.3333 | 9.6861 | Florida State Emissions Inventory
Sarasota County LFGTE Facility | 59686_G_LESF2 | 59686 | G | LESF2 |  | Landfill Gas | FRCC | Florida | Sarasota | 1.6 | 2015 | 9999 | 2018 | 54.3746 | 11227.3333 | 9.6861 | Florida State Emissions Inventory
Sarasota County LFGTE Facility | 59686_G_LESF3 | 59686 | G | LESF3 |  | Landfill Gas | FRCC | Florida | Sarasota | 1.6 | 2015 | 9999 | 2018 | 54.3746 | 11227.3333 | 9.6861 | Florida State Emissions Inventory
Sarasota County LFGTE Facility | 59686_G_LESF4 | 59686 | G | LESF4 |  | Landfill Gas | FRCC | Florida | Sarasota | 1.6 | 2019 | 9999 |  |  |  | 6.98 | Default Emission Factor
Wake County LFG Facility | 59688_G_E1 | 59688 | G | E1 |  | Landfill Gas | S_VACA | North Carolina | Wake | 0.3 | 2013 | 9999 |  |  |  | 8.0181 | Default Emission Factor
Wake County LFG Facility | 59688_G_E10 | 59688 | G | E10 |  | Landfill Gas | S_VACA | North Carolina | Wake | 0.3 | 2013 | 9999 |  |  |  | 8.0181 | Default Emission Factor
Wake County LFG Facility | 59688_G_E11 | 59688 | G | E11 |  | Landfill Gas | S_VACA | North Carolina | Wake | 0.3 | 2013 | 9999 |  |  |  | 8.0181 | Default Emission Factor
Wake County LFG Facility | 59688_G_E12 | 59688 | G | E12 |  | Landfill Gas | S_VACA | North Carolina | Wake | 0.3 | 2013 | 9999 |  |  |  | 8.0181 | Default Emission Factor
Wake County LFG Facility | 59688_G_E13 | 59688 | G | E13 |  | Landfill Gas | S_VACA | North Carolina | Wake | 0.3 | 2013 | 9999 |  |  |  | 8.0181 | Default Emission Factor
Wake County LFG Facility | 59688_G_E14 | 59688 | G | E14 |  | Landfill Gas | S_VACA | North Carolina | Wake | 0.3 | 2013 | 9999 |  |  |  | 8.0181 | Default Emission Factor
Wake County LFG Facility | 59688_G_E15 | 59688 | G | E15 |  | Landfill Gas | S_VACA | North Carolina | Wake | 0.3 | 2013 | 9999 |  |  |  | 8.0181 | Default Emission Factor
Wake County LFG Facility | 59688_G_E16 | 59688 | G | E16 |  | Landfill Gas | S_VACA | North Carolina | Wake | 0.3 | 2013 | 9999 |  |  |  | 8.0181 | Default Emission Factor
Wake County LFG Facility | 59688_G_E17 | 59688 | G | E17 |  | Landfill Gas | S_VACA | North Carolina | Wake | 0.3 | 2013 | 9999 |  |  |  | 8.0181 | Default Emission Factor
Wake County LFG Facility | 59688_G_E18 | 59688 | G | E18 |  | Landfill Gas | S_VACA | North Carolina | Wake | 0.3 | 2013 | 9999 |  |  |  | 8.0181 | Default Emission Factor
Wake County LFG Facility | 59688_G_E19 | 59688 | G | E19 |  | Landfill Gas | S_VACA | North Carolina | Wake | 0.3 | 2015 | 9999 |  |  |  | 8.0181 | Default Emission Factor
Wake County LFG Facility | 59688_G_E2 | 59688 | G | E2 |  | Landfill Gas | S_VACA | North Carolina | Wake | 0.3 | 2013 | 9999 |  |  |  | 8.0181 | Default Emission Factor
Wake County LFG Facility | 59688_G_E20 | 59688 | G | E20 |  | Landfill Gas | S_VACA | North Carolina | Wake | 0.3 | 2015 | 9999 |  |  |  | 8.0181 | Default Emission Factor
Wake County LFG Facility | 59688_G_E21 | 59688 | G | E21 |  | Landfill Gas | S_VACA | North Carolina | Wake | 0.3 | 2015 | 9999 |  |  |  | 8.0181 | Default Emission Factor
Wake County LFG Facility | 59688_G_E22 | 59688 | G | E22 |  | Landfill Gas | S_VACA | North Carolina | Wake | 0.3 | 2015 | 9999 |  |  |  | 8.0181 | Default Emission Factor
Wake County LFG Facility | 59688_G_E23 | 59688 | G | E23 |  | Landfill Gas | S_VACA | North Carolina | Wake | 0.3 | 2015 | 9999 |  |  |  | 8.0181 | Default Emission Factor
Wake County LFG Facility | 59688_G_E24 | 59688 | G | E24 |  | Landfill Gas | S_VACA | North Carolina | Wake | 0.3 | 2015 | 9999 |  |  |  | 8.0181 | Default Emission Factor
Wake County LFG Facility | 59688_G_E3 | 59688 | G | E3 |  | Landfill Gas | S_VACA | North Carolina | Wake | 0.3 | 2013 | 9999 |  |  |  | 8.0181 | Default Emission Factor
Wake County LFG Facility | 59688_G_E4 | 59688 | G | E4 |  | Landfill Gas | S_VACA | North Carolina | Wake | 0.3 | 2013 | 9999 |  |  |  | 8.0181 | Default Emission Factor
Wake County LFG Facility | 59688_G_E5 | 59688 | G | E5 |  | Landfill Gas | S_VACA | North Carolina | Wake | 0.3 | 2013 | 9999 |  |  |  | 8.0181 | Default Emission Factor
Wake County LFG Facility | 59688_G_E6 | 59688 | G | E6 |  | Landfill Gas | S_VACA | North Carolina | Wake | 0.3 | 2013 | 9999 |  |  |  | 8.0181 | Default Emission Factor
Wake County LFG Facility | 59688_G_E7 | 59688 | G | E7 |  | Landfill Gas | S_VACA | North Carolina | Wake | 0.3 | 2013 | 9999 |  |  |  | 8.0181 | Default Emission Factor
Wake County LFG Facility | 59688_G_E8 | 59688 | G | E8 |  | Landfill Gas | S_VACA | North Carolina | Wake | 0.3 | 2013 | 9999 |  |  |  | 8.0181 | Default Emission Factor
Wake County LFG Facility | 59688_G_E9 | 59688 | G | E9 |  | Landfill Gas | S_VACA | North Carolina | Wake | 0.3 | 2013 | 9999 |  |  |  | 8.0181 | Default Emission Factor
West Station (DE) | 597_G_WEST | 597 | G | WEST | 391 | Combustion Turbine | PJM_EMAC | Delaware | New Castle | 15 | 1964 | 9999 | 2019 | 0.0089067 | 85 | 0.20957 | NEI 2019
Shell New Energies, Junction City | 59704_G_JCBIO | 59704 | G | JCBIO |  | Non-Fossil Waste | WECC_PNW | Oregon | Lane | 1.6 | 2011 | 9999 |  |  |  | 6.5998 | Default Emission Factor
Sand Valley Power Station | 59710_G_GMA | 59710 | G | GMA |  | Landfill Gas | S_C_TVA | Alabama | Dekalb | 1.6 | 2013 | 9999 |  |  |  | 8.0181 | Default Emission Factor
Sand Valley Power Station | 59710_G_GMB | 59710 | G | GMB |  | Landfill Gas | S_C_TVA | Alabama | Dekalb | 1.6 | 2013 | 9999 |  |  |  | 8.0181 | Default Emission Factor
Sand Valley Power Station | 59710_G_GMC | 59710 | G | GMC |  | Landfill Gas | S_C_TVA | Alabama | Dekalb | 1.6 | 2013 | 9999 |  |  |  | 8.0181 | Default Emission Factor
CII Methane Management IV, LLC | 59711_G_GEN1 | 59711 | G | GEN1 |  | Landfill Gas | S_VACA | North Carolina | Johnston | 1.5 | 2014 | 9999 |  |  |  | 8.0181 | Default Emission Factor
Framingham State University Plant | 59717_G_HA | 59717 | G | HA |  | Combustion Turbine | NENGREST | Massachusetts | Middlesex | 0.4 | 2007 | 9999 |  |  |  | 7.2573 | Default Emission Factor
Framingham State University Plant | 59717_G_LIB | 59717 | G | LIB |  | Combustion Turbine | NENGREST | Massachusetts | Middlesex | 0.3 | 2005 | 9999 |  |  |  | 7.2573 | Default Emission Factor
Framingham State University Plant | 59717_G_MSC2 | 59717 | G | MSC2 |  | Combustion Turbine | NENGREST | Massachusetts | Middlesex | 0.2 | 2015 | 9999 |  |  |  | 7.2573 | Default Emission Factor
Framingham State University Plant | 59717_G_NORTH | 59717 | G | NORTH |  | Combustion Turbine | NENGREST | Massachusetts | Middlesex | 0.2 | 2011 | 9999 |  |  |  | 7.2573 | Default Emission Factor
Framingham State University Plant | 59717_G_OC | 59717 | G | OC |  | Combustion Turbine | NENGREST | Massachusetts | Middlesex | 0.1 | 2003 | 9999 |  |  |  | 7.2573 | Default Emission Factor
Framingham State University Plant | 59717_G_PP | 59717 | G | PP |  | Combustion Turbine | NENGREST | Massachusetts | Middlesex | 0.4 | 2009 | 9999 |  |  |  | 7.2573 | Default Emission Factor
Framingham State University Plant | 59717_G_TOW1 | 59717 | G | TOW1 |  | Combustion Turbine | NENGREST | Massachusetts | Middlesex | 0.2 | 2004 | 9999 |  |  |  | 7.2573 | Default Emission Factor
Framingham State University Plant | 59717_G_TOW2 | 59717 | G | TOW2 |  | Combustion Turbine | NENGREST | Massachusetts | Middlesex | 0.4 | 2013 | 9999 |  |  |  | 7.2573 | Default Emission Factor
Framingham State University Plant | 59717_G_WEST | 59717 | G | WEST |  | Combustion Turbine | NENGREST | Massachusetts | Middlesex | 0.2 | 2016 | 9999 |  |  |  | 7.2573 | Default Emission Factor
CML&P Generating Facility No. 2 | 59726_G_10 | 59726 | G | 10 |  | Combustion Turbine | SPP_N | Kansas | Montgomery | 18.7 | 2017 | 9999 |  |  |  | 3.2013 | Default Emission Factor
CML&P Generating Facility No. 2 | 59726_G_8 | 59726 | G | 8 |  | Combustion Turbine | SPP_N | Kansas | Montgomery | 18.7 | 2017 | 9999 |  |  |  | 3.2013 | Default Emission Factor
CML&P Generating Facility No. 2 | 59726_G_9 | 59726 | G | 9 |  | Combustion Turbine | SPP_N | Kansas | Montgomery | 18.7 | 2017 | 9999 |  |  |  | 3.2013 | Default Emission Factor
Bull Street Plant | 59727_G_GEN1 | 59727 | G | GEN1 |  | Combustion Turbine | S_VACA | South Carolina | Orangeburg | 2 | 2005 | 9999 |  |  |  | 0.72922 | Default Emission Factor
Substation 20 Plant | 59728_G_GEN1 | 59728 | G | GEN1 |  | Combustion Turbine | S_VACA | South Carolina | Orangeburg | 2 | 2014 | 9999 |  |  |  | 0.72922 | Default Emission Factor
Glades Pike Generation Plant | 59759_G_CAT1 | 59759 | G | CAT1 |  | Landfill Gas | PJM_PENE | Pennsylvania | Somerset | 1.4 | 2011 | 9999 |  |  |  | 8.0181 | Default Emission Factor
Glades Pike Generation Plant | 59759_G_CAT2 | 59759 | G | CAT2 |  | Landfill Gas | PJM_PENE | Pennsylvania | Somerset | 1.4 | 2011 | 9999 |  |  |  | 8.0181 | Default Emission Factor
Robeson County LFG to Energy | 59763_G_GEN01 | 59763 | G | GEN01 |  | Landfill Gas | S_VACA | North Carolina | Robeson | 1 | 2012 | 9999 |  |  |  | 8.0181 | Default Emission Factor
Robeson County LFG to Energy | 59763_G_GEN02 | 59763 | G | GEN02 |  | Landfill Gas | S_VACA | North Carolina | Robeson | 1 | 2015 | 9999 |  |  |  | 8.0181 | Default Emission Factor
Oregon Clean Energy Center | 59764_G_CTG11 | 59764 | G | CTG11 | 90998 | Combined Cycle | PJM_ATSI | Ohio | Lucas | 256.5 | 2017 | 9999 | 2019 | 5.2 | 3719058 | 0.00382 | NEI 2019
Oregon Clean Energy Center | 59764_G_CTG12 | 59764 | G | CTG12 | 90999 | Combined Cycle | PJM_ATSI | Ohio | Lucas | 256.5 | 2017 | 9999 | 2019 | 5.3 | 1773802 | 0.00382 | NEI 2019
Oregon Clean Energy Center | 59764_G_EDG13 | 59764 | G | EDG13 |  | Combustion Turbine | PJM_ATSI | Ohio | Lucas | 1.5 | 2017 | 9999 |  |  |  | 7.2573 | Default Emission Factor
Oregon Clean Energy Center | 59764_G_STG10 | 59764 | G | STG10 | 90998 | Combined Cycle | PJM_ATSI | Ohio | Lucas | 334.6 | 2017 | 9999 |  |  |  | 0.00382 | NEI 2019
Carroll County Energy | 59773_G_CGT1 | 59773 | G | CGT1 | 91034 | Combined Cycle | PJM_ATSI | Ohio | Carroll | 203.3 | 2017 | 9999 | 2019 | 14.08 | 1575457 | 0.00976 | NEI 2019
Carroll County Energy | 59773_G_CGT2 | 59773 | G | CGT2 | 91033 | Combined Cycle | PJM_ATSI | Ohio | Carroll | 203.3 | 2017 | 9999 | 2019 | 11.29 | 1592269 | 0.00976 | NEI 2019
Carroll County Energy | 59773_G_SGT1 | 59773 | G | SGT1 | 91034 | Combined Cycle | PJM_ATSI | Ohio | Carroll | 288 | 2017 | 9999 | 2019 | 0.002 | 2034045 | 0.00976 | NEI 2019
BioTown Ag | 59774_G_ENG1 | 59774 | G | ENG1 |  | Non-Fossil Waste | MIS_INKY | Indiana | White | 1 | 2011 | 9999 |  |  |  | 6.5998 | Default Emission Factor
BioTown Ag | 59774_G_ENG2 | 59774 | G | ENG2 |  | Non-Fossil Waste | MIS_INKY | Indiana | White | 1 | 2011 | 9999 |  |  |  | 6.5998 | Default Emission Factor
BioTown Ag | 59774_G_ENG3 | 59774 | G | ENG3 |  | Non-Fossil Waste | MIS_INKY | Indiana | White | 1 | 2011 | 9999 |  |  |  | 6.5998 | Default Emission Factor
BioTown Ag | 59774_G_ENG4 | 59774 | G | ENG4 |  | Non-Fossil Waste | MIS_INKY | Indiana | White | 1 | 2014 | 9999 |  |  |  | 6.5998 | Default Emission Factor
BioTown Ag | 59774_G_ENG5 | 59774 | G | ENG5 |  | Non-Fossil Waste | MIS_INKY | Indiana | White | 1 | 2014 | 9999 |  |  |  | 6.5998 | Default Emission Factor
BioTown Ag | 59774_G_ENG6 | 59774 | G | ENG6 |  | Non-Fossil Waste | MIS_INKY | Indiana | White | 1 | 2014 | 9999 |  |  |  | 6.5998 | Default Emission Factor
Croda Atlas Point CHP | 59783_G_91197 | 59783 | G | 91197 |  | Landfill Gas | PJM_EMAC | Delaware | New Castle | 1.1 | 2013 | 9999 |  |  |  | 8.0181 | Default Emission Factor
Croda Atlas Point CHP | 59783_G_91198 | 59783 | G | 91198 |  | Landfill Gas | PJM_EMAC | Delaware | New Castle | 1.1 | 2013 | 9999 |  |  |  | 8.0181 | Default Emission Factor
Croda Atlas Point CHP | 59783_G_91199 | 59783 | G | 91199 |  | Landfill Gas | PJM_EMAC | Delaware | New Castle | 2 | 2019 | 9999 |  |  |  | 6.98 | Default Emission Factor
Gila River Power Block 3 | 59784_G_CTG5 | 59784 | G | CTG5 | 8516 | Combined Cycle | WECC_AZ | Arizona | Maricopa | 146 | 2003 | 9999 | 2019 | 3.6149 | 937932 | 0.00595 | NEI 2019
Gila River Power Block 3 | 59784_G_CTG6 | 59784 | G | CTG6 | 8518 | Combined Cycle | WECC_AZ | Arizona | Maricopa | 146 | 2003 | 9999 | 2019 | 5.1414 | 2004378 | 0.00595 | NEI 2019
Gila River Power Block 3 | 59784_G_ST11 | 59784 | G | ST11 | 8516 | Combined Cycle | WECC_AZ | Arizona | Maricopa | 223 | 2003 | 9999 |  |  |  | 0.00595 | NEI 2019
Fremont Community Digester, LLC | 59785_G_19001 | 59785 | G | 19001 |  | Non-Fossil Waste | MIS_LMI | Michigan | Newaygo | 2.9 | 2012 | 9999 |  |  |  | 6.5998 | Default Emission Factor
Fremont Community Digester, LLC | 59785_G_19002 | 59785 | G | 19002 |  | Non-Fossil Waste | MIS_LMI | Michigan | Newaygo | 2.9 | 2012 | 9999 |  |  |  | 6.5998 | Default Emission Factor
Chicago West Side Energy Center | 59794_G_GEN1 | 59794 | G | GEN1 |  | Combustion Turbine | PJM_COMD | Illinois | Cook | 3.5 | 2003 | 2045 |  |  |  | 0.72922 | Default Emission Factor
Munster Landfill Gas-to-Energy | 59808_G_GEN1 | 59808 | G | GEN1 |  | Landfill Gas | MIS_INKY | Indiana | Lake | 1.1 | 2012 | 9999 |  |  |  | 8.0181 | Default Emission Factor
Mountain Home Energy Center | 59809_G_GEN1 | 59809 | G | GEN1 |  | Combustion Turbine | S_C_TVA | Tennessee | Washington | 3.2 | 2002 | 9999 |  |  |  | 3.2013 | Default Emission Factor
Mountain Home Energy Center | 59809_G_GEN2 | 59809 | G | GEN2 |  | Combustion Turbine | S_C_TVA | Tennessee | Washington | 1.8 | 2002 | 9999 |  |  |  | 7.2573 | Default Emission Factor
Mountain Home Energy Center | 59809_G_GEN3 | 59809 | G | GEN3 |  | Combustion Turbine | S_C_TVA | Tennessee | Washington | 1.8 | 2002 | 9999 |  |  |  | 7.2573 | Default Emission Factor
Dairyland WTE Plant | 59810_G_GEN1 | 59810 | G | GEN1 |  | Non-Fossil Waste | MIS_WUMS | Wisconsin | Brown | 0.7 | 2012 | 9999 |  |  |  | 6.5998 | Default Emission Factor
Dairyland WTE Plant | 59810_G_GEN2 | 59810 | G | GEN2 |  | Non-Fossil Waste | MIS_WUMS | Wisconsin | Brown | 0.7 | 2012 | 9999 |  |  |  | 6.5998 | Default Emission Factor
Wolf Hollow II | 59812_G_CGT4 | 59812 | G | CGT4 | 91202 | Combined Cycle | ERC_REST | Texas | Hood | 314.1 | 2017 | 9999 | 2019 | 9.627 | 2086822 | 0.00638 | NEI 2019
Wolf Hollow II | 59812_G_CGT5 | 59812 | G | CGT5 | 91203 | Combined Cycle | ERC_REST | Texas | Hood | 317.9 | 2017 | 9999 | 2019 | 10.799 | 2143623 | 0.00638 | NEI 2019
Wolf Hollow II | 59812_G_STG6 | 59812 | G | STG6 | 91202 | Combined Cycle | ERC_REST | Texas | Hood | 432 | 2017 | 9999 |  |  |  | 0.00638 | NEI 2019
Granby LFG | 59815_G_GLFG1 | 59815 | G | GLFG1 |  | Landfill Gas | NENGREST | Massachusetts | Hampshire | 2.8 | 2001 | 9999 |  |  |  | 8.0181 | Default Emission Factor
Nanticoke LFG | 59816_G_BR12 | 59816 | G | BR12 |  | Landfill Gas | NY_Z_C&E | New York | Broome | 4 | 2006 | 9999 |  |  |  | 8.0181 | Default Emission Factor
New River | 59845_G_E1 | 59845 | G | E1 |  | Landfill Gas | PJM_West | Virginia | Pulaski | 0.3 | 2013 | 9999 | 2019 | 68.5 | 19445 | 7.0455 | NEI 2019
New River | 59845_G_E10 | 59845 | G | E10 |  | Landfill Gas | PJM_West | Virginia | Pulaski | 0.3 | 2013 | 9999 |  |  |  | 7.0455 | NEI 2019
New River | 59845_G_E11 | 59845 | G | E11 |  | Landfill Gas | PJM_West | Virginia | Pulaski | 0.3 | 2013 | 9999 |  |  |  | 7.0455 | NEI 2019
New River | 59845_G_E12 | 59845 | G | E12 |  | Landfill Gas | PJM_West | Virginia | Pulaski | 0.3 | 2013 | 9999 |  |  |  | 7.0455 | NEI 2019
New River | 59845_G_E13 | 59845 | G | E13 |  | Landfill Gas | PJM_West | Virginia | Pulaski | 0.3 | 2013 | 9999 |  |  |  | 7.0455 | NEI 2019
New River | 59845_G_E14 | 59845 | G | E14 |  | Landfill Gas | PJM_West | Virginia | Pulaski | 0.3 | 2013 | 9999 |  |  |  | 7.0455 | NEI 2019
New River | 59845_G_E15 | 59845 | G | E15 |  | Landfill Gas | PJM_West | Virginia | Pulaski | 0.3 | 2013 | 9999 |  |  |  | 7.0455 | NEI 2019
New River | 59845_G_E16 | 59845 | G | E16 |  | Landfill Gas | PJM_West | Virginia | Pulaski | 0.3 | 2013 | 9999 |  |  |  | 7.0455 | NEI 2019
New River | 59845_G_E17 | 59845 | G | E17 |  | Landfill Gas | PJM_West | Virginia | Pulaski | 0.3 | 2013 | 9999 |  |  |  | 7.0455 | NEI 2019
New River | 59845_G_E18 | 59845 | G | E18 |  | Landfill Gas | PJM_West | Virginia | Pulaski | 0.3 | 2013 | 9999 |  |  |  | 7.0455 | NEI 2019
New River | 59845_G_E2 | 59845 | G | E2 |  | Landfill Gas | PJM_West | Virginia | Pulaski | 0.3 | 2013 | 9999 |  |  |  | 7.0455 | NEI 2019
New River | 59845_G_E3 | 59845 | G | E3 |  | Landfill Gas | PJM_West | Virginia | Pulaski | 0.3 | 2013 | 9999 |  |  |  | 7.0455 | NEI 2019
New River | 59845_G_E4 | 59845 | G | E4 |  | Landfill Gas | PJM_West | Virginia | Pulaski | 0.3 | 2013 | 9999 |  |  |  | 7.0455 | NEI 2019
New River | 59845_G_E5 | 59845 | G | E5 |  | Landfill Gas | PJM_West | Virginia | Pulaski | 0.3 | 2013 | 9999 |  |  |  | 7.0455 | NEI 2019
New River | 59845_G_E6 | 59845 | G | E6 |  | Landfill Gas | PJM_West | Virginia | Pulaski | 0.3 | 2013 | 9999 |  |  |  | 7.0455 | NEI 2019
New River | 59845_G_E7 | 59845 | G | E7 |  | Landfill Gas | PJM_West | Virginia | Pulaski | 0.3 | 2013 | 9999 |  |  |  | 7.0455 | NEI 2019
New River | 59845_G_E8 | 59845 | G | E8 |  | Landfill Gas | PJM_West | Virginia | Pulaski | 0.3 | 2013 | 9999 |  |  |  | 7.0455 | NEI 2019
New River | 59845_G_E9 | 59845 | G | E9 |  | Landfill Gas | PJM_West | Virginia | Pulaski | 0.3 | 2013 | 9999 |  |  |  | 7.0455 | NEI 2019
Northwest Community Hospital | 59847_G_1 | 59847 | G | 1 |  | Combustion Turbine | PJM_COMD | Illinois | Cook | 0.9 | 1996 | 2045 |  |  |  | 3.2013 | Default Emission Factor
Northwest Community Hospital | 59847_G_2 | 59847 | G | 2 |  | Combustion Turbine | PJM_COMD | Illinois | Cook | 0.9 | 1996 | 2045 |  |  |  | 3.2013 | Default Emission Factor
Northwest Community Hospital | 59847_G_3 | 59847 | G | 3 |  | Combustion Turbine | PJM_COMD | Illinois | Cook | 0.9 | 1996 | 2045 |  |  |  | 3.2013 | Default Emission Factor
Northwest Community Hospital | 59847_G_4 | 59847 | G | 4 |  | Combustion Turbine | PJM_COMD | Illinois | Cook | 0.9 | 1996 | 2045 |  |  |  | 3.2013 | Default Emission Factor
HP Hood CT | 59860_G_HHOOD | 59860 | G | HHOOD |  | Combustion Turbine | PJM_AP | Virginia | Frederick | 15 | 2015 | 9999 | 2018 | 50.9877 | 83390 | 1.2229 | Virginia State Emissions
Exelon West Medway II LLC | 59882_G_4 | 59882 | G | 4 | 91232 | Combustion Turbine | NENGREST | Massachusetts | Norfolk | 97.4 | 2019 | 9999 |  |  |  | 0.29834 | Default Emission Factor
Exelon West Medway II LLC | 59882_G_5 | 59882 | G | 5 | 91233 | Combustion Turbine | NENGREST | Massachusetts | Norfolk | 97.4 | 2019 | 9999 |  |  |  | 0.29834 | Default Emission Factor
Moxie Freedom Generation Plant | 59906_G_GEN1 | 59906 | G | GEN1 | 91193 | Combined Cycle | PJM_WMAC | Pennsylvania | Luzerne | 490 | 2018 | 9999 | 2019 | 10.5765 | 3606530 | 0.00532 | NEI 2019
Moxie Freedom Generation Plant | 59906_G_GEN2 | 59906 | G | GEN2 | 91194 | Combined Cycle | PJM_WMAC | Pennsylvania | Luzerne | 490 | 2018 | 9999 | 2019 | 7.9345 | 3349099 | 0.00532 | NEI 2019
Greensville County Power Station | 59913_G_CT01 | 59913 | G | CT01 | 91099 | Combined Cycle | PJM_Dom | Virginia | Greensville | 324.4 | 2018 | 9999 | 2019 | 4.1 | 9859878 | 0.00217 | NEI 2019
Greensville County Power Station | 59913_G_CT02 | 59913 | G | CT02 | 91100 | Combined Cycle | PJM_Dom | Virginia | Greensville | 324.4 | 2018 | 9999 |  |  |  | 0.00217 | NEI 2019
Greensville County Power Station | 59913_G_CT03 | 59913 | G | CT03 | 91101 | Combined Cycle | PJM_Dom | Virginia | Greensville | 324.4 | 2018 | 9999 |  |  |  | 0.00217 | NEI 2019
Greensville County Power Station | 59913_G_ST01 | 59913 | G | ST01 | 91099 | Combined Cycle | PJM_Dom | Virginia | Greensville | 611.8 | 2018 | 9999 |  |  |  | 0.00217 | NEI 2019
Alpine Power Plant | 59926_G_AI1 | 59926 | G | AI1 | 91051 | Combustion Turbine | MIS_LMI | Michigan | Otsego | 202.6 | 2016 | 9999 | 2019 | 27.415 | 155982.5 | 0.35151 | NEI 2019
Alpine Power Plant | 59926_G_AI2 | 59926 | G | AI2 | 91052 | Combustion Turbine | MIS_LMI | Michigan | Otsego | 202.6 | 2016 | 9999 | 2019 | 27.045 | 155982.5 | 0.34677 | NEI 2019
FCPC Renewable Generation | 59931_G_GEN1 | 59931 | G | GEN1 |  | Non-Fossil Waste | MIS_WUMS | Wisconsin | Milwaukee | 1 | 2013 | 9999 |  |  |  | 6.5998 | Default Emission Factor
FCPC Renewable Generation | 59931_G_GEN2 | 59931 | G | GEN2 |  | Non-Fossil Waste | MIS_WUMS | Wisconsin | Milwaukee | 1 | 2013 | 9999 |  |  |  | 6.5998 | Default Emission Factor
Sky Global Power One | 59938_G_UNIT1 | 59938 | G | UNIT1 |  | Combustion Turbine | ERC_REST | Texas | Colorado | 8.3 | 2016 | 9999 | 2018 | 0.08905 | 7666.6667 | 0.02323 | Texas Emissions Inventory
Sky Global Power One | 59938_G_UNIT2 | 59938 | G | UNIT2 |  | Combustion Turbine | ERC_REST | Texas | Colorado | 8.3 | 2016 | 9999 | 2018 | 0.08905 | 7666.6667 | 0.02323 | Texas Emissions Inventory
Sky Global Power One | 59938_G_UNIT3 | 59938 | G | UNIT3 |  | Combustion Turbine | ERC_REST | Texas | Colorado | 8.3 | 2016 | 9999 | 2018 | 0.08905 | 7666.6667 | 0.02323 | Texas Emissions Inventory
Sky Global Power One | 59938_G_UNIT4 | 59938 | G | UNIT4 |  | Combustion Turbine | ERC_REST | Texas | Colorado | 8.3 | 2016 | 9999 | 2018 | 0.08905 | 7666.6667 | 0.02323 | Texas Emissions Inventory
Sky Global Power One | 59938_G_UNIT5 | 59938 | G | UNIT5 |  | Combustion Turbine | ERC_REST | Texas | Colorado | 8.3 | 2016 | 9999 | 2018 | 0.08905 | 7666.6667 | 0.02323 | Texas Emissions Inventory
Sky Global Power One | 59938_G_UNIT6 | 59938 | G | UNIT6 |  | Combustion Turbine | ERC_REST | Texas | Colorado | 8.3 | 2016 | 9999 | 2018 | 0.08905 | 7666.6667 | 0.02323 | Texas Emissions Inventory
Potrero Hills Energy Producers | 59952_G_1 | 59952 | G | 1 |  | Landfill Gas | WEC_CALN | California | Solano | 1.6 | 2016 | 9999 | 2018 | 5.8244 | 12647.8 | 0.92102 | California Air Resources Board
Potrero Hills Energy Producers | 59952_G_2 | 59952 | G | 2 |  | Landfill Gas | WEC_CALN | California | Solano | 1.6 | 2016 | 9999 | 2018 | 5.8244 | 12647.8 | 0.92102 | California Air Resources Board
Potrero Hills Energy Producers | 59952_G_3 | 59952 | G | 3 |  | Landfill Gas | WEC_CALN | California | Solano | 1.6 | 2016 | 9999 | 2018 | 5.8244 | 12647.8 | 0.92102 | California Air Resources Board
Potrero Hills Energy Producers | 59952_G_4 | 59952 | G | 4 |  | Landfill Gas | WEC_CALN | California | Solano | 1.6 | 2016 | 9999 | 2018 | 5.8244 | 12647.8 | 0.92102 | California Air Resources Board
Potrero Hills Energy Producers | 59952_G_5 | 59952 | G | 5 |  | Landfill Gas | WEC_CALN | California | Solano | 1.6 | 2016 | 9999 | 2018 | 5.8244 | 12647.8 | 0.92102 | California Air Resources Board
Eight Flags Energy | 60025_G_01 | 60025 | G | 01 |  | Combustion Turbine | FRCC | Florida | Nassau | 21.3 | 2016 | 9999 | 2019 | 1.975 | 180604 | 0.02187 | NEI 2019
Lorin Industries | 60102_G_1 | 60102 | G | 1 |  | Combustion Turbine | MIS_LMI | Michigan | Muskegon | 0.8 | 1990 | 9999 | 2018 | 1.043 | 2285.115 | 0.91283 | Michigan Point Source Emission
Lorin Industries | 60102_G_2 | 60102 | G | 2 |  | Combustion Turbine | MIS_LMI | Michigan | Muskegon | 0.8 | 1990 | 9999 | 2018 | 1.043 | 2285.115 | 0.91283 | Michigan Point Source Emission
Lorin Industries | 60102_G_3 | 60102 | G | 3 |  | Combustion Turbine | MIS_LMI | Michigan | Muskegon | 0.8 | 1990 | 9999 | 2018 | 1.043 | 2285.115 | 0.91283 | Michigan Point Source Emission
Lorin Industries | 60102_G_4 | 60102 | G | 4 |  | Combustion Turbine | MIS_LMI | Michigan | Muskegon | 0.8 | 1990 | 9999 | 2018 | 1.043 | 2285.115 | 0.91283 | Michigan Point Source Emission
Colorado Bend II | 60122_G_CT7 | 60122 | G | CT7 | 91195 | Combined Cycle | ERC_REST | Texas | Wharton | 313.2 | 2017 | 9999 | 2019 | 12.751 | 1984589 | 0.00564 | NEI 2019
Colorado Bend II | 60122_G_CT8 | 60122 | G | CT8 | 91196 | Combined Cycle | ERC_REST | Texas | Wharton | 313.2 | 2017 | 9999 | 2019 | 4.447 | 2015525 | 0.00564 | NEI 2019
Colorado Bend II | 60122_G_STG9 | 60122 | G | STG9 | 91195 | Combined Cycle | ERC_REST | Texas | Wharton | 461.4 | 2017 | 9999 |  |  |  | 0.00564 | NEI 2019
Olive | 6013_G_O1 | 6013 | G | O1 | 2677 | O/G Steam | WEC_LADW | California | Los Angeles | 44 | 1959 | 9999 |  |  |  | 0.95219 | Default Emission Factor
Olive | 6013_G_O2 | 6013 | G | O2 | 2678 | O/G Steam | WEC_LADW | California | Los Angeles | 55 | 1964 | 9999 |  |  |  | 0.95219 | Default Emission Factor
Big Sand Draw Plant | 60130_G_1 | 60130 | G | 1 |  | Combustion Turbine | WECC_WY | Wyoming | Fremont | 1.4 | 2015 | 9999 |  |  |  | 3.2013 | Default Emission Factor
Big Sand Draw Plant | 60130_G_2 | 60130 | G | 2 |  | Combustion Turbine | WECC_WY | Wyoming | Fremont | 1.4 | 2015 | 9999 |  |  |  | 3.2013 | Default Emission Factor
Big Sand Draw Plant | 60130_G_4 | 60130 | G | 4 |  | Combustion Turbine | WECC_WY | Wyoming | Fremont | 1.4 | 2015 | 9999 |  |  |  | 3.2013 | Default Emission Factor
Big Sand Draw Plant | 60130_G_5 | 60130 | G | 5 |  | Combustion Turbine | WECC_WY | Wyoming | Fremont | 1.4 | 2015 | 9999 |  |  |  | 3.2013 | Default Emission Factor
Big Sand Draw Plant | 60130_G_6 | 60130 | G | 6 |  | Combustion Turbine | WECC_WY | Wyoming | Fremont | 1.4 | 2015 | 9999 |  |  |  | 3.2013 | Default Emission Factor
Glasgow LFGTE | 60137_G_1 | 60137 | G | 1 |  | Landfill Gas | PJM_West | Kentucky | Barren | 1 | 2015 | 9999 |  |  |  | 8.0181 | Default Emission Factor
ADS Renewable Energy-Wolf Creek LLC | 60184_G_GEN1 | 60184 | G | GEN1 |  | Landfill Gas | S_SOU | Georgia | Twiggs | 1.4 | 2011 | 9999 |  |  |  | 8.0181 | Default Emission Factor
ADS Renewable Energy-Wolf Creek LLC | 60184_G_GEN2 | 60184 | G | GEN2 |  | Landfill Gas | S_SOU | Georgia | Twiggs | 1.4 | 2011 | 9999 |  |  |  | 8.0181 | Default Emission Factor
Zero Waste Energy Development Co LLC | 60220_G_ZWED1 | 60220 | G | ZWED1 |  | Non-Fossil Waste | WEC_CALN | California | Santa Clara | 0.8 | 2015 | 9999 |  |  |  | 6.5998 | Default Emission Factor
Zero Waste Energy Development Co LLC | 60220_G_ZWED2 | 60220 | G | ZWED2 |  | Non-Fossil Waste | WEC_CALN | California | Santa Clara | 0.8 | 2015 | 9999 |  |  |  | 6.5998 | Default Emission Factor
Bristol Plant | 60222_G_A1 | 60222 | G | A1 |  | Landfill Gas | S_C_TVA | Virginia | Bristol City | 0.3 | 2016 | 9999 | 2018 | 2.5178 | 485.2222 | 10.3778 | Virginia State Emissions
Bristol Plant | 60222_G_A2 | 60222 | G | A2 |  | Landfill Gas | S_C_TVA | Virginia | Bristol City | 0.3 | 2016 | 9999 | 2018 | 2.5178 | 485.2222 | 10.3778 | Virginia State Emissions
Bristol Plant | 60222_G_A3 | 60222 | G | A3 |  | Landfill Gas | S_C_TVA | Virginia | Bristol City | 0.3 | 2016 | 9999 | 2018 | 2.5178 | 485.2222 | 10.3778 | Virginia State Emissions
Bristol Plant | 60222_G_A4 | 60222 | G | A4 |  | Landfill Gas | S_C_TVA | Virginia | Bristol City | 0.3 | 2016 | 9999 | 2018 | 2.5178 | 485.2222 | 10.3778 | Virginia State Emissions
Bristol Plant | 60222_G_A5 | 60222 | G | A5 |  | Landfill Gas | S_C_TVA | Virginia | Bristol City | 0.3 | 2016 | 9999 | 2018 | 2.5178 | 485.2222 | 10.3778 | Virginia State Emissions
Bristol Plant | 60222_G_A6 | 60222 | G | A6 |  | Landfill Gas | S_C_TVA | Virginia | Bristol City | 0.3 | 2016 | 9999 | 2018 | 2.5178 | 485.2222 | 10.3778 | Virginia State Emissions
Bristol Plant | 60222_G_C1 | 60222 | G | C1 |  | Landfill Gas | S_C_TVA | Virginia | Bristol City | 0.3 | 2015 | 9999 | 2018 | 2.5178 | 485.2222 | 10.3778 | Virginia State Emissions
Bristol Plant | 60222_G_C2 | 60222 | G | C2 |  | Landfill Gas | S_C_TVA | Virginia | Bristol City | 0.3 | 2015 | 9999 | 2018 | 2.5178 | 485.2222 | 10.3778 | Virginia State Emissions
Bristol Plant | 60222_G_C3 | 60222 | G | C3 |  | Landfill Gas | S_C_TVA | Virginia | Bristol City | 0.3 | 2015 | 9999 | 2018 | 2.5178 | 485.2222 | 10.3778 | Virginia State Emissions
Bristol Plant | 60222_G_C4 | 60222 | G | C4 |  | Landfill Gas | S_C_TVA | Virginia | Bristol City | 0.3 | 2015 | 9999 | 2018 | 2.5178 | 485.2222 | 10.3778 | Virginia State Emissions
Bristol Plant | 60222_G_C5 | 60222 | G | C5 |  | Landfill Gas | S_C_TVA | Virginia | Bristol City | 0.3 | 2015 | 9999 | 2018 | 2.5178 | 485.2222 | 10.3778 | Virginia State Emissions
Bristol Plant | 60222_G_C6 | 60222 | G | C6 |  | Landfill Gas | S_C_TVA | Virginia | Bristol City | 0.3 | 2015 | 9999 | 2018 | 2.5178 | 485.2222 | 10.3778 | Virginia State Emissions
Belle Haven Diesel Generation Facility | 60234_G_BDG10 | 60234 | G | BDG10 |  | Combustion Turbine | PJM_EMAC | Virginia | Accomack | 2 | 2002 | 9999 | 2018 | 0.0169 | 124 | 0.27258 | Virginia State Emissions
Belle Haven Diesel Generation Facility | 60234_G_BDG9 | 60234 | G | BDG9 |  | Combustion Turbine | PJM_EMAC | Virginia | Accomack | 2 | 2002 | 9999 | 2018 | 0.0169 | 124 | 0.27258 | Virginia State Emissions
Perdue Diesel Generation Facility | 60235_G_PDG5 | 60235 | G | PDG5 |  | Combustion Turbine | PJM_EMAC | Virginia | Accomack | 2 | 2002 | 9999 | 2018 | 0.0458 | 103.5 | 0.88502 | Virginia State Emissions
Perdue Diesel Generation Facility | 60235_G_PDG6 | 60235 | G | PDG6 |  | Combustion Turbine | PJM_EMAC | Virginia | Accomack | 2 | 2002 | 9999 | 2018 | 0.0458 | 103.5 | 0.88502 | Virginia State Emissions
Onancock Diesel Generation Facility | 60236_G_ODG7 | 60236 | G | ODG7 |  | Combustion Turbine | PJM_EMAC | Virginia | Accomack | 2 | 2002 | 9999 | 2018 | 0.01415 | 96.5 | 0.29326 | Virginia State Emissions
Onancock Diesel Generation Facility | 60236_G_ODG8 | 60236 | G | ODG8 |  | Combustion Turbine | PJM_EMAC | Virginia | Accomack | 2 | 2002 | 9999 | 2018 | 0.01415 | 96.5 | 0.29326 | Virginia State Emissions
Union Renewable Energy Facility | 60241_G_00611 | 60241 | G | 00611 |  | Landfill Gas | S_VACA | South Carolina | Union | 1.2 | 2015 | 9999 |  |  |  | 8.0181 | Default Emission Factor
Union Renewable Energy Facility | 60241_G_00677 | 60241 | G | 00677 |  | Landfill Gas | S_VACA | South Carolina | Union | 1.2 | 2015 | 9999 |  |  |  | 8.0181 | Default Emission Factor
Silicon Valley Clean Water | 60249_G_CGN | 60249 | G | CGN |  | Non-Fossil Waste | WEC_CALN | California | San Mateo | 1.2 | 2015 | 9999 |  |  |  | 6.5998 | Default Emission Factor
Owatonna Energy Station | 60254_G_UNIT1 | 60254 | G | UNIT1 |  | Combustion Turbine | MIS_MNWI | Minnesota | Steele | 9.7 | 2018 | 9999 |  |  |  | 3.2013 | Default Emission Factor
Owatonna Energy Station | 60254_G_UNIT2 | 60254 | G | UNIT2 |  | Combustion Turbine | MIS_MNWI | Minnesota | Steele | 9.7 | 2018 | 9999 |  |  |  | 3.2013 | Default Emission Factor
Owatonna Energy Station | 60254_G_UNIT3 | 60254 | G | UNIT3 |  | Combustion Turbine | MIS_MNWI | Minnesota | Steele | 9.7 | 2018 | 9999 | 2019 | 3.327 | 7092.5 | 0.93817 | NEI 2019
Owatonna Energy Station | 60254_G_UNIT4 | 60254 | G | UNIT4 |  | Combustion Turbine | MIS_MNWI | Minnesota | Steele | 9.7 | 2018 | 9999 | 2019 | 3.093 | 7092.5 | 0.87219 | NEI 2019
Durham AWTF | 60263_G_GEN1 | 60263 | G | GEN1 |  | Non-Fossil Waste | WECC_PNW | Oregon | Washington | 0.7 | 2015 | 9999 |  |  |  | 6.5998 | Default Emission Factor
Durham AWTF | 60263_G_GEN2 | 60263 | G | GEN2 |  | Non-Fossil Waste | WECC_PNW | Oregon | Washington | 0.8 | 2015 | 9999 |  |  |  | 6.5998 | Default Emission Factor
Bacliff | 60264_G_BCGT1 | 60264 | G | BCGT1 | 91269 | Combustion Turbine | ERC_REST | Texas | Galveston | 54 | 2018 | 9999 | 2019 | 9.78 | 26729.3333 | 0.73178 | NEI 2019
Bacliff | 60264_G_BCGT2 | 60264 | G | BCGT2 | 91270 | Combustion Turbine | ERC_REST | Texas | Galveston | 54 | 2018 | 9999 | 2019 | 7.6112 | 26729.3333 | 0.5695 | NEI 2019
Bacliff | 60264_G_BCGT3 | 60264 | G | BCGT3 | 91271 | Combustion Turbine | ERC_REST | Texas | Galveston | 54 | 2018 | 9999 | 2019 | 6.81 | 26729.3333 | 0.50955 | NEI 2019
Bacliff | 60264_G_BCGT4 | 60264 | G | BCGT4 | 91272 | Combustion Turbine | ERC_REST | Texas | Galveston | 54 | 2018 | 9999 | 2019 | 7.84 | 26729.3333 | 0.58662 | NEI 2019
Bacliff | 60264_G_BCGT5 | 60264 | G | BCGT5 | 91273 | Combustion Turbine | ERC_REST | Texas | Galveston | 54 | 2018 | 9999 | 2019 | 12.15 | 26729.3333 | 0.90911 | NEI 2019
Bacliff | 60264_G_BCGT6 | 60264 | G | BCGT6 | 91274 | Combustion Turbine | ERC_REST | Texas | Galveston | 54 | 2018 | 9999 | 2019 | 8.02 | 26729.3333 | 0.60009 | NEI 2019
West Groton CHP | 60276_G_G1 | 60276 | G | G1 |  | Combustion Turbine | NENGREST | Massachusetts | Middlesex | 3.8 | 2015 | 9999 |  |  |  | 0.72922 | Default Emission Factor
Keys Energy Center | 60302_G_10 | 60302 | G | 10 | 91141 | Combined Cycle | PJM_SMAC | Maryland | Prince Georges | 327 | 2018 | 9999 |  |  |  | 0.00348 | NEI 2019
Keys Energy Center | 60302_G_11 | 60302 | G | 11 | 91141 | Combined Cycle | PJM_SMAC | Maryland | Prince Georges | 214 | 2018 | 9999 | 2019 | 4.3344 | 1509825 | 0.00348 | NEI 2019
Keys Energy Center | 60302_G_12 | 60302 | G | 12 | 91142 | Combined Cycle | PJM_SMAC | Maryland | Prince Georges | 214 | 2018 | 9999 | 2019 | 3.7654 | 1452135 | 0.00348 | NEI 2019
Belle River | 6034_G_12-1 | 6034 | G | 12-1 | 2697 | Combustion Turbine | MIS_LMI | Michigan | St Clair | 75 | 1999 | 9999 | 2019 | 12.94 | 110930.0223 | 0.2333 | NEI 2019
Belle River | 6034_G_12-2 | 6034 | G | 12-2 | 2698 | Combustion Turbine | MIS_LMI | Michigan | St Clair | 75 | 1999 | 9999 | 2019 | 5.275 | 110930.0223 | 0.09511 | NEI 2019
Belle River | 6034_G_13-1 | 6034 | G | 13-1 | 2699 | Combustion Turbine | MIS_LMI | Michigan | St Clair | 74 | 1999 | 9999 | 2019 | 23.135 | 109450.9554 | 0.42275 | NEI 2019
Belle River | 6034_G_3 | 6034 | G | 3 |  | Combustion Turbine | MIS_LMI | Michigan | St Clair | 3 | 1981 | 9999 |  |  |  | 7.2573 | Default Emission Factor
Belle River | 6034_G_4 | 6034 | G | 4 |  | Combustion Turbine | MIS_LMI | Michigan | St Clair | 3 | 1981 | 9999 |  |  |  | 7.2573 | Default Emission Factor
Belle River | 6034_G_5 | 6034 | G | 5 |  | Combustion Turbine | MIS_LMI | Michigan | St Clair | 3 | 1981 | 9999 |  |  |  | 7.2573 | Default Emission Factor
Belle River | 6034_G_IC1 | 6034 | G | IC1 |  | Combustion Turbine | MIS_LMI | Michigan | St Clair | 2 | 1981 | 9999 |  |  |  | 7.2573 | Default Emission Factor
Belle River | 6034_G_IC2 | 6034 | G | IC2 |  | Combustion Turbine | MIS_LMI | Michigan | St Clair | 3 | 1981 | 9999 |  |  |  | 7.2573 | Default Emission Factor
Okeechobee Clean Energy Center | 60345_G_1A | 60345 | G | 1A | 91288 | Combined Cycle | FRCC | Florida | Okeechobee | 376.6 | 2019 | 9999 | 2019 | 1.5611 | 1802848 | 0.00175 | NEI 2019
Okeechobee Clean Energy Center | 60345_G_1B | 60345 | G | 1B | 91287 | Combined Cycle | FRCC | Florida | Okeechobee | 376.6 | 2019 | 9999 | 2019 | 4.037 | 1887781 | 0.00175 | NEI 2019
Okeechobee Clean Energy Center | 60345_G_1C | 60345 | G | 1C | 91289 | Combined Cycle | FRCC | Florida | Okeechobee | 376.6 | 2019 | 9999 | 2019 | 0.6032 | 1205614 | 0.00175 | NEI 2019
Okeechobee Clean Energy Center | 60345_G_1ST | 60345 | G | 1ST | 91288 | Combined Cycle | FRCC | Florida | Okeechobee | 593.3 | 2019 | 9999 |  |  |  | 0.00175 | NEI 2019
Hill AFB LFG Facility, Bldg #737 | 60349_G_LFGG1 | 60349 | G | LFGG1 |  | Landfill Gas | WECC_UT | Utah | Davis | 0.6 | 2005 | 9999 |  |  |  | 8.0181 | Default Emission Factor
Hill AFB LFG Facility, Bldg #737 | 60349_G_LFGG2 | 60349 | G | LFGG2 |  | Landfill Gas | WECC_UT | Utah | Davis | 0.7 | 2005 | 9999 |  |  |  | 8.0181 | Default Emission Factor
Hill AFB LFG Facility, Bldg #737 | 60349_G_LFGG3 | 60349 | G | LFGG3 |  | Landfill Gas | WECC_UT | Utah | Davis | 0.9 | 2008 | 9999 |  |  |  | 8.0181 | Default Emission Factor
Greenwood (MI) | 6035_G_11-1 | 6035 | G | 11-1 | 2701 | Combustion Turbine | MIS_LMI | Michigan | St Clair | 75 | 1999 | 9999 | 2019 | 5.655 | 28998.5491 | 0.39002 | NEI 2019
Greenwood (MI) | 6035_G_11-2 | 6035 | G | 11-2 | 2702 | Combustion Turbine | MIS_LMI | Michigan | St Clair | 75 | 1999 | 9999 | 2019 | 6.83 | 28998.5491 | 0.47106 | NEI 2019
Greenwood (MI) | 6035_G_11-3 | 6035 | G | 11-3 | 2703 | Combustion Turbine | MIS_LMI | Michigan | St Clair | 74 | 1999 | 9999 | 2019 | 8.355 | 28611.9018 | 0.58402 | NEI 2019
South Field Energy | 60356_G_SFECC | 60356 | G | SFECC |  | Combined Cycle | PJM_ATSI | Ohio | Columbiana | 1060 | 2021 | 9999 |  |  |  | 0.03343 | Default Emission Factor
Lackawanna Energy Center | 60357_G_GEN1 | 60357 | G | GEN1 | 91210 | Combined Cycle | PJM_WMAC | Pennsylvania | Lackawanna | 465 | 2018 | 9999 |  |  |  | 0.14766 | Default Emission Factor
Lackawanna Energy Center | 60357_G_GEN2 | 60357 | G | GEN2 | 91211 | Combined Cycle | PJM_WMAC | Pennsylvania | Lackawanna | 465 | 2018 | 9999 |  |  |  | 0.14766 | Default Emission Factor
Lackawanna Energy Center | 60357_G_GEN3 | 60357 | G | GEN3 | 91212 | Combined Cycle | PJM_WMAC | Pennsylvania | Lackawanna | 465 | 2018 | 9999 | 2019 | 5.7 | 3135109 | 0.00364 | NEI 2019
White Street Renewables | 60364_G_WSLFG | 60364 | G | WSLFG |  | Landfill Gas | S_VACA | North Carolina | Guilford | 1.6 | 2019 | 9999 |  |  |  | 6.98 | Default Emission Factor
Panda Hummel Station LLC | 60368_G_CTG1 | 60368 | G | CTG1 | 91106 | Combined Cycle | PJM_WMAC | Pennsylvania | Snyder | 226.3 | 2018 | 9999 | 2019 | 7.1 | 1398187 | 0.01429 | NEI 2019
Panda Hummel Station LLC | 60368_G_CTG2 | 60368 | G | CTG2 | 91107 | Combined Cycle | PJM_WMAC | Pennsylvania | Snyder | 226.3 | 2018 | 9999 | 2019 | 15.4 | 1231635 | 0.01429 | NEI 2019
Panda Hummel Station LLC | 60368_G_CTG3 | 60368 | G | CTG3 | 91111 | Combined Cycle | PJM_WMAC | Pennsylvania | Snyder | 226.3 | 2018 | 9999 | 2019 | 17.7 | 1029926 | 0.01429 | NEI 2019
Panda Hummel Station LLC | 60368_G_STG | 60368 | G | STG | 91106 | Combined Cycle | PJM_WMAC | Pennsylvania | Snyder | 417.6 | 2018 | 9999 |  |  |  | 0.01429 | NEI 2019
Clean Energy Future-Lordstown, LLC | 60376_G_CTG1 | 60376 | G | CTG1 | 91109 | Combined Cycle | PJM_ATSI | Ohio | Trumbull | 263 | 2018 | 9999 | 2019 | 6.9 | 1965110 | 0.00444 | NEI 2019
Clean Energy Future-Lordstown, LLC | 60376_G_CTG2 | 60376 | G | CTG2 | 91110 | Combined Cycle | PJM_ATSI | Ohio | Trumbull | 263 | 2018 | 9999 | 2019 | 6.4 | 1932385 | 0.00444 | NEI 2019
Clean Energy Future-Lordstown, LLC | 60376_G_STG1 | 60376 | G | STG1 | 91109 | Combined Cycle | PJM_ATSI | Ohio | Trumbull | 324 | 2018 | 9999 |  |  |  | 0.00444 | NEI 2019
Morgantown | 60388_G_GEMT | 60388 | G | GEMT |  | Landfill Gas | PJM_WMAC | Pennsylvania | Berks | 1.6 | 2016 | 9999 |  |  |  | 8.0181 | Default Emission Factor
Manatee | 6042_G_3 | 6042 | G | 3 | 88110 | Combined Cycle | FRCC | Florida | Manatee | 453 | 2005 | 9999 |  |  |  | 0.05956 | NEI 2019
Manatee | 6042_G_A | 6042 | G | A | 88110 | Combined Cycle | FRCC | Florida | Manatee | 199 | 2005 | 9999 | 2019 | 59.95 | 3821139 | 0.05956 | NEI 2019
Manatee | 6042_G_B | 6042 | G | B | 88111 | Combined Cycle | FRCC | Florida | Manatee | 199 | 2005 | 9999 | 2019 | 58.2167 | 1224148 | 0.05956 | NEI 2019
Manatee | 6042_G_C | 6042 | G | C | 88112 | Combined Cycle | FRCC | Florida | Manatee | 199 | 2005 | 9999 | 2019 | 56.48 | 1282167 | 0.05956 | NEI 2019
Manatee | 6042_G_D | 6042 | G | D | 88113 | Combined Cycle | FRCC | Florida | Manatee | 173.5 | 2005 | 9999 | 2019 | 59.8016 | 1545618 | 0.05956 | NEI 2019
Veyo Heat Recovery Project | 60421_G_WHR1 | 60421 | G | WHR1 |  | Non-Fossil Waste | WECC_UT | Utah | Washington | 8.4 | 2016 | 9999 |  |  |  | 6.5998 | Default Emission Factor
Martin | 6043_G_3GT1 | 6043 | G | 3GT1 | 2710 | Combined Cycle | FRCC | Florida | Martin | 165 | 1994 | 9999 | 2019 | 3.8054 | 1330520 | 0.00837 | NEI 2019
Martin | 6043_G_3GT2 | 6043 | G | 3GT2 | 2711 | Combined Cycle | FRCC | Florida | Martin | 165 | 1994 | 9999 | 2019 | 4.9852 | 770915 | 0.00837 | NEI 2019
Martin | 6043_G_3ST | 6043 | G | 3ST | 2710 | Combined Cycle | FRCC | Florida | Martin | 157 | 1994 | 9999 |  |  |  | 0.00837 | NEI 2019
Martin | 6043_G_4GT1 | 6043 | G | 4GT1 | 2712 | Combined Cycle | FRCC | Florida | Martin | 165 | 1994 | 9999 | 2019 | 5.4009 | 1405698 | 0.00871 | NEI 2019
Martin | 6043_G_4GT2 | 6043 | G | 4GT2 | 2713 | Combined Cycle | FRCC | Florida | Martin | 165 | 1994 | 9999 | 2019 | 4.0626 | 766766 | 0.00871 | NEI 2019
Martin | 6043_G_4ST | 6043 | G | 4ST | 2712 | Combined Cycle | FRCC | Florida | Martin | 157 | 1994 | 9999 |  |  |  | 0.00871 | NEI 2019
Martin | 6043_G_8 | 6043 | G | 8 | 2716 | Combined Cycle | FRCC | Florida | Martin | 447.8 | 2005 | 9999 |  |  |  | 0.12878 | NEI 2019
Martin | 6043_G_8A | 6043 | G | 8A | 2716 | Combined Cycle | FRCC | Florida | Martin | 196.8 | 2001 | 9999 | 2019 | 107.494 | 3790930 | 0.12878 | NEI 2019
Martin | 6043_G_8B | 6043 | G | 8B | 2717 | Combined Cycle | FRCC | Florida | Martin | 196.8 | 2001 | 9999 | 2019 | 96.924 | 1158691 | 0.12878 | NEI 2019
Martin | 6043_G_8C | 6043 | G | 8C | 88114 | Combined Cycle | FRCC | Florida | Martin | 196.8 | 2005 | 9999 | 2019 | 143.2933 | 1250411 | 0.12878 | NEI 2019
Martin | 6043_G_8D | 6043 | G | 8D | 88115 | Combined Cycle | FRCC | Florida | Martin | 196.8 | 2005 | 9999 | 2019 | 131.549 | 1242898 | 0.12878 | NEI 2019
Athens Energy | 60457_G_1 | 60457 | G | 1 |  | Biomass | NENG_ME | Maine | Somerset | 7.1 | 2016 | 9999 |  |  |  | 7.9218 | Default Emission Factor
Port Comfort Power LLC | 60459_G_PC1 | 60459 | G | PC1 | 91150 | Combustion Turbine | ERC_REST | Texas | Calhoun | 45 | 2017 | 9999 | 2019 | 5.72 | 28264 | 0.40476 | NEI 2019
Port Comfort Power LLC | 60459_G_PC2 | 60459 | G | PC2 | 91151 | Combustion Turbine | ERC_REST | Texas | Calhoun | 45 | 2017 | 9999 | 2019 | 5.69 | 28264 | 0.40263 | NEI 2019
DeBary | 6046_G_10 | 6046 | G | 10 | 2718 | Combustion Turbine | FRCC | Florida | Volusia | 75 | 1992 | 9999 | 2019 | 0.027309 | 18104.6797 | 0.00302 | NEI 2019
DeBary | 6046_G_2 | 6046 | G | 2 |  | Combustion Turbine | FRCC | Florida | Volusia | 48 | 1976 | 9999 | 2019 | 0.050663 | 11586.995 | 0.00875 | NEI 2019
DeBary | 6046_G_3 | 6046 | G | 3 |  | Combustion Turbine | FRCC | Florida | Volusia | 50 | 1975 | 9999 | 2019 | 0.030665 | 12069.7865 | 0.00508 | NEI 2019
DeBary | 6046_G_4 | 6046 | G | 4 |  | Combustion Turbine | FRCC | Florida | Volusia | 50 | 1976 | 9999 | 2019 | 0.027339 | 12069.7865 | 0.00453 | NEI 2019
DeBary | 6046_G_5 | 6046 | G | 5 |  | Combustion Turbine | FRCC | Florida | Volusia | 50 | 1975 | 9999 | 2019 | 0.012721 | 12069.7865 | 0.00211 | NEI 2019
DeBary | 6046_G_6 | 6046 | G | 6 |  | Combustion Turbine | FRCC | Florida | Volusia | 51 | 1976 | 9999 | 2019 | 0.031728 | 12311.1822 | 0.00515 | NEI 2019
DeBary | 6046_G_7 | 6046 | G | 7 | 2719 | Combustion Turbine | FRCC | Florida | Volusia | 79 | 1992 | 9999 | 2019 | 7.9015 | 19070.2626 | 0.82868 | NEI 2019
DeBary | 6046_G_8 | 6046 | G | 8 | 2720 | Combustion Turbine | FRCC | Florida | Volusia | 78 | 1992 | 9999 | 2019 | 7.3683 | 18828.8669 | 0.78266 | NEI 2019
DeBary | 6046_G_9 | 6046 | G | 9 | 2721 | Combustion Turbine | FRCC | Florida | Volusia | 80 | 1992 | 9999 | 2019 | 14.8771 | 19311.6583 | 1.5407 | NEI 2019
Chamon Power LLC | 60460_G_CH1 | 60460 | G | CH1 | 91152 | Combustion Turbine | ERC_REST | Texas | Harris | 45 | 2017 | 9999 | 2019 | 7.22 | 30802 | 0.4688 | NEI 2019
Chamon Power LLC | 60460_G_CH2 | 60460 | G | CH2 | 91153 | Combustion Turbine | ERC_REST | Texas | Harris | 45 | 2017 | 9999 | 2019 | 7.04 | 30802 | 0.45711 | NEI 2019
Tenaska Westmoreland Generating Station | 60464_G_CTG1 | 60464 | G | CTG1 | 91139 | Combined Cycle | PJM_PENE | Pennsylvania | Westmoreland | 286.6 | 2018 | 9999 | 2019 | 9.2 | 1654814 | 0.00775 | NEI 2019
Tenaska Westmoreland Generating Station | 60464_G_CTG2 | 60464 | G | CTG2 | 91140 | Combined Cycle | PJM_PENE | Pennsylvania | Westmoreland | 286.6 | 2018 | 9999 | 2019 | 10.8 | 1848104 | 0.00775 | NEI 2019
Tenaska Westmoreland Generating Station | 60464_G_STG1 | 60464 | G | STG1 | 91139 | Combined Cycle | PJM_PENE | Pennsylvania | Westmoreland | 370.8 | 2018 | 9999 |  |  |  | 0.00775 | NEI 2019
Friendswood Energy | 60468_G_GT-1 | 60468 | G | GT-1 | 91283 | Combustion Turbine | ERC_REST | Texas | Harris | 117 | 2018 | 9999 | 2019 | 2.3 | 70635 | 0.06512 | NEI 2019
West Tisbury Generating Facility | 6049_G_UN1 | 6049 | G | UN1 |  | Combustion Turbine | NENGREST | Massachusetts | Dukes | 2.8 | 1975 | 9999 | 2019 | 0.0635 | 293 | 0.43345 | NEI 2019
West Tisbury Generating Facility | 6049_G_UN2 | 6049 | G | UN2 |  | Combustion Turbine | NENGREST | Massachusetts | Dukes | 2.8 | 1975 | 9999 | 2019 | 0.8881 | 293 | 6.0621 | NEI 2019
Wansley | 6052_G_5A | 6052 | G | 5A | 90257 | Combustion Turbine | S_SOU | Georgia | Heard | 49 | 1980 | 9999 |  |  |  | 0.75865 | Default Emission Factor
UA Central Utility Plant | 60536_G_TRBN1 | 60536 | G | TRBN1 |  | Combustion Turbine | SPP_WEST | Arkansas | Washington | 5.2 | 2016 | 9999 |  |  |  | 0.72922 | Default Emission Factor
Marquette Energy Center | 60559_G_MEC1 | 60559 | G | MEC1 |  | Combustion Turbine | MIS_WUMS | Michigan | Marquette | 16.7 | 2017 | 9999 | 2019 | 2.591 | 143873.999 | 0.03602 | NEI 2019
Marquette Energy Center | 60559_G_MEC2 | 60559 | G | MEC2 |  | Combustion Turbine | MIS_WUMS | Michigan | Marquette | 16.7 | 2017 | 9999 |  |  |  | 0.03602 | NEI 2019
Marquette Energy Center | 60559_G_MEC3 | 60559 | G | MEC3 |  | Combustion Turbine | MIS_WUMS | Michigan | Marquette | 16.7 | 2017 | 9999 |  |  |  | 0.03602 | NEI 2019
Westside Energy Station | 60564_G_WES1 | 60564 | G | WES1 |  | Combustion Turbine | MIS_MNWI | Minnesota | Olmsted | 9.3 | 2018 | 9999 |  |  |  | 3.2013 | Default Emission Factor
Westside Energy Station | 60564_G_WES2 | 60564 | G | WES2 |  | Combustion Turbine | MIS_MNWI | Minnesota | Olmsted | 9.3 | 2018 | 9999 |  |  |  | 3.2013 | Default Emission Factor
Westside Energy Station | 60564_G_WES3 | 60564 | G | WES3 |  | Combustion Turbine | MIS_MNWI | Minnesota | Olmsted | 9.3 | 2018 | 9999 |  |  |  | 3.2013 | Default Emission Factor
Westside Energy Station | 60564_G_WES4 | 60564 | G | WES4 |  | Combustion Turbine | MIS_MNWI | Minnesota | Olmsted | 9.3 | 2018 | 9999 |  |  |  | 3.2013 | Default Emission Factor
Westside Energy Station | 60564_G_WES5 | 60564 | G | WES5 |  | Combustion Turbine | MIS_MNWI | Minnesota | Olmsted | 9.3 | 2018 | 9999 |  |  |  | 3.2013 | Default Emission Factor
North City Cogeneration Facility | 60571_G_NCEP | 60571 | G | NCEP |  | Landfill Gas | WEC_SDGE | California | San Diego | 1.4 | 2013 | 9999 |  |  |  | 8.0181 | Default Emission Factor
Cascade Creek | 6058_G_1 | 6058 | G | 1 | 90209 | Combustion Turbine | MIS_MNWI | Minnesota | Olmsted | 27.9 | 1975 | 9999 | 2017 | 4.381 | 9294.593 | 0.9427 | NEI 2019
Cascade Creek | 6058_G_2 | 6058 | G | 2 | 2727 | Combustion Turbine | MIS_MNWI | Minnesota | Olmsted | 49.5 | 2002 | 9999 | 2017 | 20.5361 | 16490.407 | 2.4907 | NEI 2019
CPV Fairview Energy Center | 60589_G_GEN1 | 60589 | G | GEN1 | 91312 | Combined Cycle | PJM_PENE | Pennsylvania | Cambria | 342 | 2020 | 9999 |  |  |  | 0.03343 | Default Emission Factor
CPV Fairview Energy Center | 60589_G_GEN2 | 60589 | G | GEN2 | 91311 | Combined Cycle | PJM_PENE | Pennsylvania | Cambria | 342 | 2020 | 9999 |  |  |  | 0.03343 | Default Emission Factor
CPV Fairview Energy Center | 60589_G_GEN3 | 60589 | G | GEN3 | 91312 | Combined Cycle | PJM_PENE | Pennsylvania | Cambria | 416 | 2020 | 9999 |  |  |  | 0.03343 | Default Emission Factor
Coachella | 6060_G_1 | 6060 | G | 1 |  | Combustion Turbine | WECC_IID | California | Riverside | 20.1 | 1973 | 9999 |  |  |  | 0.72922 | Default Emission Factor
Coachella | 6060_G_2 | 6060 | G | 2 |  | Combustion Turbine | WECC_IID | California | Riverside | 20 | 1973 | 9999 |  |  |  | 0.72922 | Default Emission Factor
Coachella | 6060_G_3 | 6060 | G | 3 |  | Combustion Turbine | WECC_IID | California | Riverside | 20.7 | 1974 | 9999 | 2017 | 0.58123 | 525.6176 | 2.2116 | NEI 2019
Coachella | 6060_G_4 | 6060 | G | 4 |  | Combustion Turbine | WECC_IID | California | Riverside | 20.8 | 1976 | 9999 |  |  |  | 0.72922 | Default Emission Factor
St. Mary Clean Energy Center | 60610_G_1 | 60610 | G | 1 |  | Non-Fossil Waste | MIS_LA | Louisiana | St Mary | 47.9 | 2019 | 9999 |  |  |  | 13.0867 | Default Emission Factor
Electrifarm | 6063_G_1 | 6063 | G | 1 | 90086 | Combustion Turbine | MIS_MIDA | Iowa | Black Hawk | 56.4 | 1975 | 9999 | 2019 | 0.51669 | 303.9895 | 3.3994 | NEI 2019
Electrifarm | 6063_G_2 | 6063 | G | 2 | 90087 | Combustion Turbine | MIS_MIDA | Iowa | Black Hawk | 65.6 | 1978 | 9999 | 2019 | 0.57291 | 353.5764 | 3.2407 | NEI 2019
Electrifarm | 6063_G_3 | 6063 | G | 3 | 90088 | Combustion Turbine | MIS_MIDA | Iowa | Black Hawk | 67.8 | 1978 | 9999 | 2019 | 0.33219 | 365.4341 | 1.8181 | NEI 2019
Nearman Creek | 6064_G_CT4 | 6064 | G | CT4 | 89528 | Combustion Turbine | SPP_N | Kansas | Wyandotte | 76 | 2006 | 9999 | 2019 | 5.3048 | 8892 | 1.1932 | NEI 2019
Shakopee Energy Park | 60647_G_SQA01 | 60647 | G | SQA01 |  | Combustion Turbine | MIS_MNWI | Minnesota | Scott | 9.3 | 2017 | 9999 |  |  |  | 3.2013 | Default Emission Factor
Shakopee Energy Park | 60647_G_SQA02 | 60647 | G | SQA02 |  | Combustion Turbine | MIS_MNWI | Minnesota | Scott | 9.3 | 2017 | 9999 |  |  |  | 3.2013 | Default Emission Factor
Shakopee Energy Park | 60647_G_SQA03 | 60647 | G | SQA03 |  | Combustion Turbine | MIS_MNWI | Minnesota | Scott | 9.3 | 2017 | 9999 |  |  |  | 3.2013 | Default Emission Factor
Shakopee Energy Park | 60647_G_SQA04 | 60647 | G | SQA04 |  | Combustion Turbine | MIS_MNWI | Minnesota | Scott | 9.3 | 2017 | 9999 |  |  |  | 3.2013 | Default Emission Factor
Shakopee Energy Park | 60647_G_SQA05 | 60647 | G | SQA05 |  | Combustion Turbine | MIS_MNWI | Minnesota | Scott | 9.3 | 2017 | 9999 |  |  |  | 3.2013 | Default Emission Factor
Four Peaks Camino Real | 60696_G_1 | 60696 | G | 1 |  | Landfill Gas | WECC_NM | New Mexico | Dona Ana | 1.6 | 2008 | 9999 |  |  |  | 8.0181 | Default Emission Factor
Four Peaks Camino Real | 60696_G_2 | 60696 | G | 2 |  | Landfill Gas | WECC_NM | New Mexico | Dona Ana | 1.6 | 2008 | 9999 |  |  |  | 8.0181 | Default Emission Factor
Stanton Energy Reliability Center | 60698_G_GT1 | 60698 | G | GT1 |  | Combustion Turbine | WECC_SCE | California | Orange | 45.9 | 2020 | 9999 |  |  |  | 0.29834 | Default Emission Factor
Stanton Energy Reliability Center | 60698_G_GT2 | 60698 | G | GT2 |  | Combustion Turbine | WECC_SCE | California | Orange | 45.9 | 2020 | 9999 |  |  |  | 0.29834 | Default Emission Factor
Fredonia | 607_G_1 | 607 | G | 1 |  | Combustion Turbine | WECC_PNW | Washington | Skagit | 93 | 1984 | 9999 | 2019 | 0.8 | 65041.876 | 0.0246 | NEI 2019
Fredonia | 607_G_2 | 607 | G | 2 |  | Combustion Turbine | WECC_PNW | Washington | Skagit | 93 | 1984 | 9999 | 2019 | 2.6 | 65041.876 | 0.07995 | NEI 2019
Fredonia | 607_G_3 | 607 | G | 3 | 9183 | Combustion Turbine | WECC_PNW | Washington | Skagit | 47 | 2001 | 9999 | 2019 | 0.2 | 32870.6255 | 0.01217 | NEI 2019
Fredonia | 607_G_4 | 607 | G | 4 | 9184 | Combustion Turbine | WECC_PNW | Washington | Skagit | 47 | 2001 | 9999 | 2019 | 2.2 | 32870.6255 | 0.13386 | NEI 2019
JED Solid Waste Mgmt Renewable Energy | 60701_G_00603 | 60701 | G | 00603 |  | Landfill Gas | FRCC | Florida | Osceola | 1.4 | 2017 | 9999 | 2018 | 59.0667 | 9285.5 | 12.7224 | Florida State Emissions Inventory
JED Solid Waste Mgmt Renewable Energy | 60701_G_00696 | 60701 | G | 00696 |  | Landfill Gas | FRCC | Florida | Osceola | 1.4 | 2017 | 9999 | 2018 | 59.0667 | 9285.5 | 12.7224 | Florida State Emissions Inventory
JED Solid Waste Mgmt Renewable Energy | 60701_G_00697 | 60701 | G | 00697 |  | Landfill Gas | FRCC | Florida | Osceola | 1.4 | 2017 | 9999 | 2018 | 59.0667 | 9285.5 | 12.7224 | Florida State Emissions Inventory
JED Solid Waste Mgmt Renewable Energy | 60701_G_00698 | 60701 | G | 00698 |  | Landfill Gas | FRCC | Florida | Osceola | 1.4 | 2017 | 9999 | 2018 | 59.0667 | 9285.5 | 12.7224 | Florida State Emissions Inventory
JED Solid Waste Mgmt Renewable Energy | 60701_G_00699 | 60701 | G | 00699 |  | Landfill Gas | FRCC | Florida | Osceola | 1.4 | 2017 | 9999 | 2018 | 59.0667 | 9285.5 | 12.7224 | Florida State Emissions Inventory
JED Solid Waste Mgmt Renewable Energy | 60701_G_00700 | 60701 | G | 00700 |  | Landfill Gas | FRCC | Florida | Osceola | 1.4 | 2017 | 9999 | 2018 | 59.0667 | 9285.5 | 12.7224 | Florida State Emissions Inventory
Green City Recovery, LLC | 60703_G_1 | 60703 | G | 1 |  | Landfill Gas | S_C_KY | Kentucky | Scott | 1 | 2016 | 9999 |  |  |  | 8.0181 | Default Emission Factor
Green City Recovery, LLC | 60703_G_2 | 60703 | G | 2 |  | Landfill Gas | S_C_KY | Kentucky | Scott | 1 | 2019 | 9999 |  |  |  | 6.98 | Default Emission Factor
Trimble County | 6071_G_10 | 6071 | G | 10 | 2738 | Combustion Turbine | S_C_KY | Kentucky | Trimble | 159 | 2004 | 9999 | 2019 | 6.5285 | 146651.6667 | 0.08903 | NEI 2019
Trimble County | 6071_G_5 | 6071 | G | 5 | 2739 | Combustion Turbine | S_C_KY | Kentucky | Trimble | 159 | 2002 | 9999 | 2019 | 24.8641 | 146651.6667 | 0.33909 | NEI 2019
Trimble County | 6071_G_6 | 6071 | G | 6 | 2740 | Combustion Turbine | S_C_KY | Kentucky | Trimble | 159 | 2002 | 9999 | 2019 | 8.2668 | 146651.6667 | 0.11274 | NEI 2019
Trimble County | 6071_G_7 | 6071 | G | 7 | 2741 | Combustion Turbine | S_C_KY | Kentucky | Trimble | 159 | 2004 | 9999 | 2019 | 14.4281 | 146651.6667 | 0.19677 | NEI 2019
Trimble County | 6071_G_8 | 6071 | G | 8 | 2742 | Combustion Turbine | S_C_KY | Kentucky | Trimble | 159 | 2004 | 9999 | 2019 | 6.4051 | 146651.6667 | 0.08735 | NEI 2019
Trimble County | 6071_G_9 | 6071 | G | 9 | 2743 | Combustion Turbine | S_C_KY | Kentucky | Trimble | 159 | 2004 | 9999 | 2019 | 12.7835 | 146651.6667 | 0.17434 | NEI 2019
Green Cow Power | 60721_G_ENG1 | 60721 | G | ENG1 |  | Non-Fossil Waste | MIS_INKY | Indiana | Elkhart | 1 | 2015 | 9999 |  |  |  | 6.5998 | Default Emission Factor
Green Cow Power | 60721_G_ENG2 | 60721 | G | ENG2 |  | Non-Fossil Waste | MIS_INKY | Indiana | Elkhart | 1 | 2015 | 9999 |  |  |  | 6.5998 | Default Emission Factor
Green Cow Power | 60721_G_ENG3 | 60721 | G | ENG3 |  | Non-Fossil Waste | MIS_INKY | Indiana | Elkhart | 1 | 2015 | 9999 |  |  |  | 6.5998 | Default Emission Factor
Victor J Daniel Jr | 6073_G_3 | 6073 | G | 3 | 2746 | Combined Cycle | S_SOU | Mississippi | Jackson | 177.2 | 2001 | 9999 | 2019 | 2.73 | 2866607 | 0.00274 | NEI 2019
Victor J Daniel Jr | 6073_G_3CT | 6073 | G | 3CT | 2747 | Combined Cycle | S_SOU | Mississippi | Jackson | 177.2 | 2001 | 9999 | 2019 | 3.05 | 1353882 | 0.00274 | NEI 2019
Victor J Daniel Jr | 6073_G_3ST | 6073 | G | 3ST | 2746 | Combined Cycle | S_SOU | Mississippi | Jackson | 186.5 | 2001 | 9999 |  |  |  | 0.00274 | NEI 2019
Victor J Daniel Jr | 6073_G_4 | 6073 | G | 4 | 2748 | Combined Cycle | S_SOU | Mississippi | Jackson | 176.9 | 2001 | 9999 | 2019 | 3.79 | 2811011 | 0.00367 | NEI 2019
Victor J Daniel Jr | 6073_G_4CT | 6073 | G | 4CT | 2749 | Combined Cycle | S_SOU | Mississippi | Jackson | 176.9 | 2001 | 9999 | 2019 | 3.69 | 1260835 | 0.00367 | NEI 2019
Victor J Daniel Jr | 6073_G_4ST | 6073 | G | 4ST | 2748 | Combined Cycle | S_SOU | Mississippi | Jackson | 186.2 | 2001 | 9999 |  |  |  | 0.00367 | NEI 2019
Greenwood (MO) | 6074_G_3 | 6074 | G | 3 | 90009 | Combustion Turbine | SPP_N | Missouri | Jackson | 62.9 | 1977 | 2025 | 2019 | 4.4994 | 3597.3292 | 2.5015 | NEI 2019
Greenwood (MO) | 6074_G_4 | 6074 | G | 4 | 90010 | Combustion Turbine | SPP_N | Missouri | Jackson | 58.3 | 1979 | 9999 | 2019 | 3.9933 | 3334.2495 | 2.3953 | NEI 2019
Argonne National Laboratory CHP | 60742_G_CHP | 60742 | G | CHP |  | Combustion Turbine | PJM_COMD | Illinois | DuPage | 4.7 | 2016 | 2045 |  |  |  | 0.72922 | Default Emission Factor
Osawatomie Power Plant South Sub | 60750_G_CAT4 | 60750 | G | CAT4 |  | Combustion Turbine | SPP_N | Kansas | Miami | 2 | 2017 | 9999 |  |  |  | 7.2573 | Default Emission Factor
Osawatomie Power Plant South Sub | 60750_G_CAT5 | 60750 | G | CAT5 |  | Combustion Turbine | SPP_N | Kansas | Miami | 2 | 2017 | 9999 |  |  |  | 7.2573 | Default Emission Factor
Osawatomie Power Plant South Sub | 60750_G_CAT6 | 60750 | G | CAT6 |  | Combustion Turbine | SPP_N | Kansas | Miami | 2 | 2017 | 9999 |  |  |  | 7.2573 | Default Emission Factor
Osawatomie Power Plant North Sub | 60751_G_CAT1 | 60751 | G | CAT1 |  | Combustion Turbine | SPP_N | Kansas | Miami | 2 | 2018 | 9999 |  |  |  | 7.2573 | Default Emission Factor
Osawatomie Power Plant North Sub | 60751_G_CAT2 | 60751 | G | CAT2 |  | Combustion Turbine | SPP_N | Kansas | Miami | 2 | 2018 | 9999 |  |  |  | 7.2573 | Default Emission Factor
Osawatomie Power Plant North Sub | 60751_G_CAT3 | 60751 | G | CAT3 |  | Combustion Turbine | SPP_N | Kansas | Miami | 2 | 2018 | 9999 |  |  |  | 7.2573 | Default Emission Factor
Gila River Power Block 2 | 60768_G_CTG3 | 60768 | G | CTG3 |  | Combined Cycle | WECC_AZ | Arizona | Maricopa | 146 | 2003 | 9999 |  |  |  | 0.14766 | Default Emission Factor
Gila River Power Block 2 | 60768_G_CTG4 | 60768 | G | CTG4 |  | Combined Cycle | WECC_AZ | Arizona | Maricopa | 146 | 2003 | 9999 |  |  |  | 0.14766 | Default Emission Factor
Gila River Power Block 2 | 60768_G_ST10 | 60768 | G | ST10 |  | Combined Cycle | WECC_AZ | Arizona | Maricopa | 223 | 2003 | 9999 |  |  |  | 0.14766 | Default Emission Factor
CC Landfill Energy, LLC | 60792_G_GT1 | 60792 | G | GT1 |  | Landfill Gas | WECC_SNV | Nevada | Clark | 3.3 | 2012 | 9999 |  |  |  | 8.0181 | Default Emission Factor
CC Landfill Energy, LLC | 60792_G_GT2 | 60792 | G | GT2 |  | Landfill Gas | WECC_SNV | Nevada | Clark | 3.3 | 2012 | 9999 |  |  |  | 8.0181 | Default Emission Factor
Lake Forest Hospital | 60797_G_GEN1 | 60797 | G | GEN1 |  | Combustion Turbine | PJM_COMD | Illinois | Lake | 3.2 | 1996 | 2045 |  |  |  | 3.2013 | Default Emission Factor
Stony Brook | 6081_G_1 | 6081 | G | 1 | 2759 | Combustion Turbine | NENGREST | Massachusetts | Hampden | 65 | 1982 | 9999 | 2017 | 4.0769 | 1629.5 | 5.0039 | NEI 2019
Stony Brook | 6081_G_2 | 6081 | G | 2 | 2760 | Combustion Turbine | NENGREST | Massachusetts | Hampden | 65 | 1982 | 9999 | 2019 | 2.9543 | 760.5 | 7.7694 | NEI 2019
Stony Brook | 6081_G_BS#1 | 6081 | G | BS#1 |  | Combustion Turbine | NENGREST | Massachusetts | Hampden | 2 | 2007 | 9999 |  |  |  | 7.2573 | Default Emission Factor
Stony Brook | 6081_G_BS#2 | 6081 | G | BS#2 |  | Combustion Turbine | NENGREST | Massachusetts | Hampden | 2 | 2007 | 9999 |  |  |  | 7.2573 | Default Emission Factor
Stony Brook | 6081_G_CA1 | 6081 | G | CA1 | 2756 | Combined Cycle | NENGREST | Massachusetts | Hampden | 96 | 1981 | 9999 |  |  |  | 0.14165 | NEI 2019
Stony Brook | 6081_G_CT1 | 6081 | G | CT1 | 2756 | Combined Cycle | NENGREST | Massachusetts | Hampden | 69.7 | 1981 | 9999 | 2019 | 0.2981 | 28038 | 0.14165 | NEI 2019
Stony Brook | 6081_G_CT2 | 6081 | G | CT2 | 2757 | Combined Cycle | NENGREST | Massachusetts | Hampden | 69.7 | 1981 | 9999 | 2019 | 2.157 | 2476 | 0.14165 | NEI 2019
Stony Brook | 6081_G_CT3 | 6081 | G | CT3 | 2758 | Combined Cycle | NENGREST | Massachusetts | Hampden | 69.7 | 1981 | 9999 | 2019 | 0.7145 | 14239 | 0.14165 | NEI 2019
Stony Brook | 6081_G_EDSI | 6081 | G | EDSI |  | Combustion Turbine | NENGREST | Massachusetts | Hampden | 0.6 | 1981 | 9999 |  |  |  | 7.2573 | Default Emission Factor
Orbit Energy RI | 60831_G_1 | 60831 | G | 1 |  | Non-Fossil Waste | NENGREST | Rhode Island | Providence | 3.2 | 2017 | 9999 |  |  |  | 6.5998 | Default Emission Factor
R M Schahfer | 6085_G_16A | 6085 | G | 16A | 9095 | Combustion Turbine | MIS_INKY | Indiana | Jasper | 78 | 1979 | 9999 | 2017 | 2.1771 | 7213.7419 | 0.60358 | NEI 2019
R M Schahfer | 6085_G_16B | 6085 | G | 16B | 9096 | Combustion Turbine | MIS_INKY | Indiana | Jasper | 77 | 1979 | 9999 | 2017 | 2.9665 | 7121.2581 | 0.83315 | NEI 2019
North Loop | 6088_G_1 | 6088 | G | 1 |  | Combustion Turbine | WECC_AZ | Arizona | Pima | 25 | 1972 | 9999 | 2019 | 0.9159 | 3283.1579 | 0.55794 | NEI 2019
North Loop | 6088_G_2 | 6088 | G | 2 |  | Combustion Turbine | WECC_AZ | Arizona | Pima | 25 | 1972 | 9999 | 2019 | 3.9723 | 3283.1579 | 2.4198 | NEI 2019
North Loop | 6088_G_3 | 6088 | G | 3 |  | Combustion Turbine | WECC_AZ | Arizona | Pima | 25 | 1972 | 9999 | 2019 | 2.408 | 3283.1579 | 1.4669 | NEI 2019
North Loop | 6088_G_4 | 6088 | G | 4 |  | Combustion Turbine | WECC_AZ | Arizona | Pima | 20 | 2001 | 9999 | 2019 | 2.381 | 2626.5263 | 1.813 | NEI 2019
Lewis & Clark | 6089_G_2 | 6089 | G | 2 |  | Combustion Turbine | MIS_MAPP | Montana | Richland | 9.1 | 2016 | 9999 | 2019 | 0.0595 | 1001.5 | 0.11882 | NEI 2019
Lewis & Clark | 6089_G_3 | 6089 | G | 3 |  | Combustion Turbine | MIS_MAPP | Montana | Richland | 9.1 | 2016 | 9999 | 2019 | 0.0672 | 1001.5 | 0.1342 | NEI 2019
Cape Canaveral | 609_G_3A | 609 | G | 3A | 90801 | Combined Cycle | FRCC | Florida | Brevard | 270.4 | 2013 | 9999 | 2019 | 80.42 | 3628560 | 0.09956 | NEI 2019
Cape Canaveral | 609_G_3B | 609 | G | 3B | 90802 | Combined Cycle | FRCC | Florida | Brevard | 270.4 | 2013 | 9999 | 2019 | 134.62 | 1711020 | 0.09956 | NEI 2019
Cape Canaveral | 609_G_3C | 609 | G | 3C | 90803 | Combined Cycle | FRCC | Florida | Brevard | 270.4 | 2013 | 9999 | 2019 | 117.33 | 1337282 | 0.09956 | NEI 2019
Cape Canaveral | 609_G_3ST | 609 | G | 3ST | 90801 | Combined Cycle | FRCC | Florida | Brevard | 478.8 | 2013 | 9999 |  |  |  | 0.09956 | NEI 2019
Salem Harbor Station NGCC | 60903_G_1 | 60903 | G | 1 | 91204 | Combined Cycle | NENGREST | Massachusetts | Essex | 134.5 | 2018 | 9999 | 2019 | 2.071 | 86887 | 0.01705 | NEI 2019
Salem Harbor Station NGCC | 60903_G_2 | 60903 | G | 2 | 91205 | Combined Cycle | NENGREST | Massachusetts | Essex | 134.2 | 2018 | 9999 | 2019 | 1.754 | 101470 | 0.01205 | NEI 2019
Salem Harbor Station NGCC | 60903_G_3 | 60903 | G | 3 |  | Combined Cycle | NENGREST | Massachusetts | Essex | 204.4 | 2018 | 9999 |  |  |  | 0.01705 | NEI 2019
Salem Harbor Station NGCC | 60903_G_4 | 60903 | G | 4 |  | Combined Cycle | NENGREST | Massachusetts | Essex | 204 | 2018 | 9999 |  |  |  | 0.01205 | NEI 2019
NET Power La Porte Station | 60910_G_NPLPS | 60910 | G | NPLPS |  | Combustion Turbine | ERC_REST | Texas | Harris | 25.5 | 2019 | 9999 |  |  |  | 0.29834 | Default Emission Factor
Verwey-Hanford Dairy Digester #1 | 60918_G_00003 | 60918 | G | 00003 |  | Non-Fossil Waste | WEC_CALN | California | Kings | 1 | 2016 | 9999 |  |  |  | 6.5998 | Default Emission Factor
Spirit Mound | 6092_G_1 | 6092 | G | 1 |  | Combustion Turbine | SPP_WAUE | South Dakota | Clay | 54.6 | 1978 | 2025 |  |  |  | 0.75865 | Default Emission Factor
Spirit Mound | 6092_G_2 | 6092 | G | 2 |  | Combustion Turbine | SPP_WAUE | South Dakota | Clay | 45.5 | 1978 | 2025 | 2019 | 0.01 | 2454.5455 | 0.00815 | NEI 2019
St. Charles Power Station (LA) | 60926_G_1A | 60926 | G | 1A | 91295 | Combined Cycle | MIS_AMSO | Louisiana | St Charles | 250 | 2019 | 9999 | 2019 | 42.84 | 3615675 | 0.0237 | NEI 2019
St. Charles Power Station (LA) | 60926_G_1B | 60926 | G | 1B | 91296 | Combined Cycle | MIS_AMSO | Louisiana | St Charles | 250 | 2019 | 9999 |  |  |  | 0.0237 | NEI 2019
St. Charles Power Station (LA) | 60926_G_1C | 60926 | G | 1C | 91295 | Combined Cycle | MIS_AMSO | Louisiana | St Charles | 500 | 2019 | 9999 |  |  |  | 0.0237 | NEI 2019
Lake Charles Power | 60927_G_1A | 60927 | G | 1A |  | Combined Cycle | MIS_WOTA | Louisiana | Calcasieu | 250 | 2020 | 9999 |  |  |  | 0.03343 | Default Emission Factor
Lake Charles Power | 60927_G_1B | 60927 | G | 1B |  | Combined Cycle | MIS_WOTA | Louisiana | Calcasieu | 250 | 2020 | 9999 |  |  |  | 0.03343 | Default Emission Factor
Lake Charles Power | 60927_G_1C | 60927 | G | 1C |  | Combined Cycle | MIS_WOTA | Louisiana | Calcasieu | 500 | 2020 | 9999 |  |  |  | 0.03343 | Default Emission Factor
New Orleans Power | 60928_G_1 | 60928 | G | 1 |  | Combustion Turbine | MIS_AMSO | Louisiana | Orleans | 250 | 2020 | 9999 |  |  |  | 0.29834 | Default Emission Factor
Hopewell Cogeneration NJ | 60933_G_GEN1 | 60933 | G | GEN1 |  | Combustion Turbine | PJM_EMAC | New Jersey | Mercer | 2 | 2015 | 9999 |  |  |  | 3.2013 | Default Emission Factor
Hopewell Cogeneration NJ | 60933_G_GEN2 | 60933 | G | GEN2 |  | Combustion Turbine | PJM_EMAC | New Jersey | Mercer | 2 | 2015 | 9999 |  |  |  | 3.2013 | Default Emission Factor
Hyperion Treatment Plant CHP Plant | 60960_G_CTG1 | 60960 | G | CTG1 |  | Non-Fossil Waste | WEC_LADW | California | Los Angeles | 10 | 2017 | 9999 |  |  |  | 6.5998 | Default Emission Factor
Hyperion Treatment Plant CHP Plant | 60960_G_CTG2 | 60960 | G | CTG2 |  | Non-Fossil Waste | WEC_LADW | California | Los Angeles | 10 | 2017 | 9999 |  |  |  | 6.5998 | Default Emission Factor
Hyperion Treatment Plant CHP Plant | 60960_G_STG1 | 60960 | G | STG1 |  | Non-Fossil Waste | WEC_LADW | California | Los Angeles | 2 | 2017 | 9999 |  |  |  | 6.5998 | Default Emission Factor
Big Stone | 6098_G_D1 | 6098 | G | D1 |  | Combustion Turbine | MIS_MAPP | South Dakota | Grant | 0.6 | 1975 | 9999 |  |  |  | 7.2573 | Default Emission Factor
Mill Seat Renewable Energy Facility | 61012_G_GEN1 | 61012 | G | GEN1 |  | Landfill Gas | NY_Z_B | New York | Genesee | 0.8 | 2007 | 9999 |  |  |  | 8.0181 | Default Emission Factor
Mill Seat Renewable Energy Facility | 61012_G_GEN2 | 61012 | G | GEN2 |  | Landfill Gas | NY_Z_B | New York | Genesee | 0.8 | 2007 | 9999 |  |  |  | 8.0181 | Default Emission Factor
Mill Seat Renewable Energy Facility | 61012_G_GEN3 | 61012 | G | GEN3 |  | Landfill Gas | NY_Z_B | New York | Genesee | 0.8 | 2007 | 9999 |  |  |  | 8.0181 | Default Emission Factor
Mill Seat Renewable Energy Facility | 61012_G_GEN4 | 61012 | G | GEN4 |  | Landfill Gas | NY_Z_B | New York | Genesee | 0.8 | 2007 | 9999 |  |  |  | 8.0181 | Default Emission Factor
Mill Seat Renewable Energy Facility | 61012_G_GEN5 | 61012 | G | GEN5 |  | Landfill Gas | NY_Z_B | New York | Genesee | 0.8 | 2007 | 9999 |  |  |  | 8.0181 | Default Emission Factor
Mill Seat Renewable Energy Facility | 61012_G_GEN6 | 61012 | G | GEN6 |  | Landfill Gas | NY_Z_B | New York | Genesee | 0.8 | 2007 | 9999 |  |  |  | 8.0181 | Default Emission Factor
Mill Seat Renewable Energy Facility | 61012_G_GEN7 | 61012 | G | GEN7 |  | Landfill Gas | NY_Z_B | New York | Genesee | 0.8 | 2007 | 9999 |  |  |  | 8.0181 | Default Emission Factor
Mill Seat Renewable Energy Facility | 61012_G_GEN8 | 61012 | G | GEN8 |  | Landfill Gas | NY_Z_B | New York | Genesee | 0.8 | 2007 | 9999 |  |  |  | 8.0181 | Default Emission Factor
Montefiore - Westchester Square | 61025_G_EGEN1 | 61025 | G | EGEN1 |  | Combustion Turbine | NY_Z_J | New York | Bronx | 1 | 1983 | 9999 |  |  |  | 7.2573 | Default Emission Factor
New York Presbyterian Hospital-168th St | 61026_G_CHNY1 | 61026 | G | CHNY1 |  | Combustion Turbine | NY_Z_J | New York | New York | 2 | 2003 | 9999 |  |  |  | 7.2573 | Default Emission Factor
New York Presbyterian Hospital-168th St | 61026_G_CHNY2 | 61026 | G | CHNY2 |  | Combustion Turbine | NY_Z_J | New York | New York | 2 | 2003 | 9999 |  |  |  | 7.2573 | Default Emission Factor
New York Presbyterian Hospital-168th St | 61026_G_GARG | 61026 | G | GARG |  | Combustion Turbine | NY_Z_J | New York | New York | 0.1 | 2000 | 9999 |  |  |  | 7.2573 | Default Emission Factor
New York Presbyterian Hospital-168th St | 61026_G_MHB1 | 61026 | G | MHB1 |  | Combustion Turbine | NY_Z_J | New York | New York | 2 | 2000 | 9999 |  |  |  | 7.2573 | Default Emission Factor
New York Presbyterian Hospital-168th St | 61026_G_MHB2 | 61026 | G | MHB2 |  | Combustion Turbine | NY_Z_J | New York | New York | 1.4 | 2000 | 9999 |  |  |  | 7.2573 | Default Emission Factor
New York Presbyterian Hospital-168th St | 61026_G_MHB3 | 61026 | G | MHB3 |  | Combustion Turbine | NY_Z_J | New York | New York | 1.4 | 2000 | 9999 |  |  |  | 7.2573 | Default Emission Factor
New York Presbyterian Hospital-168th St | 61026_G_MHB4 | 61026 | G | MHB4 |  | Combustion Turbine | NY_Z_J | New York | New York | 1.5 | 2008 | 9999 |  |  |  | 7.2573 | Default Emission Factor
New York Presbyterian Hospital-168th St | 61026_G_MHB5 | 61026 | G | MHB5 |  | Combustion Turbine | NY_Z_J | New York | New York | 1.5 | 2008 | 9999 |  |  |  | 7.2573 | Default Emission Factor
Hickory Run Energy Station | 61028_G_CTG1 | 61028 | G | CTG1 |  | Combined Cycle | PJM_ATSI | Pennsylvania | Lawrence | 283 | 2020 | 9999 |  |  |  | 0.03343 | Default Emission Factor
Hickory Run Energy Station | 61028_G_CTG2 | 61028 | G | CTG2 |  | Combined Cycle | PJM_ATSI | Pennsylvania | Lawrence | 283 | 2020 | 9999 |  |  |  | 0.03343 | Default Emission Factor
Hickory Run Energy Station | 61028_G_STG1 | 61028 | G | STG1 |  | Combined Cycle | PJM_ATSI | Pennsylvania | Lawrence | 437 | 2020 | 9999 |  |  |  | 0.03343 | Default Emission Factor
Birdsboro Power | 61035_G_GEN1 | 61035 | G | GEN1 | 91213 | Combined Cycle | PJM_WMAC | Pennsylvania | Berks | 476 | 2019 | 9999 | 2019 | 13.17 | 2186256 | 0.01205 | NEI 2019
Sub 12 | 61080_G_IC1 | 61080 | G | IC1 |  | Combustion Turbine | FRCC | Florida | Leon | 9.3 | 2018 | 9999 |  |  |  | 3.2013 | Default Emission Factor
Sub 12 | 61080_G_IC2 | 61080 | G | IC2 |  | Combustion Turbine | FRCC | Florida | Leon | 9.3 | 2018 | 9999 |  |  |  | 3.2013 | Default Emission Factor
Fort St Vrain | 6112_G_1 | 6112 | G | 1 | 2779 | Combined Cycle | WECC_CO | Colorado | Weld | 301 | 1998 | 9999 |  |  |  | 0.63084 | NEI 2019
Fort St Vrain | 6112_G_2 | 6112 | G | 2 | 2779 | Combined Cycle | WECC_CO | Colorado | Weld | 123 | 1996 | 9999 | 2019 | 388.8332 | 2203116 | 0.63084 | NEI 2019
Fort St Vrain | 6112_G_3 | 6112 | G | 3 | 2780 | Combined Cycle | WECC_CO | Colorado | Weld | 128 | 1999 | 9999 | 2019 | 409.8243 | 841403 | 0.63084 | NEI 2019
Fort St Vrain | 6112_G_4 | 6112 | G | 4 | 2781 | Combined Cycle | WECC_CO | Colorado | Weld | 128 | 2001 | 9999 | 2019 | 430.6142 | 852726 | 0.63084 | NEI 2019
Fort St Vrain | 6112_G_5 | 6112 | G | 5 | 90254 | Combustion Turbine | WECC_CO | Colorado | Weld | 144 | 2009 | 9999 | 2019 | 2.78 | 53729 | 0.10348 | NEI 2019
Fort St Vrain | 6112_G_6 | 6112 | G | 6 | 90255 | Combustion Turbine | WECC_CO | Colorado | Weld | 144 | 2009 | 9999 | 2019 | 3.1 | 53729 | 0.11539 | NEI 2019
Brown County LFGTE Power Station | 61145_G_GM01 | 61145 | G | GM01 |  | Landfill Gas | PJM_West | Ohio | Brown | 1.5 | 2017 | 9999 | 2018 | 13.75 | 8879.3333 | 3.0971 | Ohio State Emissions Inventory
Brown County LFGTE Power Station | 61145_G_GM02 | 61145 | G | GM02 |  | Landfill Gas | PJM_West | Ohio | Brown | 1.5 | 2017 | 9999 | 2018 | 11.6533 | 8879.3333 | 2.6248 | Ohio State Emissions Inventory
Brown County LFGTE Power Station | 61145_G_GM03 | 61145 | G | GM03 |  | Landfill Gas | PJM_West | Ohio | Brown | 1.5 | 2017 | 9999 | 2018 | 3.5467 | 8879.3333 | 0.79886 | Ohio State Emissions Inventory
Boston Medical Center CHP Plant | 61186_G_COGEN | 61186 | G | COGEN |  | Combustion Turbine | NENGREST | Massachusetts | Suffolk | 2 | 2017 | 9999 |  |  |  | 3.2013 | Default Emission Factor
Fort Myers | 612_G_2A | 612 | G | 2A | 403 | Combined Cycle | FRCC | Florida | Lee | 199.5 | 2000 | 9999 | 2019 | 4.4053 | 1527241 | 0.01054 | NEI 2019
Fort Myers | 612_G_2B | 612 | G | 2B | 404 | Combined Cycle | FRCC | Florida | Lee | 199.5 | 2000 | 9999 | 2019 | 3.8325 | 896237 | 0.01054 | NEI 2019
Fort Myers | 612_G_2C | 612 | G | 2C | 405 | Combined Cycle | FRCC | Florida | Lee | 199.5 | 2000 | 9999 | 2019 | 8.5954 | 772094 | 0.01054 | NEI 2019
Fort Myers | 612_G_2D | 612 | G | 2D | 406 | Combined Cycle | FRCC | Florida | Lee | 199.5 | 2001 | 9999 | 2019 | 4.8939 | 2901818 | 0.00547 | NEI 2019
Fort Myers | 612_G_2E | 612 | G | 2E | 407 | Combined Cycle | FRCC | Florida | Lee | 199.5 | 2001 | 9999 | 2019 | 4.422 | 957893 | 0.00547 | NEI 2019
Fort Myers | 612_G_2F | 612 | G | 2F | 408 | Combined Cycle | FRCC | Florida | Lee | 199.5 | 2001 | 9999 | 2019 | 4.0159 | 1016973 | 0.00547 | NEI 2019
Fort Myers | 612_G_9 | 612 | G | 9 |  | Combustion Turbine | FRCC | Florida | Lee | 54 | 1974 | 9999 | 2017 | 0.31945 | 15510.604 | 0.04119 | NEI 2019
Fort Myers | 612_G_CT1 | 612 | G | CT1 | 411 | Combustion Turbine | FRCC | Florida | Lee | 182 | 2003 | 9999 |  |  |  | 0.72922 | Default Emission Factor
Fort Myers | 612_G_CT2 | 612 | G | CT2 | 412 | Combustion Turbine | FRCC | Florida | Lee | 182 | 2003 | 9999 |  |  |  | 0.72922 | Default Emission Factor
Fort Myers | 612_G_GT1 | 612 | G | GT1 |  | Combustion Turbine | FRCC | Florida | Lee | 54 | 1974 | 9999 | 2017 | 0.12121 | 15510.604 | 0.01563 | NEI 2019
Fort Myers | 612_G_PFM3C | 612 | G | PFM3C | 91055 | Combustion Turbine | FRCC | Florida | Lee | 231 | 2016 | 9999 | 2019 | 3.5121 | 85898.8594 | 0.08177 | NEI 2019
Fort Myers | 612_G_PFM3D | 612 | G | PFM3D | 91054 | Combustion Turbine | FRCC | Florida | Lee | 231 | 2016 | 9999 | 2019 | 3.7381 | 85898.8594 | 0.08704 | NEI 2019
Fort Myers | 612_G_ST1 | 612 | G | ST1 | 403 | Combined Cycle | FRCC | Florida | Lee | 155.8 | 1958 | 9999 |  |  |  | 0.01054 | NEI 2019
Fort Myers | 612_G_ST2 | 612 | G | ST2 | 406 | Combined Cycle | FRCC | Florida | Lee | 459.2 | 1969 | 9999 |  |  |  | 0.00547 | NEI 2019
Whitehorn | 6120_G_2 | 6120 | G | 2 |  | Combustion Turbine | WECC_PNW | Washington | Whatcom | 67 | 1981 | 9999 | 2019 | 1 | 3935 | 0.50826 | NEI 2019
Whitehorn | 6120_G_3 | 6120 | G | 3 |  | Combustion Turbine | WECC_PNW | Washington | Whatcom | 67 | 1981 | 9999 | 2019 | 0.73 | 3935 | 0.37103 | NEI 2019
NY - Presbyt. Hospital - 525 E 68TH St | 61238_G_ANX1 | 61238 | G | ANX1 |  | Combustion Turbine | NY_Z_J | New York | New York | 2.5 | 2016 | 9999 |  |  |  | 7.2573 | Default Emission Factor
NY - Presbyt. Hospital - 525 E 68TH St | 61238_G_ANX2 | 61238 | G | ANX2 |  | Combustion Turbine | NY_Z_J | New York | New York | 2.5 | 2016 | 9999 |  |  |  | 7.2573 | Default Emission Factor
NY - Presbyt. Hospital - 525 E 68TH St | 61238_G_CGTB | 61238 | G | CGTB |  | Combustion Turbine | NY_Z_J | New York | New York | 7.7 | 2009 | 9999 |  |  |  | 0.72922 | Default Emission Factor
NY - Presbyt. Hospital - 525 E 68TH St | 61238_G_GRB1 | 61238 | G | GRB1 |  | Combustion Turbine | NY_Z_J | New York | New York | 1.4 | 1997 | 9999 |  |  |  | 7.2573 | Default Emission Factor
NY - Presbyt. Hospital - 525 E 68TH St | 61238_G_GRB2 | 61238 | G | GRB2 |  | Combustion Turbine | NY_Z_J | New York | New York | 1.4 | 1997 | 9999 |  |  |  | 7.2573 | Default Emission Factor
NY - Presbyt. Hospital - 525 E 68TH St | 61238_G_GRB3 | 61238 | G | GRB3 |  | Combustion Turbine | NY_Z_J | New York | New York | 1.4 | 1997 | 9999 |  |  |  | 7.2573 | Default Emission Factor
NY - Presbyt. Hospital - 525 E 68TH St | 61238_G_GRB4 | 61238 | G | GRB4 |  | Combustion Turbine | NY_Z_J | New York | New York | 1.5 | 2008 | 9999 |  |  |  | 7.2573 | Default Emission Factor
McIntosh | 6124_G_CT1 | 6124 | G | CT1 | 2788 | Combustion Turbine | S_SOU | Georgia | Effingham | 82.2 | 1995 | 9999 | 2019 | 2.7932 | 5467.5 | 1.0217 | NEI 2019
McIntosh | 6124_G_CT2 | 6124 | G | CT2 | 2789 | Combustion Turbine | S_SOU | Georgia | Effingham | 82.2 | 1995 | 9999 | 2019 | 3.5226 | 5467.5 | 1.2886 | NEI 2019
McIntosh | 6124_G_CT3 | 6124 | G | CT3 | 2790 | Combustion Turbine | S_SOU | Georgia | Effingham | 82.2 | 1994 | 9999 | 2019 | 1.8108 | 5467.5 | 0.66238 | NEI 2019
McIntosh | 6124_G_CT4 | 6124 | G | CT4 | 2791 | Combustion Turbine | S_SOU | Georgia | Effingham | 82.2 | 1994 | 9999 | 2019 | 4.8882 | 5467.5 | 1.7881 | NEI 2019
McIntosh | 6124_G_CT5 | 6124 | G | CT5 | 2792 | Combustion Turbine | S_SOU | Georgia | Effingham | 82.2 | 1994 | 9999 | 2019 | 5.0023 | 5467.5 | 1.8298 | NEI 2019
McIntosh | 6124_G_CT6 | 6124 | G | CT6 | 2793 | Combustion Turbine | S_SOU | Georgia | Effingham | 82.2 | 1994 | 9999 | 2019 | 3.9965 | 5467.5 | 1.4619 | NEI 2019
McIntosh | 6124_G_CT7 | 6124 | G | CT7 | 2794 | Combustion Turbine | S_SOU | Georgia | Effingham | 82.2 | 1994 | 9999 | 2019 | 2.8896 | 5467.5 | 1.057 | NEI 2019
McIntosh | 6124_G_CT8 | 6124 | G | CT8 | 2795 | Combustion Turbine | S_SOU | Georgia | Effingham | 82.2 | 1994 | 9999 | 2019 | 1.5501 | 5467.5 | 0.56704 | NEI 2019
Victoria City Power LLC | 61241_G_VC-1 | 61241 | G | VC-1 |  | Combustion Turbine | ERC_REST | Texas | Victoria | 43 | 2019 | 9999 |  |  |  | 0.29834 | Default Emission Factor
Victoria City Power LLC | 61241_G_VC-2 | 61241 | G | VC-2 |  | Combustion Turbine | ERC_REST | Texas | Victoria | 43 | 2019 | 9999 |  |  |  | 0.29834 | Default Emission Factor
Victoria Port Power LLC | 61242_G_VP-1 | 61242 | G | VP-1 | 91228 | Combustion Turbine | ERC_REST | Texas | Victoria | 50 | 2019 | 9999 |  |  |  | 0.29834 | Default Emission Factor
Victoria Port Power LLC | 61242_G_VP-2 | 61242 | G | VP-2 | 91229 | Combustion Turbine | ERC_REST | Texas | Victoria | 50 | 2019 | 9999 |  |  |  | 0.29834 | Default Emission Factor
Shrewsbury | 6125_G_1 | 6125 | G | 1 |  | Combustion Turbine | NENGREST | Massachusetts | Worcester | 2.8 | 1969 | 9999 |  |  |  | 7.2573 | Default Emission Factor
Shrewsbury | 6125_G_2 | 6125 | G | 2 |  | Combustion Turbine | NENGREST | Massachusetts | Worcester | 2.8 | 1969 | 9999 |  |  |  | 7.2573 | Default Emission Factor
Shrewsbury | 6125_G_3 | 6125 | G | 3 |  | Combustion Turbine | NENGREST | Massachusetts | Worcester | 2.8 | 1975 | 9999 |  |  |  | 7.2573 | Default Emission Factor
Shrewsbury | 6125_G_4 | 6125 | G | 4 |  | Combustion Turbine | NENGREST | Massachusetts | Worcester | 2.8 | 1975 | 9999 |  |  |  | 7.2573 | Default Emission Factor
Shrewsbury | 6125_G_5 | 6125 | G | 5 |  | Combustion Turbine | NENGREST | Massachusetts | Worcester | 2.8 | 1978 | 9999 |  |  |  | 7.2573 | Default Emission Factor
Wolf Run Energy | 61263_G_GEN1 | 61263 | G | GEN1 |  | Combustion Turbine | PJM_PENE | Pennsylvania | Bradford | 4.4 | 2019 | 9999 |  |  |  | 0.29705 | Default Emission Factor
Wolf Run Energy | 61263_G_GEN2 | 61263 | G | GEN2 |  | Combustion Turbine | PJM_PENE | Pennsylvania | Bradford | 4.4 | 2019 | 9999 |  |  |  | 0.29705 | Default Emission Factor
Wolf Run Energy | 61263_G_GEN3 | 61263 | G | GEN3 |  | Combustion Turbine | PJM_PENE | Pennsylvania | Bradford | 4.4 | 2019 | 9999 |  |  |  | 0.29705 | Default Emission Factor
Wolf Run Energy | 61263_G_GEN4 | 61263 | G | GEN4 |  | Combustion Turbine | PJM_PENE | Pennsylvania | Bradford | 4.4 | 2019 | 9999 |  |  |  | 0.29705 | Default Emission Factor
Wolf Run Energy | 61263_G_GEN5 | 61263 | G | GEN5 |  | Combustion Turbine | PJM_PENE | Pennsylvania | Bradford | 4.4 | 2019 | 9999 |  |  |  | 0.29705 | Default Emission Factor
Hurricane Creek Lift Station | 61267_G_HURR | 61267 | G | HURR |  | Combustion Turbine | MIS_INKY | Indiana | Johnson | 2 | 2004 | 9999 |  |  |  | 7.2573 | Default Emission Factor
APG Combined Heat and Power Plant | 61282_G_GEN1 | 61282 | G | GEN1 |  | Combustion Turbine | PJM_EMAC | Maryland | Harford | 6.2 | 2016 | 9999 |  |  |  | 0.72922 | Default Emission Factor
Lauderdale | 613_G_3 | 613 | G | 3 |  | Combustion Turbine | FRCC | Florida | Broward | 34.3 | 1970 | 9999 |  |  |  | 0.72922 | Default Emission Factor
Lauderdale | 613_G_5 | 613 | G | 5 |  | Combustion Turbine | FRCC | Florida | Broward | 34.3 | 1970 | 9999 |  |  |  | 0.72922 | Default Emission Factor
Lauderdale | 613_G_6A | 613 | G | 6A | 91056 | Combustion Turbine | FRCC | Florida | Broward | 231 | 2016 | 9999 | 2019 | 0.54315 | 79648.181 | 0.01364 | NEI 2019
Lauderdale | 613_G_6B | 613 | G | 6B | 91057 | Combustion Turbine | FRCC | Florida | Broward | 231 | 2016 | 9999 | 2019 | 1.3408 | 79648.181 | 0.03367 | NEI 2019
Lauderdale | 613_G_6C | 613 | G | 6C | 91058 | Combustion Turbine | FRCC | Florida | Broward | 231 | 2016 | 9999 | 2019 | 1.591 | 79648.181 | 0.03995 | NEI 2019
Lauderdale | 613_G_6D | 613 | G | 6D | 91059 | Combustion Turbine | FRCC | Florida | Broward | 231 | 2016 | 9999 | 2019 | 1.5254 | 79648.181 | 0.0383 | NEI 2019
Lauderdale | 613_G_6E | 613 | G | 6E | 91060 | Combustion Turbine | FRCC | Florida | Broward | 231 | 2016 | 9999 | 2019 | 0.65392 | 79648.181 | 0.01642 | NEI 2019
A B Brown | 6137_G_4 | 6137 | G | 4 | 2799 | Combustion Turbine | MIS_INKY | Indiana | Posey | 80 | 1991 | 9999 | 2019 | 3.7475 | 10931.5 | 0.68563 | NEI 2019
A B Brown | 6137_G_5 | 6137 | G | 5 | 10210 | Combustion Turbine | MIS_INKY | Indiana | Posey | 80 | 2002 | 9999 |  |  |  | 0.72922 | Default Emission Factor
Georgia LFG Oak Grove Plant | 61385_G_GM01 | 61385 | G | GM01 |  | Landfill Gas | S_SOU | Georgia | Barrow | 2.1 | 2016 | 9999 |  |  |  | 8.0181 | Default Emission Factor
Georgia LFG Oak Grove Plant | 61385_G_GM02 | 61385 | G | GM02 |  | Landfill Gas | S_SOU | Georgia | Barrow | 2.1 | 2016 | 9999 |  |  |  | 8.0181 | Default Emission Factor
Georgia LFG Oak Grove Plant | 61385_G_GM03 | 61385 | G | GM03 |  | Landfill Gas | S_SOU | Georgia | Barrow | 2.1 | 2016 | 9999 |  |  |  | 8.0181 | Default Emission Factor
Georgia LFG Pine Ridge Plant | 61386_G_GM01 | 61386 | G | GM01 |  | Landfill Gas | S_SOU | Georgia | Spalding | 2.1 | 2016 | 9999 |  |  |  | 8.0181 | Default Emission Factor
Georgia LFG Pine Ridge Plant | 61386_G_GM02 | 61386 | G | GM02 |  | Landfill Gas | S_SOU | Georgia | Spalding | 2.1 | 2016 | 9999 |  |  |  | 8.0181 | Default Emission Factor
Georgia LFG Pine Ridge Plant | 61386_G_GM03 | 61386 | G | GM03 |  | Landfill Gas | S_SOU | Georgia | Spalding | 2.1 | 2016 | 9999 |  |  |  | 8.0181 | Default Emission Factor
Georgia LFG Richland Creek Plant | 61387_G_GM01 | 61387 | G | GM01 |  | Landfill Gas | S_SOU | Georgia | Gwinnett | 2.1 | 2016 | 9999 |  |  |  | 8.0181 | Default Emission Factor
Georgia LFG Richland Creek Plant | 61387_G_GM02 | 61387 | G | GM02 |  | Landfill Gas | S_SOU | Georgia | Gwinnett | 2.1 | 2016 | 9999 |  |  |  | 8.0181 | Default Emission Factor
Georgia LFG Richland Creek Plant | 61387_G_GM03 | 61387 | G | GM03 |  | Landfill Gas | S_SOU | Georgia | Gwinnett | 2.1 | 2016 | 9999 |  |  |  | 8.0181 | Default Emission Factor
Georgia LFG Richland Creek Plant | 61387_G_GM04 | 61387 | G | GM04 |  | Landfill Gas | S_SOU | Georgia | Gwinnett | 2.1 | 2016 | 9999 |  |  |  | 8.0181 | Default Emission Factor
Georgia LFG Richland Creek Plant | 61387_G_GM05 | 61387 | G | GM05 |  | Landfill Gas | S_SOU | Georgia | Gwinnett | 2.1 | 2016 | 9999 |  |  |  | 8.0181 | Default Emission Factor
A.J. Mihm Generating Station | 61391_G_M1 | 61391 | G | M1 |  | Combustion Turbine | MIS_WUMS | Michigan | Baraga | 18.3 | 2019 | 9999 |  |  |  | 0.29705 | Default Emission Factor
A.J. Mihm Generating Station | 61391_G_M2 | 61391 | G | M2 |  | Combustion Turbine | MIS_WUMS | Michigan | Baraga | 18.3 | 2019 | 9999 |  |  |  | 0.29705 | Default Emission Factor
A.J. Mihm Generating Station | 61391_G_M3 | 61391 | G | M3 |  | Combustion Turbine | MIS_WUMS | Michigan | Baraga | 18.3 | 2019 | 9999 |  |  |  | 0.29705 | Default Emission Factor
F.D. Kuester Generating Station | 61392_G_K1 | 61392 | G | K1 |  | Combustion Turbine | MIS_WUMS | Michigan | Marquette | 18.3 | 2019 | 9999 |  |  |  | 0.29705 | Default Emission Factor
F.D. Kuester Generating Station | 61392_G_K2 | 61392 | G | K2 |  | Combustion Turbine | MIS_WUMS | Michigan | Marquette | 18.3 | 2019 | 9999 |  |  |  | 0.29705 | Default Emission Factor
F.D. Kuester Generating Station | 61392_G_K3 | 61392 | G | K3 |  | Combustion Turbine | MIS_WUMS | Michigan | Marquette | 18.3 | 2019 | 9999 |  |  |  | 0.29705 | Default Emission Factor
F.D. Kuester Generating Station | 61392_G_K4 | 61392 | G | K4 |  | Combustion Turbine | MIS_WUMS | Michigan | Marquette | 18.3 | 2019 | 9999 |  |  |  | 0.29705 | Default Emission Factor
F.D. Kuester Generating Station | 61392_G_K5 | 61392 | G | K5 |  | Combustion Turbine | MIS_WUMS | Michigan | Marquette | 18.3 | 2019 | 9999 |  |  |  | 0.29705 | Default Emission Factor
F.D. Kuester Generating Station | 61392_G_K6 | 61392 | G | K6 |  | Combustion Turbine | MIS_WUMS | Michigan | Marquette | 18.3 | 2019 | 9999 |  |  |  | 0.29705 | Default Emission Factor
F.D. Kuester Generating Station | 61392_G_K7 | 61392 | G | K7 |  | Combustion Turbine | MIS_WUMS | Michigan | Marquette | 18.3 | 2019 | 9999 |  |  |  | 0.29705 | Default Emission Factor
NYC-HH - CONEY ISLAND HOSPITAL | 61413_G_GEN1 | 61413 | G | GEN1 |  | Combustion Turbine | NY_Z_J | New York | Kings | 1.2 | 1993 | 9999 |  |  |  | 7.2573 | Default Emission Factor
NYC-HH - CONEY ISLAND HOSPITAL | 61413_G_GEN2 | 61413 | G | GEN2 |  | Combustion Turbine | NY_Z_J | New York | Kings | 1.3 | 2005 | 9999 |  |  |  | 7.2573 | Default Emission Factor
NYC-HH - CONEY ISLAND HOSPITAL | 61413_G_GEN3 | 61413 | G | GEN3 |  | Combustion Turbine | NY_Z_J | New York | Kings | 0.3 | 2014 | 9999 |  |  |  | 7.2573 | Default Emission Factor
CoreSite Real Estate 2972 Stender, L.P. | 61464_G_G-1 | 61464 | G | G-1 |  | Combustion Turbine | WEC_CALN | California | Santa Clara | 2 | 2011 | 9999 |  |  |  | 7.2573 | Default Emission Factor
CoreSite Real Estate 2972 Stender, L.P. | 61464_G_G-2 | 61464 | G | G-2 |  | Combustion Turbine | WEC_CALN | California | Santa Clara | 2 | 2011 | 9999 |  |  |  | 7.2573 | Default Emission Factor
CoreSite Real Estate 2972 Stender, L.P. | 61464_G_G-3 | 61464 | G | G-3 |  | Combustion Turbine | WEC_CALN | California | Santa Clara | 2 | 2011 | 9999 |  |  |  | 7.2573 | Default Emission Factor
CoreSite Real Estate 2972 Stender, L.P. | 61464_G_G-4 | 61464 | G | G-4 |  | Combustion Turbine | WEC_CALN | California | Santa Clara | 2 | 2011 | 9999 |  |  |  | 7.2573 | Default Emission Factor
CoreSite Real Estate 2972 Stender, L.P. | 61464_G_G-5 | 61464 | G | G-5 |  | Combustion Turbine | WEC_CALN | California | Santa Clara | 2 | 2011 | 9999 |  |  |  | 7.2573 | Default Emission Factor
CoreSite Real Estate 2972 Stender, L.P. | 61464_G_G-6 | 61464 | G | G-6 |  | Combustion Turbine | WEC_CALN | California | Santa Clara | 2 | 2011 | 9999 |  |  |  | 7.2573 | Default Emission Factor
ABEC #2 dba West-Star Dairy | 61501_G_GEN1 | 61501 | G | GEN1 |  | Non-Fossil Waste | WECC_SCE | California | Kern | 1 | 2018 | 9999 |  |  |  | 6.5998 | Default Emission Factor
ABEC #3 dba Lakeview Dairy | 61502_G_GEN1 | 61502 | G | GEN1 |  | Non-Fossil Waste | WECC_SCE | California | Kern | 1 | 2018 | 9999 |  |  |  | 6.5998 | Default Emission Factor
ABEC #4 dba CE&S Dairy | 61503_G_GEN1 | 61503 | G | GEN1 |  | Non-Fossil Waste | WECC_SCE | California | Kern | 1 | 2018 | 9999 |  |  |  | 6.5998 | Default Emission Factor
Provo Power Plant | 61508_G_1 | 61508 | G | 1 |  | Combustion Turbine | WECC_UT | Utah | Utah | 2.4 | 2018 | 9999 |  |  |  | 3.2013 | Default Emission Factor
Provo Power Plant | 61508_G_2 | 61508 | G | 2 |  | Combustion Turbine | WECC_UT | Utah | Utah | 2.4 | 2018 | 9999 |  |  |  | 3.2013 | Default Emission Factor
Provo Power Plant | 61508_G_3 | 61508 | G | 3 |  | Combustion Turbine | WECC_UT | Utah | Utah | 2.4 | 2018 | 9999 |  |  |  | 3.2013 | Default Emission Factor
Provo Power Plant | 61508_G_4 | 61508 | G | 4 |  | Combustion Turbine | WECC_UT | Utah | Utah | 2.4 | 2018 | 9999 |  |  |  | 3.2013 | Default Emission Factor
Provo Power Plant | 61508_G_5 | 61508 | G | 5 |  | Combustion Turbine | WECC_UT | Utah | Utah | 2.4 | 2018 | 9999 |  |  |  | 3.2013 | Default Emission Factor
New Haven Harbor | 6156_G_2 | 6156 | G | 2 | 90569 | Combustion Turbine | NENG_CT | Connecticut | New Haven | 42.9 | 2012 | 9999 |  |  |  | 0.72922 | Default Emission Factor
New Haven Harbor | 6156_G_3 | 6156 | G | 3 | 90570 | Combustion Turbine | NENG_CT | Connecticut | New Haven | 42.9 | 2012 | 9999 |  |  |  | 0.72922 | Default Emission Factor
New Haven Harbor | 6156_G_4 | 6156 | G | 4 | 90571 | Combustion Turbine | NENG_CT | Connecticut | New Haven | 42.9 | 2012 | 9999 |  |  |  | 0.72922 | Default Emission Factor
Mount Sinai Beth Israel | 61569_G_EGEN1 | 61569 | G | EGEN1 |  | Combustion Turbine | NY_Z_J | New York | New York | 0.2 | 1988 | 9999 |  |  |  | 7.2573 | Default Emission Factor
Mount Sinai Beth Israel | 61569_G_EGEN2 | 61569 | G | EGEN2 |  | Combustion Turbine | NY_Z_J | New York | New York | 0.3 | 1988 | 9999 |  |  |  | 7.2573 | Default Emission Factor
Mount Sinai Beth Israel | 61569_G_EGEN4 | 61569 | G | EGEN4 |  | Combustion Turbine | NY_Z_J | New York | New York | 0.3 | 1988 | 9999 |  |  |  | 7.2573 | Default Emission Factor
Mount Sinai Beth Israel | 61569_G_EGEN5 | 61569 | G | EGEN5 |  | Combustion Turbine | NY_Z_J | New York | New York | 0.2 | 1988 | 9999 |  |  |  | 7.2573 | Default Emission Factor
Mount Sinai Beth Israel | 61569_G_EGEN6 | 61569 | G | EGEN6 |  | Combustion Turbine | NY_Z_J | New York | New York | 0.3 | 1988 | 9999 |  |  |  | 7.2573 | Default Emission Factor
Mount Sinai Beth Israel | 61569_G_EGEN7 | 61569 | G | EGEN7 |  | Combustion Turbine | NY_Z_J | New York | New York | 0.8 | 1988 | 9999 |  |  |  | 7.2573 | Default Emission Factor
Mount Sinai Beth Israel | 61569_G_EGEN8 | 61569 | G | EGEN8 |  | Combustion Turbine | NY_Z_J | New York | New York | 0.8 | 1988 | 9999 |  |  |  | 7.2573 | Default Emission Factor
Mount Sinai Beth Israel | 61569_G_EGEN9 | 61569 | G | EGEN9 |  | Combustion Turbine | NY_Z_J | New York | New York | 0.9 | 1988 | 9999 |  |  |  | 7.2573 | Default Emission Factor
Denton Energy Center | 61643_G_DEC1 | 61643 | G | DEC1 |  | Combustion Turbine | ERC_REST | Texas | Denton | 18.8 | 2018 | 9999 | 2019 | 2.104 | 19643.3333 | 0.21422 | NEI 2019
Denton Energy Center | 61643_G_DEC10 | 61643 | G | DEC10 |  | Combustion Turbine | ERC_REST | Texas | Denton | 18.8 | 2018 | 9999 | 2019 | 1.412 | 19643.3333 | 0.14376 | NEI 2019
Denton Energy Center | 61643_G_DEC11 | 61643 | G | DEC11 |  | Combustion Turbine | ERC_REST | Texas | Denton | 18.8 | 2018 | 9999 | 2019 | 1.429 | 19643.3333 | 0.1455 | NEI 2019
Denton Energy Center | 61643_G_DEC12 | 61643 | G | DEC12 |  | Combustion Turbine | ERC_REST | Texas | Denton | 18.8 | 2018 | 9999 | 2019 | 1.36 | 19643.3333 | 0.13847 | NEI 2019
Denton Energy Center | 61643_G_DEC2 | 61643 | G | DEC2 |  | Combustion Turbine | ERC_REST | Texas | Denton | 18.8 | 2018 | 9999 | 2019 | 1.553 | 19643.3333 | 0.15812 | NEI 2019
Denton Energy Center | 61643_G_DEC3 | 61643 | G | DEC3 |  | Combustion Turbine | ERC_REST | Texas | Denton | 18.8 | 2018 | 9999 | 2019 | 1.689 | 19643.3333 | 0.17197 | NEI 2019
Denton Energy Center | 61643_G_DEC4 | 61643 | G | DEC4 |  | Combustion Turbine | ERC_REST | Texas | Denton | 18.8 | 2018 | 9999 | 2019 | 1.743 | 19643.3333 | 0.17747 | NEI 2019
Denton Energy Center | 61643_G_DEC5 | 61643 | G | DEC5 |  | Combustion Turbine | ERC_REST | Texas | Denton | 18.8 | 2018 | 9999 | 2019 | 1.611 | 19643.3333 | 0.16403 | NEI 2019
Denton Energy Center | 61643_G_DEC6 | 61643 | G | DEC6 |  | Combustion Turbine | ERC_REST | Texas | Denton | 18.8 | 2018 | 9999 | 2019 | 1.51 | 19643.3333 | 0.15374 | NEI 2019
Denton Energy Center | 61643_G_DEC7 | 61643 | G | DEC7 |  | Combustion Turbine | ERC_REST | Texas | Denton | 18.8 | 2018 | 9999 | 2019 | 1.304 | 19643.3333 | 0.13277 | NEI 2019
Denton Energy Center | 61643_G_DEC8 | 61643 | G | DEC8 |  | Combustion Turbine | ERC_REST | Texas | Denton | 18.8 | 2018 | 9999 | 2019 | 1.386 | 19643.3333 | 0.14112 | NEI 2019
Denton Energy Center | 61643_G_DEC9 | 61643 | G | DEC9 |  | Combustion Turbine | ERC_REST | Texas | Denton | 18.8 | 2018 | 9999 | 2019 | 1.475 | 19643.3333 | 0.15018 | NEI 2019
Fiber Recovery, Inc. | 61652_G_ENG1 | 61652 | G | ENG1 |  | Landfill Gas | MIS_WUMS | Wisconsin | Marathon | 0.8 | 2008 | 9999 |  |  |  | 8.0181 | Default Emission Factor
Fiber Recovery, Inc. | 61652_G_ENG2 | 61652 | G | ENG2 |  | Landfill Gas | MIS_WUMS | Wisconsin | Marathon | 0.8 | 2008 | 9999 |  |  |  | 8.0181 | Default Emission Factor
Fiber Recovery, Inc. | 61652_G_ENG3 | 61652 | G | ENG3 |  | Landfill Gas | MIS_WUMS | Wisconsin | Marathon | 0.8 | 2008 | 9999 |  |  |  | 8.0181 | Default Emission Factor
NCSU CCUP Cogeneration Plant | 61675_G_CTG1 | 61675 | G | CTG1 |  | Combustion Turbine | S_VACA | North Carolina | Wake | 5.6 | 2019 | 9999 |  |  |  | 0.29834 | Default Emission Factor
NCSU CCUP Cogeneration Plant | 61675_G_STG | 61675 | G | STG |  | O/G Steam | S_VACA | North Carolina | Wake | 1 | 2019 | 9999 |  |  |  | 0.10472 | Default Emission Factor
NCSU Cates Cogeneration Plant | 61676_G_CTG1 | 61676 | G | CTG1 |  | Combustion Turbine | S_VACA | North Carolina | Wake | 4.7 | 2012 | 9999 |  |  |  | 0.72922 | Default Emission Factor
NCSU Cates Cogeneration Plant | 61676_G_CTG2 | 61676 | G | CTG2 |  | Combustion Turbine | S_VACA | North Carolina | Wake | 4.7 | 2012 | 9999 |  |  |  | 0.72922 | Default Emission Factor
Port Everglades | 617_G_5A | 617 | G | 5A | 91022 | Combined Cycle | FRCC | Florida | Broward | 271.9 | 2016 | 9999 | 2019 | 13.072 | 1668730 | 0.00818 | NEI 2019
Port Everglades | 617_G_5B | 617 | G | 5B | 91023 | Combined Cycle | FRCC | Florida | Broward | 271.9 | 2016 | 9999 | 2019 | 11.2293 | 1624180 | 0.00818 | NEI 2019
Port Everglades | 617_G_5C | 617 | G | 5C | 91021 | Combined Cycle | FRCC | Florida | Broward | 271.9 | 2016 | 9999 | 2019 | 5.152 | 1465625 | 0.00818 | NEI 2019
Port Everglades | 617_G_5ST | 617 | G | 5ST |  | Combined Cycle | FRCC | Florida | Broward | 421.3 | 2016 | 9999 |  |  |  | 0.00818 | NEI 2019
Greater New Bedford LFG Utiliz. Facility | 61702_G_11052 | 61702 | G | 11052 |  | Landfill Gas | NENGREST | Massachusetts | Bristol | 3.2 | 2005 | 9999 |  |  |  | 8.0181 | Default Emission Factor
Navy Yard Peaker Station | 61737_G_GEN1 | 61737 | G | GEN1 |  | Combustion Turbine | PJM_EMAC | Pennsylvania | Philadelphia | 2 | 2017 | 9999 |  |  |  | 3.2013 | Default Emission Factor
Navy Yard Peaker Station | 61737_G_GEN2 | 61737 | G | GEN2 |  | Combustion Turbine | PJM_EMAC | Pennsylvania | Philadelphia | 2 | 2017 | 9999 |  |  |  | 3.2013 | Default Emission Factor
Navy Yard Peaker Station | 61737_G_GEN3 | 61737 | G | GEN3 |  | Combustion Turbine | PJM_EMAC | Pennsylvania | Philadelphia | 2 | 2017 | 9999 |  |  |  | 3.2013 | Default Emission Factor
Navy Yard Peaker Station | 61737_G_GEN4 | 61737 | G | GEN4 |  | Combustion Turbine | PJM_EMAC | Pennsylvania | Philadelphia | 2 | 2018 | 9999 |  |  |  | 3.2013 | Default Emission Factor
SunSelect1 | 61754_G_1 | 61754 | G | 1 |  | Combustion Turbine | WECC_SCE | California | Kern | 3.3 | 2018 | 9999 |  |  |  | 3.2013 | Default Emission Factor
SunSelect1 | 61754_G_2 | 61754 | G | 2 |  | Combustion Turbine | WECC_SCE | California | Kern | 3.3 | 2018 | 9999 |  |  |  | 3.2013 | Default Emission Factor
Gaston County Renewable Energy Center | 61758_G_GEN1 | 61758 | G | GEN1 |  | Landfill Gas | S_VACA | North Carolina | Gaston | 1.4 | 2011 | 9999 |  |  |  | 8.0181 | Default Emission Factor
Gaston County Renewable Energy Center | 61758_G_GEN2 | 61758 | G | GEN2 |  | Landfill Gas | S_VACA | North Carolina | Gaston | 1.4 | 2011 | 9999 |  |  |  | 8.0181 | Default Emission Factor
Gaston County Renewable Energy Center | 61758_G_GEN3 | 61758 | G | GEN3 |  | Landfill Gas | S_VACA | North Carolina | Gaston | 1.4 | 2011 | 9999 |  |  |  | 8.0181 | Default Emission Factor
Douglas County Forest Products | 61761_G_GEN-1 | 61761 | G | GEN-1 |  | Biomass | WECC_PNW | Oregon | Douglas | 6.3 | 2006 | 9999 |  |  |  | 7.9218 | Default Emission Factor
Brevard | 61777_G_ENG1 | 61777 | G | ENG1 |  | Landfill Gas | FRCC | Florida | Brevard | 1.6 | 2008 | 9999 | 2018 | 45.8324 | 7792.1667 | 11.7637 | Florida State Emissions Inventory
Brevard | 61777_G_ENG2 | 61777 | G | ENG2 |  | Landfill Gas | FRCC | Florida | Brevard | 1.6 | 2008 | 9999 | 2018 | 45.8324 | 7792.1667 | 11.7637 | Florida State Emissions Inventory
Brevard | 61777_G_ENG3 | 61777 | G | ENG3 |  | Landfill Gas | FRCC | Florida | Brevard | 1.6 | 2008 | 9999 | 2018 | 45.8324 | 7792.1667 | 11.7637 | Florida State Emissions Inventory
Brevard | 61777_G_ENG4 | 61777 | G | ENG4 |  | Landfill Gas | FRCC | Florida | Brevard | 1.6 | 2008 | 9999 | 2018 | 45.8324 | 7792.1667 | 11.7637 | Florida State Emissions Inventory
Brevard | 61777_G_ENG5 | 61777 | G | ENG5 |  | Landfill Gas | FRCC | Florida | Brevard | 1.6 | 2008 | 9999 | 2018 | 45.8324 | 7792.1667 | 11.7637 | Florida State Emissions Inventory
Brevard | 61777_G_ENG6 | 61777 | G | ENG6 |  | Landfill Gas | FRCC | Florida | Brevard | 1.6 | 2008 | 9999 | 2018 | 45.8324 | 7792.1667 | 11.7637 | Florida State Emissions Inventory
Hernando | 61779_G_ENG1 | 61779 | G | ENG1 |  | Landfill Gas | FRCC | Florida | Hernando | 1.6 | 2010 | 9999 | 2018 | 31.5457 | 10603 | 5.9503 | Florida State Emissions Inventory
Seminole Energy | 61780_G_ENG1 | 61780 | G | ENG1 |  | Landfill Gas | FRCC | Florida | Seminole | 1.6 | 2007 | 9999 | 2018 | 33.0709 | 4318.5 | 15.3159 | Florida State Emissions Inventory
Seminole Energy | 61780_G_ENG2 | 61780 | G | ENG2 |  | Landfill Gas | FRCC | Florida | Seminole | 1.6 | 2007 | 9999 | 2018 | 33.0709 | 4318.5 | 15.3159 | Florida State Emissions Inventory
Seminole Energy | 61780_G_ENG3 | 61780 | G | ENG3 |  | Landfill Gas | FRCC | Florida | Seminole | 1.6 | 2007 | 9999 | 2018 | 33.0709 | 4318.5 | 15.3159 | Florida State Emissions Inventory
Amana Society Service Company | 61850_G_IC1 | 61850 | G | IC1 |  | Combustion Turbine | MIS_IA | Iowa | Iowa | 1.8 | 2001 | 9999 |  |  |  | 7.2573 | Default Emission Factor
Amana Society Service Company | 61850_G_IC10 | 61850 | G | IC10 |  | Combustion Turbine | MIS_IA | Iowa | Iowa | 1.8 | 2001 | 9999 |  |  |  | 7.2573 | Default Emission Factor
Amana Society Service Company | 61850_G_IC11 | 61850 | G | IC11 |  | Combustion Turbine | MIS_IA | Iowa | Iowa | 1.8 | 2001 | 9999 |  |  |  | 7.2573 | Default Emission Factor
Amana Society Service Company | 61850_G_IC12 | 61850 | G | IC12 |  | Combustion Turbine | MIS_IA | Iowa | Iowa | 1.8 | 2001 | 9999 |  |  |  | 7.2573 | Default Emission Factor
Amana Society Service Company | 61850_G_IC2 | 61850 | G | IC2 |  | Combustion Turbine | MIS_IA | Iowa | Iowa | 1.8 | 2001 | 9999 |  |  |  | 7.2573 | Default Emission Factor
Amana Society Service Company | 61850_G_IC3 | 61850 | G | IC3 |  | Combustion Turbine | MIS_IA | Iowa | Iowa | 1.8 | 2001 | 9999 |  |  |  | 7.2573 | Default Emission Factor
Amana Society Service Company | 61850_G_IC4 | 61850 | G | IC4 |  | Combustion Turbine | MIS_IA | Iowa | Iowa | 1.8 | 2001 | 9999 |  |  |  | 7.2573 | Default Emission Factor
Amana Society Service Company | 61850_G_IC5 | 61850 | G | IC5 |  | Combustion Turbine | MIS_IA | Iowa | Iowa | 1.8 | 2001 | 9999 |  |  |  | 7.2573 | Default Emission Factor
Amana Society Service Company | 61850_G_IC6 | 61850 | G | IC6 |  | Combustion Turbine | MIS_IA | Iowa | Iowa | 1.8 | 2001 | 9999 |  |  |  | 7.2573 | Default Emission Factor
Amana Society Service Company | 61850_G_IC7 | 61850 | G | IC7 |  | Combustion Turbine | MIS_IA | Iowa | Iowa | 1.8 | 2001 | 9999 |  |  |  | 7.2573 | Default Emission Factor
Amana Society Service Company | 61850_G_IC8 | 61850 | G | IC8 |  | Combustion Turbine | MIS_IA | Iowa | Iowa | 1.8 | 2001 | 9999 |  |  |  | 7.2573 | Default Emission Factor
Amana Society Service Company | 61850_G_IC9 | 61850 | G | IC9 |  | Combustion Turbine | MIS_IA | Iowa | Iowa | 1.8 | 2001 | 9999 |  |  |  | 7.2573 | Default Emission Factor
NRG Chalk Point CT | 61890_G_SGT1 | 61890 | G | SGT1 |  | Combustion Turbine | PJM_SMAC | Maryland | Prince Georges | 71 | 1990 | 9999 |  |  |  | 0.72922 | Default Emission Factor
Riviera | 619_G_5A | 619 | G | 5A | 90798 | Combined Cycle | FRCC | Florida | Palm Beach | 270.5 | 2014 | 9999 | 2019 | 138.246 | 3508138 | 0.14644 | NEI 2019
Riviera | 619_G_5B | 619 | G | 5B | 90799 | Combined Cycle | FRCC | Florida | Palm Beach | 270.5 | 2014 | 9999 | 2019 | 204.123 | 1278337 | 0.14644 | NEI 2019
Riviera | 619_G_5C | 619 | G | 5C | 90800 | Combined Cycle | FRCC | Florida | Palm Beach | 270.5 | 2014 | 9999 | 2019 | 129.1665 | 1653451 | 0.14644 | NEI 2019
Riviera | 619_G_5ST | 619 | G | 5ST | 90798 | Combined Cycle | FRCC | Florida | Palm Beach | 478.5 | 2014 | 9999 |  |  |  | 0.14644 | NEI 2019
John Twitty Energy Center | 6195_G_GT1 | 6195 | G | GT1 | 89861 | Combustion Turbine | SPP_N | Missouri | Greene | 52 | 1983 | 9999 | 2019 | 4.9735 | 18608 | 0.53456 | NEI 2019
John Twitty Energy Center | 6195_G_GT2 | 6195 | G | GT2 | 89863 | Combustion Turbine | SPP_N | Missouri | Greene | 52 | 1983 | 9999 | 2019 | 14.7938 | 18608 | 1.59 | NEI 2019
MCRD Parris Island PV Hybrid | 61956_G_BAKUP | 61956 | G | BAKUP |  | Combustion Turbine | S_VACA | South Carolina | Beaufort | 2.5 | 2019 | 9999 |  |  |  | 18.9233 | Default Emission Factor
MCRD Parris Island PV Hybrid | 61956_G_BLKST | 61956 | G | BLKST |  | Combustion Turbine | S_VACA | South Carolina | Beaufort | 1 | 2019 | 9999 |  |  |  | 18.9233 | Default Emission Factor
MCRD Parris Island PV Hybrid | 61956_G_CHPP | 61956 | G | CHPP |  | Combustion Turbine | S_VACA | South Carolina | Beaufort | 3.5 | 2019 | 9999 |  |  |  | 0.29834 | Default Emission Factor
TAC-Distributed Energy Resource Hybrid | 61990_G_NG | 61990 | G | NG |  | Combustion Turbine | MIS_IL | Illinois | Champaign | 1 | 2017 | 2045 |  |  |  | 3.2013 | Default Emission Factor
Sanford | 620_G_4 | 620 | G | 4 | 429 | Combined Cycle | FRCC | Florida | Volusia | 388 | 1969 | 9999 |  |  |  | 0.00506 | NEI 2019
Sanford | 620_G_4A | 620 | G | 4A | 429 | Combined Cycle | FRCC | Florida | Volusia | 197 | 2002 | 9999 | 2019 | 2.8024 | 2531955 | 0.00506 | NEI 2019
Sanford | 620_G_4B | 620 | G | 4B | 430 | Combined Cycle | FRCC | Florida | Volusia | 197 | 2002 | 9999 | 2019 | 3.6639 | 830737 | 0.00506 | NEI 2019
Sanford | 620_G_4C | 620 | G | 4C | 431 | Combined Cycle | FRCC | Florida | Volusia | 197 | 2002 | 9999 | 2019 | 3.4974 | 946869 | 0.00506 | NEI 2019
Sanford | 620_G_4D | 620 | G | 4D | 432 | Combined Cycle | FRCC | Florida | Volusia | 197 | 2003 | 9999 | 2019 | 3.032 | 825060 | 0.00506 | NEI 2019
Sanford | 620_G_5 | 620 | G | 5 | 433 | Combined Cycle | FRCC | Florida | Volusia | 388 | 1974 | 9999 |  |  |  | 0.00587 | NEI 2019
Sanford | 620_G_5A | 620 | G | 5A | 433 | Combined Cycle | FRCC | Florida | Volusia | 197 | 2002 | 9999 | 2019 | 2.2851 | 1624405 | 0.00587 | NEI 2019
Sanford | 620_G_5B | 620 | G | 5B | 434 | Combined Cycle | FRCC | Florida | Volusia | 197 | 2002 | 9999 | 2019 | 3.1242 | 638052 | 0.00587 | NEI 2019
Sanford | 620_G_5C | 620 | G | 5C | 435 | Combined Cycle | FRCC | Florida | Volusia | 197 | 2002 | 9999 | 2019 | 2.2243 | 506723 | 0.00587 | NEI 2019
Sanford | 620_G_5D | 620 | G | 5D | 436 | Combined Cycle | FRCC | Florida | Volusia | 197 | 2002 | 9999 | 2019 | 2.2056 | 582621 | 0.00587 | NEI 2019
Brooklyn Hospital Center | 62002_G_400DF | 62002 | G | 400DF |  | Combustion Turbine | NY_Z_J | New York | Kings | 0.5 | 2004 | 9999 |  |  |  | 7.2573 | Default Emission Factor
Brooklyn Hospital Center | 62002_G_500RE | 62002 | G | 500RE |  | Combustion Turbine | NY_Z_J | New York | Kings | 0.5 | 2014 | 9999 |  |  |  | 7.2573 | Default Emission Factor
Brooklyn Hospital Center | 62002_G_SR4 | 62002 | G | SR4 |  | Combustion Turbine | NY_Z_J | New York | Kings | 0.5 | 1975 | 9999 |  |  |  | 7.2573 | Default Emission Factor
Turkey Point | 621_G_5CA | 621 | G | 5CA | 89540 | Combined Cycle | FRCC | Florida | Miami Dade | 466.2 | 2007 | 9999 |  |  |  | 0.05074 | NEI 2019
Turkey Point | 621_G_5CTA | 621 | G | 5CTA | 89540 | Combined Cycle | FRCC | Florida | Miami Dade | 196.7 | 2007 | 9999 | 2019 | 33.97 | 1958642 | 0.05074 | NEI 2019
Turkey Point | 621_G_5CTB | 621 | G | 5CTB | 89541 | Combined Cycle | FRCC | Florida | Miami Dade | 196.7 | 2007 | 9999 | 2019 | 37.834 | 840605 | 0.05074 | NEI 2019
Turkey Point | 621_G_5CTC | 621 | G | 5CTC | 89542 | Combined Cycle | FRCC | Florida | Miami Dade | 196.7 | 2007 | 9999 | 2019 | 31.6576 | 781964 | 0.05074 | NEI 2019
Turkey Point | 621_G_5CTD | 621 | G | 5CTD | 89543 | Combined Cycle | FRCC | Florida | Miami Dade | 196.7 | 2007 | 9999 | 2019 | 26.6221 | 1546521 | 0.05074 | NEI 2019
Northeast (WA) | 6210_G_1 | 6210 | G | 1 |  | Combustion Turbine | WECC_PNW | Washington | Spokane | 45 | 1978 | 9999 |  |  |  | 0.72922 | Default Emission Factor
Dynegy Oakland Power Plant | 6211_G_GEN1 | 6211 | G | GEN1 |  | Combustion Turbine | WEC_CALN | California | Alameda | 55 | 1978 | 9999 | 2019 | 0.06075 | 1417 | 0.08575 | NEI 2019
Dynegy Oakland Power Plant | 6211_G_GEN3 | 6211 | G | GEN3 |  | Combustion Turbine | WEC_CALN | California | Alameda | 55 | 1978 | 9999 | 2017 | 0.1134 | 669.6667 | 0.33868 | NEI 2019
AES Alamitos Energy Center | 62115_G_1A | 62115 | G | 1A |  | Combined Cycle | WEC_LADW | California | Los Angeles | 194 | 2020 | 9999 |  |  |  | 0.03343 | Default Emission Factor
AES Alamitos Energy Center | 62115_G_1B | 62115 | G | 1B |  | Combined Cycle | WEC_LADW | California | Los Angeles | 194 | 2020 | 9999 |  |  |  | 0.03343 | Default Emission Factor
AES Alamitos Energy Center | 62115_G_1S | 62115 | G | 1S |  | Combined Cycle | WEC_LADW | California | Los Angeles | 215 | 2020 | 9999 |  |  |  | 0.03343 | Default Emission Factor
AES Huntington Beach Energy Project | 62116_G_1A | 62116 | G | 1A |  | Combined Cycle | WECC_SCE | California | Orange | 194 | 2020 | 9999 |  |  |  | 0.03343 | Default Emission Factor
AES Huntington Beach Energy Project | 62116_G_1B | 62116 | G | 1B |  | Combined Cycle | WECC_SCE | California | Orange | 194 | 2020 | 9999 |  |  |  | 0.03343 | Default Emission Factor
AES Huntington Beach Energy Project | 62116_G_1S | 62116 | G | 1S |  | Combined Cycle | WECC_SCE | California | Orange | 215 | 2020 | 9999 |  |  |  | 0.03343 | Default Emission Factor
Beloit Memorial Hospital Power Plant | 62117_G_GEN-1 | 62117 | G | GEN-1 |  | Combustion Turbine | MIS_WUMS | Wisconsin | Rock | 1.5 | 2000 | 9999 |  |  |  | 3.2013 | Default Emission Factor
Beloit Memorial Hospital Power Plant | 62117_G_GEN-2 | 62117 | G | GEN-2 |  | Combustion Turbine | MIS_WUMS | Wisconsin | Rock | 1.5 | 2000 | 9999 |  |  |  | 3.2013 | Default Emission Factor
4710 Hosting | 62162_G_4710 | 62162 | G | 4710 |  | Combustion Turbine | MIS_MNWI | Minnesota | Olmsted | 5 | 2012 | 9999 |  |  |  | 7.2573 | Default Emission Factor
Maimonides Medical Center | 62174_G_625DI | 62174 | G | 625DI |  | Combustion Turbine | NY_Z_J | New York | Kings | 0.5 | 1999 | 9999 |  |  |  | 7.2573 | Default Emission Factor
Maimonides Medical Center | 62174_G_CM500 | 62174 | G | CM500 |  | Combustion Turbine | NY_Z_J | New York | Kings | 0.5 | 2006 | 9999 |  |  |  | 7.2573 | Default Emission Factor
Maimonides Medical Center | 62174_G_CM800 | 62174 | G | CM800 |  | Combustion Turbine | NY_Z_J | New York | Kings | 0.8 | 2002 | 9999 |  |  |  | 7.2573 | Default Emission Factor
Maimonides Medical Center | 62174_G_CM900 | 62174 | G | CM900 |  | Combustion Turbine | NY_Z_J | New York | Kings | 0.9 | 2006 | 9999 |  |  |  | 7.2573 | Default Emission Factor
Maimonides Medical Center | 62174_G_CN900 | 62174 | G | CN900 |  | Combustion Turbine | NY_Z_J | New York | Kings | 0.9 | 2006 | 9999 |  |  |  | 7.2573 | Default Emission Factor
Maimonides Medical Center | 62174_G_ON300 | 62174 | G | ON300 |  | Combustion Turbine | NY_Z_J | New York | Kings | 0.3 | 1990 | 9999 |  |  |  | 7.2573 | Default Emission Factor
Blue Water Energy Center | 62192_G_11 | 62192 | G | 11 |  | Combined Cycle | MIS_LMI | Michigan | St Clair | 359 | 2022 | 9999 |  |  |  | 0.03343 | Default Emission Factor
Blue Water Energy Center | 62192_G_12 | 62192 | G | 12 |  | Combined Cycle | MIS_LMI | Michigan | St Clair | 359 | 2022 | 9999 |  |  |  | 0.03343 | Default Emission Factor
Blue Water Energy Center | 62192_G_1S | 62192 | G | 1S |  | Combined Cycle | MIS_LMI | Michigan | St Clair | 428 | 2022 | 9999 |  |  |  | 0.03343 | Default Emission Factor
Durant | 6220_G_7 | 6220 | G | 7 |  | Combustion Turbine | MIS_IA | Iowa | Cedar | 1.8 | 1998 | 9999 |  |  |  | 7.2573 | Default Emission Factor
Durant | 6220_G_8 | 6220 | G | 8 |  | Combustion Turbine | MIS_IA | Iowa | Cedar | 2.6 | 2011 | 9999 |  |  |  | 7.2573 | Default Emission Factor
Empire Energy Center | 6223_G_2 | 6223 | G | 2 | 89858 | Combustion Turbine | SPP_N | Missouri | Jasper | 82 | 1981 | 2025 | 2019 | 3.6901 | 35929.458 | 0.20541 | NEI 2019
Empire Energy Center | 6223_G_3 | 6223 | G | 3 | 9179 | Combustion Turbine | SPP_N | Missouri | Jasper | 49 | 2003 | 9999 | 2019 | 2.0239 | 21470.042 | 0.18853 | NEI 2019
Empire Energy Center | 6223_G_4 | 6223 | G | 4 | 9181 | Combustion Turbine | SPP_N | Missouri | Jasper | 49 | 2003 | 9999 | 2019 | 1.534 | 21470.042 | 0.1429 | NEI 2019
NYC-HH-New Bellevue Hospital | 62250_G_CAT2H | 62250 | G | CAT2H |  | Combustion Turbine | NY_Z_J | New York | New York | 0.8 | 2011 | 9999 |  |  |  | 7.2573 | Default Emission Factor
NYC-HH-New Bellevue Hospital | 62250_G_CAT2M | 62250 | G | CAT2M |  | Combustion Turbine | NY_Z_J | New York | New York | 0.8 | 2011 | 9999 |  |  |  | 7.2573 | Default Emission Factor
NYC-HH-New Bellevue Hospital | 62250_G_CAT2X | 62250 | G | CAT2X |  | Combustion Turbine | NY_Z_J | New York | New York | 0.8 | 2011 | 9999 |  |  |  | 7.2573 | Default Emission Factor
NYC-HH-New Bellevue Hospital | 62250_G_CAT2Y | 62250 | G | CAT2Y |  | Combustion Turbine | NY_Z_J | New York | New York | 0.8 | 2011 | 9999 |  |  |  | 7.2573 | Default Emission Factor
NYC-HH-New Bellevue Hospital | 62250_G_CAT6M | 62250 | G | CAT6M |  | Combustion Turbine | NY_Z_J | New York | New York | 0.6 | 1996 | 9999 |  |  |  | 7.2573 | Default Emission Factor
NYC-HH-New Bellevue Hospital | 62250_G_CAT6P | 62250 | G | CAT6P |  | Combustion Turbine | NY_Z_J | New York | New York | 0.6 | 1996 | 9999 |  |  |  | 7.2573 | Default Emission Factor
NYC-HH-New Bellevue Hospital | 62250_G_CUM6Z | 62250 | G | CUM6Z |  | Combustion Turbine | NY_Z_J | New York | New York | 0.9 | 2011 | 9999 |  |  |  | 7.2573 | Default Emission Factor
NYC-HH-New Bellevue Hospital | 62250_G_RUD3R | 62250 | G | RUD3R |  | Combustion Turbine | NY_Z_J | New York | New York | 0.7 | 2002 | 9999 |  |  |  | 7.2573 | Default Emission Factor
Westchester County Medical Center | 62270_G_CAT04 | 62270 | G | CAT04 |  | Combustion Turbine | NY_Z_G-I | New York | Westchester | 0.7 | 2000 | 9999 |  |  |  | 7.2573 | Default Emission Factor
Westchester County Medical Center | 62270_G_CATH1 | 62270 | G | CATH1 |  | Combustion Turbine | NY_Z_G-I | New York | Westchester | 1.3 | 2002 | 9999 |  |  |  | 7.2573 | Default Emission Factor
Westchester County Medical Center | 62270_G_CATH2 | 62270 | G | CATH2 |  | Combustion Turbine | NY_Z_G-I | New York | Westchester | 1.3 | 2002 | 9999 |  |  |  | 7.2573 | Default Emission Factor
Westchester County Medical Center | 62270_G_CATN1 | 62270 | G | CATN1 |  | Combustion Turbine | NY_Z_G-I | New York | Westchester | 0.7 | 1974 | 9999 |  |  |  | 7.2573 | Default Emission Factor
Westchester County Medical Center | 62270_G_CATN2 | 62270 | G | CATN2 |  | Combustion Turbine | NY_Z_G-I | New York | Westchester | 0.7 | 1974 | 9999 |  |  |  | 7.2573 | Default Emission Factor
Westchester County Medical Center | 62270_G_CATN3 | 62270 | G | CATN3 |  | Combustion Turbine | NY_Z_G-I | New York | Westchester | 0.7 | 1996 | 9999 |  |  |  | 7.2573 | Default Emission Factor
Westchester County Medical Center | 62270_G_CATR3 | 62270 | G | CATR3 |  | Combustion Turbine | NY_Z_G-I | New York | Westchester | 0.6 | 2013 | 9999 |  |  |  | 7.2573 | Default Emission Factor
Westchester County Medical Center | 62270_G_CATR4 | 62270 | G | CATR4 |  | Combustion Turbine | NY_Z_G-I | New York | Westchester | 0.3 | 1980 | 9999 |  |  |  | 7.2573 | Default Emission Factor
Westchester County Medical Center | 62270_G_CUM37 | 62270 | G | CUM37 |  | Combustion Turbine | NY_Z_G-I | New York | Westchester | 0.4 | 2000 | 9999 |  |  |  | 7.2573 | Default Emission Factor
Westchester County Medical Center | 62270_G_DT080 | 62270 | G | DT080 |  | Combustion Turbine | NY_Z_G-I | New York | Westchester | 0.5 | 2002 | 9999 |  |  |  | 7.2573 | Default Emission Factor
Westchester County Medical Center | 62270_G_DT250 | 62270 | G | DT250 |  | Combustion Turbine | NY_Z_G-I | New York | Westchester | 0.3 | 2000 | 9999 |  |  |  | 7.2573 | Default Emission Factor
Westchester County Medical Center | 62270_G_DT500 | 62270 | G | DT500 |  | Combustion Turbine | NY_Z_G-I | New York | Westchester | 0.5 | 2000 | 9999 |  |  |  | 7.2573 | Default Emission Factor
Mobile | 6229_G_1 | 6229 | G | 1 |  | Combustion Turbine | SPP_NEBR | Nebraska | York | 1 | 1980 | 9999 |  |  |  | 7.2573 | Default Emission Factor
Mobile | 6229_G_2 | 6229 | G | 2 |  | Combustion Turbine | SPP_NEBR | Nebraska | York | 1.6 | 1996 | 9999 |  |  |  | 7.2573 | Default Emission Factor
Mobile | 6229_G_500 | 6229 | G | 500 |  | Combustion Turbine | SPP_NEBR | Nebraska | York | 0.5 | 1994 | 9999 |  |  |  | 7.2573 | Default Emission Factor
Pearl Station | 6238_G_GT1 | 6238 | G | GT1 |  | Combustion Turbine | MIS_IL | Illinois | Pike | 20.1 | 1973 | 2030 |  |  |  | 0.75865 | Default Emission Factor
Verwey-Hanford Dairy Digester #2 | 62418_G_4 | 62418 | G | 4 |  | Non-Fossil Waste | WEC_CALN | California | Kings | 1 | 2019 | 9999 |  |  |  | 13.0867 | Default Emission Factor
Verwey-Hanford Dairy Digester #3 | 62419_G_4 | 62419 | G | 4 |  | Non-Fossil Waste | WEC_CALN | California | Kings | 1 | 2019 | 9999 |  |  |  | 13.0867 | Default Emission Factor
Dansby | 6243_G_2 | 6243 | G | 2 | 89412 | Combustion Turbine | ERC_REST | Texas | Brazos | 47.1 | 2004 | 9999 | 2019 | 3.3375 | 24015 | 0.27795 | NEI 2019
Dansby | 6243_G_3 | 6243 | G | 3 | 90415 | Combustion Turbine | ERC_REST | Texas | Brazos | 47.1 | 2010 | 9999 | 2019 | 2.0355 | 24015 | 0.16952 | NEI 2019
JLL-One Rockwood Road | 62446_G_EGEN1 | 62446 | G | EGEN1 |  | Combustion Turbine | NY_Z_G-I | New York | Westchester | 1.5 | 2003 | 9999 |  |  |  | 7.2573 | Default Emission Factor
JLL-One Rockwood Road | 62446_G_EGEN2 | 62446 | G | EGEN2 |  | Combustion Turbine | NY_Z_G-I | New York | Westchester | 1.5 | 2003 | 9999 |  |  |  | 7.2573 | Default Emission Factor
Kimberly Clark Mobile - CHP Plant | 62449_G_GT100 | 62449 | G | GT100 |  | Combustion Turbine | S_SOU | Alabama | Mobile | 21.8 | 2019 | 9999 |  |  |  | 0.29834 | Default Emission Factor
Kimberly Clark Mobile - CHP Plant | 62449_G_GT200 | 62449 | G | GT200 |  | Combustion Turbine | S_SOU | Alabama | Mobile | 21.8 | 2019 | 9999 |  |  |  | 0.29834 | Default Emission Factor
St. Johns Episcopal Hospital | 62450_G_CT205 | 62450 | G | CT205 |  | Combustion Turbine | NY_Z_J | New York | Queens | 0.2 | 2010 | 9999 |  |  |  | 7.2573 | Default Emission Factor
St. Johns Episcopal Hospital | 62450_G_F1040 | 62450 | G | F1040 |  | Combustion Turbine | NY_Z_J | New York | Queens | 1 | 1995 | 9999 |  |  |  | 7.2573 | Default Emission Factor
St. Joseph Hospital | 62452_G_CT250 | 62452 | G | CT250 |  | Combustion Turbine | NY_Z_G-I | New York | Westchester | 0.3 | 1960 | 9999 |  |  |  | 7.2573 | Default Emission Factor
St. Joseph Hospital | 62452_G_CT750 | 62452 | G | CT750 |  | Combustion Turbine | NY_Z_G-I | New York | Westchester | 0.8 | 1978 | 9999 |  |  |  | 7.2573 | Default Emission Factor
Mt.Sinai-St.Lukes Roosevelt Hosp. Center | 62453_G_CT250 | 62453 | G | CT250 |  | Combustion Turbine | NY_Z_G-I | New York | Westchester | 0.3 | 1960 | 9999 |  |  |  | 7.2573 | Default Emission Factor
Mt.Sinai-St.Lukes Roosevelt Hosp. Center | 62453_G_CT750 | 62453 | G | CT750 |  | Combustion Turbine | NY_Z_G-I | New York | Westchester | 0.8 | 1978 | 9999 |  |  |  | 7.2573 | Default Emission Factor
Mt.Sinai-St.Lukes Roosevelt Hosp. Center | 62453_G_EG1 | 62453 | G | EG1 |  | Combustion Turbine | NY_Z_G-I | New York | Westchester | 0.3 | 1995 | 9999 |  |  |  | 7.2573 | Default Emission Factor
Mt.Sinai-St.Lukes Roosevelt Hosp. Center | 62453_G_EG2 | 62453 | G | EG2 |  | Combustion Turbine | NY_Z_G-I | New York | Westchester | 0.3 | 2010 | 9999 |  |  |  | 7.2573 | Default Emission Factor
Mt.Sinai-St.Lukes Roosevelt Hosp. Center | 62453_G_EG3 | 62453 | G | EG3 |  | Combustion Turbine | NY_Z_G-I | New York | Westchester | 2.5 | 2015 | 9999 |  |  |  | 7.2573 | Default Emission Factor
Mt.Sinai-St.Lukes Roosevelt Hosp. Center | 62453_G_EG4 | 62453 | G | EG4 |  | Combustion Turbine | NY_Z_G-I | New York | Westchester | 2.5 | 2015 | 9999 |  |  |  | 7.2573 | Default Emission Factor
Farmers Electric Cooperative - Kalona | 62461_G_1 | 62461 | G | 1 |  | Combustion Turbine | MIS_MIDA | Iowa | Johnson | 2 | 2001 | 9999 |  |  |  | 7.2573 | Default Emission Factor
Farmers Electric Cooperative - Kalona | 62461_G_2 | 62461 | G | 2 |  | Combustion Turbine | MIS_MIDA | Iowa | Johnson | 2 | 2001 | 9999 |  |  |  | 7.2573 | Default Emission Factor
Farmers Electric Cooperative - Kalona | 62461_G_3 | 62461 | G | 3 |  | Combustion Turbine | MIS_MIDA | Iowa | Johnson | 2 | 2006 | 9999 |  |  |  | 7.2573 | Default Emission Factor
ACB Energy Parntners LLC - MTF Cogen | 62492_G_ACB-1 | 62492 | G | ACB-1 |  | Combustion Turbine | PJM_EMAC | New Jersey | Atlantic | 7.1 | 2010 | 9999 |  |  |  | 0.72922 | Default Emission Factor
Germantown | 6253_G_1 | 6253 | G | 1 | 90037 | Combustion Turbine | MIS_WUMS | Wisconsin | Washington | 48.8 | 1978 | 9999 | 2019 | 0.55474 | 2721.9912 | 0.4076 | NEI 2019
Germantown | 6253_G_2 | 6253 | G | 2 | 90039 | Combustion Turbine | MIS_WUMS | Wisconsin | Washington | 48.6 | 1978 | 9999 | 2019 | 0.1627 | 2710.8355 | 0.12004 | NEI 2019
Germantown | 6253_G_3 | 6253 | G | 3 | 90234 | Combustion Turbine | MIS_WUMS | Wisconsin | Washington | 45.8 | 1978 | 9999 | 2019 | 0.55748 | 2554.6557 | 0.43644 | NEI 2019
Germantown | 6253_G_4 | 6253 | G | 4 | 90236 | Combustion Turbine | MIS_WUMS | Wisconsin | Washington | 49.2 | 1978 | 9999 | 2019 | 0.16172 | 2744.3026 | 0.11786 | NEI 2019
Germantown | 6253_G_5 | 6253 | G | 5 | 2873 | Combustion Turbine | MIS_WUMS | Wisconsin | Washington | 81.2 | 2000 | 9999 | 2019 | 11.0473 | 4529.2149 | 4.8783 | NEI 2019
Scherer | 6257_G_1 | 6257 | G | 1 | 2875 | Coal Steam | S_SOU | Georgia | Monroe | 860 | 1982 | 9999 | 2017 | 462.7044 | 2304302 | 0.4016 | NEI 2019
Wilson | 6258_G_5A | 6258 | G | 5A | 89926 | Combustion Turbine | S_SOU | Georgia | Burke | 41 | 1972 | 9999 | 2019 | 0.008778 | 18.3458 | 0.95695 | NEI 2019
Wilson | 6258_G_5B | 6258 | G | 5B | 89927 | Combustion Turbine | S_SOU | Georgia | Burke | 56 | 1972 | 9999 | 2019 | 0.013629 | 25.0576 | 1.0878 | NEI 2019
Wilson | 6258_G_5C | 6258 | G | 5C | 89928 | Combustion Turbine | S_SOU | Georgia | Burke | 49 | 1972 | 9999 | 2019 | 0.010778 | 21.9254 | 0.98315 | NEI 2019
Wilson | 6258_G_5D | 6258 | G | 5D | 89929 | Combustion Turbine | S_SOU | Georgia | Burke | 41 | 1973 | 9999 | 2019 | 0.011652 | 18.3458 | 1.2703 | NEI 2019
Wilson | 6258_G_5E | 6258 | G | 5E | 89930 | Combustion Turbine | S_SOU | Georgia | Burke | 54 | 1973 | 9999 | 2019 | 0.010092 | 24.1627 | 0.83534 | NEI 2019
Wilson | 6258_G_5F | 6258 | G | 5F | 89931 | Combustion Turbine | S_SOU | Georgia | Burke | 54 | 1973 | 9999 | 2019 | 0.010636 | 24.1627 | 0.88037 | NEI 2019
Wilson | 6258_G_IC1 | 6258 | G | IC1 |  | Combustion Turbine | S_SOU | Georgia | Burke | 2.5 | 1972 | 9999 |  |  |  | 7.2573 | Default Emission Factor
Montefiore Mount Vernon Hospital | 62589_G_CONP7 | 62589 | G | CONP7 |  | Combustion Turbine | NY_Z_G-I | New York | Westchester | 0.4 | 1976 | 9999 |  |  |  | 7.2573 | Default Emission Factor
Montefiore Mount Vernon Hospital | 62589_G_DETR4 | 62589 | G | DETR4 |  | Combustion Turbine | NY_Z_G-I | New York | Westchester | 0.7 | 1976 | 9999 |  |  |  | 7.2573 | Default Emission Factor
Wolf Creek Generator | 62590_G_WOLF | 62590 | G | WOLF |  | Combustion Turbine | SPP_N | Kansas | Coffey | 1 | 2014 | 9999 |  |  |  | 7.2573 | Default Emission Factor
Rockland Bakery Inc. | 62619_G_CAT1 | 62619 | G | CAT1 |  | Combustion Turbine | NY_Z_G-I | New York | Rockland | 0.8 | 1996 | 9999 |  |  |  | 3.2013 | Default Emission Factor
Rockland Bakery Inc. | 62619_G_CAT2 | 62619 | G | CAT2 |  | Combustion Turbine | NY_Z_G-I | New York | Rockland | 0.8 | 1996 | 9999 |  |  |  | 3.2013 | Default Emission Factor
Rockland Bakery Inc. | 62619_G_CAT3 | 62619 | G | CAT3 |  | Combustion Turbine | NY_Z_G-I | New York | Rockland | 0.8 | 1996 | 9999 |  |  |  | 3.2013 | Default Emission Factor
Rockland Bakery Inc. | 62619_G_CATE4 | 62619 | G | CATE4 |  | Combustion Turbine | NY_Z_G-I | New York | Rockland | 1.5 | 1996 | 9999 |  |  |  | 7.2573 | Default Emission Factor
Overlook Medical Center | 62622_G_CHPS1 | 62622 | G | CHPS1 |  | Combustion Turbine | PJM_EMAC | New Jersey | Union | 1 | 2012 | 9999 |  |  |  | 3.2013 | Default Emission Factor
Overlook Medical Center | 62622_G_CHPS2 | 62622 | G | CHPS2 |  | Combustion Turbine | PJM_EMAC | New Jersey | Union | 1 | 2012 | 9999 |  |  |  | 3.2013 | Default Emission Factor
Overlook Medical Center | 62622_G_CHPS3 | 62622 | G | CHPS3 |  | Combustion Turbine | PJM_EMAC | New Jersey | Union | 1 | 2012 | 9999 |  |  |  | 7.2573 | Default Emission Factor
West Water Street | 62625_G_G1 | 62625 | G | G1 |  | Combustion Turbine | NENGREST | Massachusetts | Bristol | 2.5 | 2018 | 9999 |  |  |  | 7.2573 | Default Emission Factor
West Water Street | 62625_G_G2 | 62625 | G | G2 |  | Combustion Turbine | NENGREST | Massachusetts | Bristol | 2.5 | 2018 | 9999 |  |  |  | 7.2573 | Default Emission Factor
West Water Street | 62625_G_G3 | 62625 | G | G3 |  | Combustion Turbine | NENGREST | Massachusetts | Bristol | 2.5 | 2018 | 9999 |  |  |  | 7.2573 | Default Emission Factor
West Water Street | 62625_G_G4 | 62625 | G | G4 |  | Combustion Turbine | NENGREST | Massachusetts | Bristol | 2.5 | 2018 | 9999 |  |  |  | 7.2573 | Default Emission Factor
Morehead Generating Facility | 62641_G_M3516 | 62641 | G | M3516 |  | Landfill Gas | PJM_West | Kentucky | Rowan | 1.4 | 2019 | 9999 |  |  |  | 6.98 | Default Emission Factor
MBS Texbook Exchange | 62647_G_MBS1 | 62647 | G | MBS1 |  | Combustion Turbine | MIS_MO | Missouri | Boone | 1 | 2008 | 9999 |  |  |  | 7.2573 | Default Emission Factor
MBS Texbook Exchange | 62647_G_MBS2 | 62647 | G | MBS2 |  | Combustion Turbine | MIS_MO | Missouri | Boone | 1 | 2008 | 9999 |  |  |  | 7.2573 | Default Emission Factor
New York Presbyterian-The Allen Hospital | 62650_G_CAT32 | 62650 | G | CAT32 |  | Combustion Turbine | NY_Z_J | New York | New York | 1 | 2009 | 9999 |  |  |  | 7.2573 | Default Emission Factor
Cuyahoga Falls 1 | 62658_G_P001 | 62658 | G | P001 |  | Combustion Turbine | PJM_ATSI | Ohio | Summit | 1.5 | 2018 | 9999 |  |  |  | 7.2573 | Default Emission Factor
Cuyahoga Falls 1 | 62658_G_P002 | 62658 | G | P002 |  | Combustion Turbine | PJM_ATSI | Ohio | Summit | 1.5 | 2018 | 9999 |  |  |  | 7.2573 | Default Emission Factor
Cuyahoga Falls 1 | 62658_G_P003 | 62658 | G | P003 |  | Combustion Turbine | PJM_ATSI | Ohio | Summit | 1.5 | 2018 | 9999 |  |  |  | 7.2573 | Default Emission Factor
Cuyahoga Falls 1 | 62658_G_P004 | 62658 | G | P004 |  | Combustion Turbine | PJM_ATSI | Ohio | Summit | 1.5 | 2018 | 9999 |  |  |  | 7.2573 | Default Emission Factor
Cuyahoga Falls 1 | 62658_G_P005 | 62658 | G | P005 |  | Combustion Turbine | PJM_ATSI | Ohio | Summit | 1.5 | 2018 | 9999 |  |  |  | 7.2573 | Default Emission Factor
Cuyahoga Falls 1 | 62658_G_P006 | 62658 | G | P006 |  | Combustion Turbine | PJM_ATSI | Ohio | Summit | 1.5 | 2018 | 9999 |  |  |  | 7.2573 | Default Emission Factor
Epic Verona | 62676_G_G101 | 62676 | G | G101 |  | Combustion Turbine | MIS_WUMS | Wisconsin | Dane | 2.3 | 2013 | 9999 |  |  |  | 7.2573 | Default Emission Factor
Epic Verona | 62676_G_G102 | 62676 | G | G102 |  | Combustion Turbine | MIS_WUMS | Wisconsin | Dane | 2.3 | 2013 | 9999 |  |  |  | 7.2573 | Default Emission Factor
Epic Verona | 62676_G_G103 | 62676 | G | G103 |  | Combustion Turbine | MIS_WUMS | Wisconsin | Dane | 2.3 | 2013 | 9999 |  |  |  | 7.2573 | Default Emission Factor
Epic Verona | 62676_G_G104 | 62676 | G | G104 |  | Combustion Turbine | MIS_WUMS | Wisconsin | Dane | 2.3 | 2013 | 9999 |  |  |  | 7.2573 | Default Emission Factor
Epic Verona | 62676_G_G105 | 62676 | G | G105 |  | Combustion Turbine | MIS_WUMS | Wisconsin | Dane | 2.3 | 2013 | 9999 |  |  |  | 7.2573 | Default Emission Factor
Epic Verona | 62676_G_G202 | 62676 | G | G202 |  | Combustion Turbine | MIS_WUMS | Wisconsin | Dane | 2.3 | 2013 | 9999 |  |  |  | 7.2573 | Default Emission Factor
Epic Verona | 62676_G_G203 | 62676 | G | G203 |  | Combustion Turbine | MIS_WUMS | Wisconsin | Dane | 2.3 | 2013 | 9999 |  |  |  | 7.2573 | Default Emission Factor
Epic Verona | 62676_G_G204 | 62676 | G | G204 |  | Combustion Turbine | MIS_WUMS | Wisconsin | Dane | 2.3 | 2013 | 9999 |  |  |  | 7.2573 | Default Emission Factor
Epic Verona | 62676_G_G205 | 62676 | G | G205 |  | Combustion Turbine | MIS_WUMS | Wisconsin | Dane | 2.3 | 2013 | 9999 |  |  |  | 7.2573 | Default Emission Factor
Epic Verona | 62676_G_G206 | 62676 | G | G206 |  | Combustion Turbine | MIS_WUMS | Wisconsin | Dane | 2.3 | 2013 | 9999 |  |  |  | 7.2573 | Default Emission Factor
Epic Verona | 62676_G_G207 | 62676 | G | G207 |  | Combustion Turbine | MIS_WUMS | Wisconsin | Dane | 2.3 | 2013 | 9999 |  |  |  | 7.2573 | Default Emission Factor
Epic Verona | 62676_G_G208 | 62676 | G | G208 |  | Combustion Turbine | MIS_WUMS | Wisconsin | Dane | 2.3 | 2013 | 9999 |  |  |  | 7.2573 | Default Emission Factor
Epic Verona | 62676_G_G209 | 62676 | G | G209 |  | Combustion Turbine | MIS_WUMS | Wisconsin | Dane | 2.3 | 2013 | 9999 |  |  |  | 7.2573 | Default Emission Factor
Epic Verona | 62676_G_G210 | 62676 | G | G210 |  | Combustion Turbine | MIS_WUMS | Wisconsin | Dane | 2.3 | 2013 | 9999 |  |  |  | 7.2573 | Default Emission Factor
Epic Verona | 62676_G_G211 | 62676 | G | G211 |  | Combustion Turbine | MIS_WUMS | Wisconsin | Dane | 2.3 | 2013 | 9999 |  |  |  | 7.2573 | Default Emission Factor
Epic Verona | 62676_G_G301 | 62676 | G | G301 |  | Combustion Turbine | MIS_WUMS | Wisconsin | Dane | 2.3 | 2009 | 9999 |  |  |  | 7.2573 | Default Emission Factor
Epic Verona | 62676_G_G302 | 62676 | G | G302 |  | Combustion Turbine | MIS_WUMS | Wisconsin | Dane | 2.3 | 2009 | 9999 |  |  |  | 7.2573 | Default Emission Factor
Epic Verona | 62676_G_G303 | 62676 | G | G303 |  | Combustion Turbine | MIS_WUMS | Wisconsin | Dane | 2.3 | 2009 | 9999 |  |  |  | 7.2573 | Default Emission Factor
Bayboro | 627_G_P1 | 627 | G | P1 |  | Combustion Turbine | FRCC | Florida | Pinellas | 44 | 1973 | 9999 | 2019 | 0.017038 | 847.0643 | 0.04023 | NEI 2019
Bayboro | 627_G_P2 | 627 | G | P2 |  | Combustion Turbine | FRCC | Florida | Pinellas | 41 | 1973 | 9999 | 2019 | 0.024929 | 789.3099 | 0.06317 | NEI 2019
Bayboro | 627_G_P3 | 627 | G | P3 |  | Combustion Turbine | FRCC | Florida | Pinellas | 43 | 1973 | 9999 | 2019 | 0.015774 | 827.8129 | 0.03811 | NEI 2019
Bayboro | 627_G_P4 | 627 | G | P4 |  | Combustion Turbine | FRCC | Florida | Pinellas | 43 | 1973 | 9999 | 2019 | 0.021472 | 827.8129 | 0.05188 | NEI 2019
Harbec Energy | 62736_G_CPH | 62736 | G | CPH |  | Combustion Turbine | NY_Z_C&E | New York | Ontario | 0.5 | 2015 | 9999 |  |  |  | 0.72922 | Default Emission Factor
Mount Joy Wire | 62741_G_CHP | 62741 | G | CHP |  | Combustion Turbine | PJM_EMAC | Pennsylvania | Lancaster | 1.1 | 2011 | 9999 |  |  |  | 3.2013 | Default Emission Factor
Bridgewater Complex Co-Generation Plant | 62757_G_CG1 | 62757 | G | CG1 |  | Combustion Turbine | NENGREST | Massachusetts | Bristol | 1.5 | 2015 | 9999 |  |  |  | 0.72922 | Default Emission Factor
NASA Johnson Space Center CHP | 62762_G_CTG-1 | 62762 | G | CTG-1 |  | Combustion Turbine | ERC_REST | Texas | Harris | 5.3 | 2018 | 9999 |  |  |  | 0.72922 | Default Emission Factor
NASA Johnson Space Center CHP | 62762_G_CTG-2 | 62762 | G | CTG-2 |  | Combustion Turbine | ERC_REST | Texas | Harris | 5.3 | 2018 | 9999 |  |  |  | 0.72922 | Default Emission Factor
Crystal River | 628_G_1GTA | 628 | G | 1GTA | 91095 | Combined Cycle | FRCC | Florida | Citrus | 244 | 2018 | 9999 | 2019 | 240.3 | 3747894 | 0.16436 | NEI 2019
Crystal River | 628_G_1GTB | 628 | G | 1GTB | 91096 | Combined Cycle | FRCC | Florida | Citrus | 244 | 2018 | 9999 | 2019 | 208.4 | 1712108 | 0.16436 | NEI 2019
Crystal River | 628_G_2GTA | 628 | G | 2GTA | 91097 | Combined Cycle | FRCC | Florida | Citrus | 244 | 2018 | 9999 | 2019 | 354.7 | 3573862 | 0.25885 | NEI 2019
Crystal River | 628_G_2GTB | 628 | G | 2GTB | 91098 | Combined Cycle | FRCC | Florida | Citrus | 244 | 2018 | 9999 | 2019 | 326.4 | 1688661 | 0.25885 | NEI 2019
Crystal River | 628_G_CC1ST | 628 | G | CC1ST | 91095 | Combined Cycle | FRCC | Florida | Citrus | 328 | 2018 | 9999 |  |  |  | 0.16436 | NEI 2019
Crystal River | 628_G_CC2ST | 628 | G | CC2ST | 91097 | Combined Cycle | FRCC | Florida | Citrus | 328 | 2018 | 9999 |  |  |  | 0.25885 | NEI 2019
Coventry Clean Energy Corporation | 62859_G_COV-1 | 62859 | G | COV-1 |  | Landfill Gas | NENGREST | Vermont | Orleans | 1.5 | 2005 | 2024 |  |  |  | 8.0181 | Default Emission Factor
Coventry Clean Energy Corporation | 62859_G_COV-2 | 62859 | G | COV-2 |  | Landfill Gas | NENGREST | Vermont | Orleans | 1.5 | 2005 | 2024 |  |  |  | 8.0181 | Default Emission Factor
Coventry Clean Energy Corporation | 62859_G_COV-3 | 62859 | G | COV-3 |  | Landfill Gas | NENGREST | Vermont | Orleans | 1.5 | 2005 | 2024 |  |  |  | 8.0181 | Default Emission Factor
Coventry Clean Energy Corporation | 62859_G_COV-4 | 62859 | G | COV-4 |  | Landfill Gas | NENGREST | Vermont | Orleans | 1.5 | 2007 | 2024 |  |  |  | 8.0181 | Default Emission Factor
Coventry Clean Energy Corporation | 62859_G_COV-5 | 62859 | G | COV-5 |  | Landfill Gas | NENGREST | Vermont | Orleans | 1.5 | 2009 | 2024 |  |  |  | 8.0181 | Default Emission Factor
Carolina Poultry Power Farmville | 62873_G_7474 | 62873 | G | 7474 |  | Biomass | S_VACA | North Carolina | Pitt | 0.8 | 2019 | 9999 |  |  |  | 1.9184 | Default Emission Factor
Carolina Poultry Power Farmville | 62873_G_7475 | 62873 | G | 7475 |  | Biomass | S_VACA | North Carolina | Pitt | 0.8 | 2019 | 9999 |  |  |  | 1.9184 | Default Emission Factor
Carolina Poultry Power Farmville | 62873_G_7476 | 62873 | G | 7476 |  | Biomass | S_VACA | North Carolina | Pitt | 0.1 | 2019 | 9999 |  |  |  | 1.9184 | Default Emission Factor
Phoenix Contact - CCHP Plant | 62901_G_CCHP | 62901 | G | CCHP |  | Combustion Turbine | PJM_WMAC | Pennsylvania | Dauphin | 1 | 2014 | 9999 |  |  |  | 0.72922 | Default Emission Factor
Burrstone Energy Center | 62920_G_CG-1 | 62920 | G | CG-1 |  | Combustion Turbine | NY_Z_C&E | New York | Oneida | 1.1 | 2009 | 9999 |  |  |  | 3.2013 | Default Emission Factor
Burrstone Energy Center | 62920_G_CG-2 | 62920 | G | CG-2 |  | Combustion Turbine | NY_Z_C&E | New York | Oneida | 1.1 | 2009 | 9999 |  |  |  | 3.2013 | Default Emission Factor
Burrstone Energy Center | 62920_G_CG-3 | 62920 | G | CG-3 |  | Combustion Turbine | NY_Z_C&E | New York | Oneida | 1.1 | 2009 | 9999 |  |  |  | 3.2013 | Default Emission Factor
Burrstone Energy Center | 62920_G_CG-4 | 62920 | G | CG-4 |  | Combustion Turbine | NY_Z_C&E | New York | Oneida | 0.3 | 2009 | 9999 |  |  |  | 3.2013 | Default Emission Factor
Jefferson Torresdale Hospital | 63023_G_COGEN | 63023 | G | COGEN |  | Combustion Turbine | PJM_EMAC | Pennsylvania | Philadelphia | 1.1 | 2016 | 9999 |  |  |  | 3.2013 | Default Emission Factor
Duke Energy CHP at Clemson University | 63063_G_GT01 | 63063 | G | GT01 |  | Combustion Turbine | S_VACA | South Carolina | Pickens | 12.8 | 2019 | 9999 |  |  |  | 0.29834 | Default Emission Factor
ReSource Center | 63094_G_SBAD1 | 63094 | G | SBAD1 |  | Non-Fossil Waste | WECC_SCE | California | Santa Barbara | 1.1 | 2020 | 9999 |  |  |  | 13.0867 | Default Emission Factor
ReSource Center | 63094_G_SBAD2 | 63094 | G | SBAD2 |  | Non-Fossil Waste | WECC_SCE | California | Santa Barbara | 1.1 | 2020 | 9999 |  |  |  | 13.0867 | Default Emission Factor
Hannibal - Oakwood Substation | 63097_G_EP-01 | 63097 | G | EP-01 |  | Combustion Turbine | S_D_AECI | Missouri | Marion | 1.8 | 2018 | 9999 |  |  |  | 7.2573 | Default Emission Factor
Hannibal - Oakwood Substation | 63097_G_EP-02 | 63097 | G | EP-02 |  | Combustion Turbine | S_D_AECI | Missouri | Marion | 1.8 | 2018 | 9999 |  |  |  | 7.2573 | Default Emission Factor
Hannibal - Oakwood Substation | 63097_G_EP-03 | 63097 | G | EP-03 |  | Combustion Turbine | S_D_AECI | Missouri | Marion | 1.8 | 2018 | 9999 |  |  |  | 7.2573 | Default Emission Factor
Hannibal - Oakwood Substation | 63097_G_EP-04 | 63097 | G | EP-04 |  | Combustion Turbine | S_D_AECI | Missouri | Marion | 1.8 | 2018 | 9999 |  |  |  | 7.2573 | Default Emission Factor
Hannibal - Oakwood Substation | 63097_G_EP-05 | 63097 | G | EP-05 |  | Combustion Turbine | S_D_AECI | Missouri | Marion | 1.8 | 2018 | 9999 |  |  |  | 7.2573 | Default Emission Factor
Hannibal - Oakwood Substation | 63097_G_EP-06 | 63097 | G | EP-06 |  | Combustion Turbine | S_D_AECI | Missouri | Marion | 1.8 | 2018 | 9999 |  |  |  | 7.2573 | Default Emission Factor
Hannibal - Oakwood Substation | 63097_G_EP-07 | 63097 | G | EP-07 |  | Combustion Turbine | S_D_AECI | Missouri | Marion | 1.8 | 2018 | 9999 |  |  |  | 7.2573 | Default Emission Factor
Hannibal - Oakwood Substation | 63097_G_EP-08 | 63097 | G | EP-08 |  | Combustion Turbine | S_D_AECI | Missouri | Marion | 1.8 | 2018 | 9999 |  |  |  | 7.2573 | Default Emission Factor
Hannibal - Water Treatment Plant | 63098_G_EP-09 | 63098 | G | EP-09 |  | Combustion Turbine | S_D_AECI | Missouri | Marion | 1.8 | 2018 | 9999 |  |  |  | 7.2573 | Default Emission Factor
Hannibal - Wastewater Treatment Plant | 63099_G_EP-10 | 63099 | G | EP-10 |  | Combustion Turbine | S_D_AECI | Missouri | Marion | 1.8 | 2018 | 9999 |  |  |  | 7.2573 | Default Emission Factor
Orange Street G1 | 63173_G_1 | 63173 | G | 1 |  | Combustion Turbine | PJM_West | Virginia | Bedford | 1.8 | 2005 | 9999 |  |  |  | 7.2573 | Default Emission Factor
P L Bartow | 634_G_4AGT | 634 | G | 4AGT | 90418 | Combined Cycle | FRCC | Florida | Pinellas | 189 | 2009 | 9999 | 2019 | 132.7 | 1015621 | 0.13961 | NEI 2019
P L Bartow | 634_G_4BGT | 634 | G | 4BGT | 90416 | Combined Cycle | FRCC | Florida | Pinellas | 187 | 2009 | 9999 | 2019 | 84.1 | 793278 | 0.13961 | NEI 2019
P L Bartow | 634_G_4CGT | 634 | G | 4CGT | 90417 | Combined Cycle | FRCC | Florida | Pinellas | 192 | 2009 | 9999 | 2019 | 108.9 | 1133143 | 0.13961 | NEI 2019
P L Bartow | 634_G_4DGT | 634 | G | 4DGT | 90419 | Combined Cycle | FRCC | Florida | Pinellas | 187 | 2009 | 9999 | 2019 | 80.3 | 2874179 | 0.13961 | NEI 2019
P L Bartow | 634_G_4ST | 634 | G | 4ST | 90418 | Combined Cycle | FRCC | Florida | Pinellas | 349 | 2009 | 9999 |  |  |  | 0.13961 | NEI 2019
P L Bartow | 634_G_P1 | 634 | G | P1 |  | Combustion Turbine | FRCC | Florida | Pinellas | 41 | 1972 | 9999 | 2019 | 0.89013 | 5675.8155 | 0.31366 | NEI 2019
P L Bartow | 634_G_P2 | 634 | G | P2 |  | Combustion Turbine | FRCC | Florida | Pinellas | 41 | 1972 | 9999 | 2019 | 7.0927 | 5675.8155 | 2.4993 | NEI 2019
P L Bartow | 634_G_P3 | 634 | G | P3 |  | Combustion Turbine | FRCC | Florida | Pinellas | 41 | 1972 | 9999 | 2019 | 0.40797 | 5675.8155 | 0.14376 | NEI 2019
P L Bartow | 634_G_P4 | 634 | G | P4 |  | Combustion Turbine | FRCC | Florida | Pinellas | 45 | 1972 | 9999 | 2019 | 6.0444 | 6229.5536 | 1.9405 | NEI 2019
Sixth Street Gas Turbine | 6356_G_1 | 6356 | G | 1 |  | Combustion Turbine | MIS_LMI | Michigan | Ottawa | 16 | 1974 | 9999 |  |  |  | 0.75865 | Default Emission Factor
Hutchinson Plant #2 | 6358_G_2 | 6358 | G | 2 | 2880 | Combined Cycle | MIS_MNWI | Minnesota | McLeod | 41 | 1994 | 9999 | 2017 | 5.385 | 20054 | 0.53705 | NEI 2019
Hutchinson Plant #2 | 6358_G_3 | 6358 | G | 3 | 2880 | Combined Cycle | MIS_MNWI | Minnesota | McLeod | 10 | 1994 | 9999 |  |  |  | 0.53705 | NEI 2019
Hutchinson Plant #2 | 6358_G_9 | 6358 | G | 9 |  | Combustion Turbine | MIS_MNWI | Minnesota | McLeod | 22 | 2001 | 9999 | 2017 | 0.03772 | 38 | 1.9853 | NEI 2019
Detour | 6369_G_6 | 6369 | G | 6 |  | Combustion Turbine | MIS_WUMS | Michigan | Chippewa | 2.5 | 1973 | 9999 |  |  |  | 7.2573 | Default Emission Factor
Detour | 6369_G_7 | 6369 | G | 7 |  | Combustion Turbine | MIS_WUMS | Michigan | Chippewa | 2.5 | 1976 | 9999 |  |  |  | 7.2573 | Default Emission Factor
Rokeby | 6373_G_2 | 6373 | G | 2 | 2883 | Combustion Turbine | SPP_NEBR | Nebraska | Lancaster | 90.4 | 1997 | 9999 |  |  |  | 0.72922 | Default Emission Factor
Rokeby | 6373_G_3 | 6373 | G | 3 | 2884 | Combustion Turbine | SPP_NEBR | Nebraska | Lancaster | 94.2 | 2001 | 9999 |  |  |  | 0.72922 | Default Emission Factor
Rokeby | 6373_G_BSU | 6373 | G | BSU |  | Combustion Turbine | SPP_NEBR | Nebraska | Lancaster | 3.2 | 1997 | 9999 |  |  |  | 7.2573 | Default Emission Factor
Ocracoke Hybrid | 6377_G_1 | 6377 | G | 1 |  | Combustion Turbine | S_VACA | North Carolina | Hyde | 3 | 1991 | 9999 | 2019 | 0.02 | 141 | 0.28369 | NEI 2019
Suwannee River | 638_G_P1 | 638 | G | P1 |  | Combustion Turbine | FRCC | Florida | Suwannee | 49 | 1980 | 9999 | 2019 | 6.1513 | 21178.1946 | 0.58091 | NEI 2019
Suwannee River | 638_G_P2 | 638 | G | P2 |  | Combustion Turbine | FRCC | Florida | Suwannee | 50 | 1980 | 9999 | 2019 | 0.039409 | 21610.4027 | 0.00365 | NEI 2019
Suwannee River | 638_G_P3 | 638 | G | P3 |  | Combustion Turbine | FRCC | Florida | Suwannee | 50 | 1980 | 9999 | 2019 | 6.3066 | 21610.4027 | 0.58367 | NEI 2019
Tangier | 6390_G_5 | 6390 | G | 5 |  | Combustion Turbine | PJM_EMAC | Virginia | Accomack | 1.2 | 1993 | 9999 | 2018 | 0.9669 | 82.5 | 23.44 | Virginia State Emissions
Tangier | 6390_G_6 | 6390 | G | 6 |  | Combustion Turbine | PJM_EMAC | Virginia | Accomack | 1.2 | 1993 | 9999 | 2018 | 0.9669 | 82.5 | 23.44 | Virginia State Emissions
Smith Island | 6391_G_2 | 6391 | G | 2 |  | Combustion Turbine | PJM_EMAC | Maryland | Somerset | 0.4 | 1969 | 9999 |  |  |  | 7.2573 | Default Emission Factor
Lansing Smith | 643_G_3A | 643 | G | 3A | 8284 | Combined Cycle | S_SOU | Florida | Bay | 167.6 | 2002 | 9999 | 2019 | 19.874 | 1251259 | 0.02491 | NEI 2019
Lansing Smith | 643_G_3B | 643 | G | 3B | 8286 | Combined Cycle | S_SOU | Florida | Bay | 167.6 | 2002 | 9999 | 2019 | 28.8643 | 2661846 | 0.02491 | NEI 2019
Lansing Smith | 643_G_3S | 643 | G | 3S | 8284 | Combined Cycle | S_SOU | Florida | Bay | 175.9 | 2002 | 9999 |  |  |  | 0.02491 | NEI 2019
Lansing Smith | 643_G_CT1 | 643 | G | CT1 |  | Combustion Turbine | S_SOU | Florida | Bay | 32 | 1971 | 9999 | 2019 | 0.012289 | 282 | 0.08716 | NEI 2019
Big Bend | 645_G_GT4 | 645 | G | GT4 | 90409 | Combustion Turbine | FRCC | Florida | Hillsborough | 56 | 2009 | 9999 | 2019 | 1.522 | 3682 | 0.82673 | NEI 2019
Ames GT | 6463_G_GT1 | 6463 | G | GT1 |  | Combustion Turbine | MIS_MIDA | Iowa | Story | 15.5 | 1972 | 9999 |  |  |  | 0.75865 | Default Emission Factor
Ames GT | 6463_G_GT2 | 6463 | G | GT2 | 89535 | Combustion Turbine | MIS_MIDA | Iowa | Story | 26.1 | 2005 | 9999 |  |  |  | 0.75865 | Default Emission Factor
Valencia | 6515_G_GT1 | 6515 | G | GT1 |  | Combustion Turbine | WECC_AZ | Arizona | Santa Cruz | 13.5 | 1989 | 9999 | 2019 | 11 | 6135.2239 | 3.5859 | NEI 2019
Valencia | 6515_G_GT2 | 6515 | G | GT2 |  | Combustion Turbine | WECC_AZ | Arizona | Santa Cruz | 13.5 | 1989 | 9999 | 2019 | 10.6 | 6135.2239 | 3.4555 | NEI 2019
Valencia | 6515_G_GT3 | 6515 | G | GT3 |  | Combustion Turbine | WECC_AZ | Arizona | Santa Cruz | 13.5 | 1989 | 9999 | 2019 | 0.223 | 6135.2239 | 0.0727 | NEI 2019
Valencia | 6515_G_GT4 | 6515 | G | GT4 |  | Combustion Turbine | WECC_AZ | Arizona | Santa Cruz | 19.8 | 2006 | 9999 | 2019 | 23.6 | 8998.3284 | 5.2454 | NEI 2019
Rocky Ford | 6516_G_IC1A | 6516 | G | IC1A |  | Combustion Turbine | WECC_CO | Colorado | Otero | 2 | 1964 | 9999 |  |  |  | 7.2573 | Default Emission Factor
Rocky Ford | 6516_G_IC2 | 6516 | G | IC2 |  | Combustion Turbine | WECC_CO | Colorado | Otero | 2 | 1964 | 9999 |  |  |  | 7.2573 | Default Emission Factor
Rocky Ford | 6516_G_IC3 | 6516 | G | IC3 |  | Combustion Turbine | WECC_CO | Colorado | Otero | 2 | 1964 | 9999 |  |  |  | 7.2573 | Default Emission Factor
Rocky Ford | 6516_G_IC4 | 6516 | G | IC4 |  | Combustion Turbine | WECC_CO | Colorado | Otero | 2 | 1964 | 9999 |  |  |  | 7.2573 | Default Emission Factor
Rocky Ford | 6516_G_IC5 | 6516 | G | IC5 |  | Combustion Turbine | WECC_CO | Colorado | Otero | 2 | 1964 | 9999 |  |  |  | 7.2573 | Default Emission Factor
Kings Beach | 6518_G_KB1 | 6518 | G | KB1 |  | Combustion Turbine | WECC_NNV | California | Placer | 2 | 2008 | 9999 | 2018 | 0.071167 | 45.6667 | 3.1168 | California Air Resources Board
Kings Beach | 6518_G_KB2 | 6518 | G | KB2 |  | Combustion Turbine | WECC_NNV | California | Placer | 2 | 2008 | 9999 | 2018 | 0.071167 | 45.6667 | 3.1168 | California Air Resources Board
Kings Beach | 6518_G_KB3 | 6518 | G | KB3 |  | Combustion Turbine | WECC_NNV | California | Placer | 2 | 2008 | 9999 | 2018 | 0.071167 | 45.6667 | 3.1168 | California Air Resources Board
Kings Beach | 6518_G_KB4 | 6518 | G | KB4 |  | Combustion Turbine | WECC_NNV | California | Placer | 2 | 2008 | 9999 | 2018 | 0.071167 | 45.6667 | 3.1168 | California Air Resources Board
Kings Beach | 6518_G_KB5 | 6518 | G | KB5 |  | Combustion Turbine | WECC_NNV | California | Placer | 2 | 2008 | 9999 | 2018 | 0.071167 | 45.6667 | 3.1168 | California Air Resources Board
Kings Beach | 6518_G_KB6 | 6518 | G | KB6 |  | Combustion Turbine | WECC_NNV | California | Placer | 2 | 2008 | 9999 | 2018 | 0.071167 | 45.6667 | 3.1168 | California Air Resources Board
Vergennes 9 | 6519_G_5 | 6519 | G | 5 |  | Combustion Turbine | NENGREST | Vermont | Addison | 2 | 1963 | 9999 |  |  |  | 7.2573 | Default Emission Factor
Vergennes 9 | 6519_G_6 | 6519 | G | 6 |  | Combustion Turbine | NENGREST | Vermont | Addison | 2 | 1964 | 9999 |  |  |  | 7.2573 | Default Emission Factor
Waverly Municipal Electric North Plant | 6554_G_10 | 6554 | G | 10 |  | Combustion Turbine | MIS_MIDA | Iowa | Bremer | 7 | 1993 | 9999 |  |  |  | 7.2573 | Default Emission Factor
Waverly Municipal Electric North Plant | 6554_G_17 | 6554 | G | 17 |  | Combustion Turbine | MIS_MIDA | Iowa | Bremer | 1.8 | 2015 | 9999 |  |  |  | 7.2573 | Default Emission Factor
Waverly Municipal Electric North Plant | 6554_G_18 | 6554 | G | 18 |  | Combustion Turbine | MIS_MIDA | Iowa | Bremer | 1.8 | 2015 | 9999 |  |  |  | 7.2573 | Default Emission Factor
Waverly Municipal Electric North Plant | 6554_G_19 | 6554 | G | 19 |  | Combustion Turbine | MIS_MIDA | Iowa | Bremer | 1.8 | 2015 | 9999 |  |  |  | 7.2573 | Default Emission Factor
Waverly Municipal Electric North Plant | 6554_G_20 | 6554 | G | 20 |  | Combustion Turbine | MIS_MIDA | Iowa | Bremer | 1.8 | 2015 | 9999 |  |  |  | 7.2573 | Default Emission Factor
Waverly Municipal Electric North Plant | 6554_G_7 | 6554 | G | 7 |  | Combustion Turbine | MIS_MIDA | Iowa | Bremer | 3.5 | 1958 | 9999 |  |  |  | 3.2013 | Default Emission Factor
Waverly Municipal Electric North Plant | 6554_G_8 | 6554 | G | 8 |  | Combustion Turbine | MIS_MIDA | Iowa | Bremer | 3.7 | 1967 | 9999 |  |  |  | 3.2013 | Default Emission Factor
Waverly Municipal Electric North Plant | 6554_G_9 | 6554 | G | 9 |  | Combustion Turbine | MIS_MIDA | Iowa | Bremer | 3.7 | 1967 | 9999 |  |  |  | 3.2013 | Default Emission Factor
D G Hunter | 6558_G_10 | 6558 | G | 10 |  | Combustion Turbine | MIS_LA | Louisiana | Rapides | 8.6 | 2016 | 9999 |  |  |  | 3.2013 | Default Emission Factor
D G Hunter | 6558_G_11 | 6558 | G | 11 |  | Combustion Turbine | MIS_LA | Louisiana | Rapides | 8.6 | 2016 | 9999 |  |  |  | 3.2013 | Default Emission Factor
D G Hunter | 6558_G_5 | 6558 | G | 5 |  | Combustion Turbine | MIS_LA | Louisiana | Rapides | 8.6 | 2016 | 9999 |  |  |  | 3.2013 | Default Emission Factor
D G Hunter | 6558_G_6 | 6558 | G | 6 |  | Combustion Turbine | MIS_LA | Louisiana | Rapides | 8.6 | 2016 | 9999 |  |  |  | 3.2013 | Default Emission Factor
D G Hunter | 6558_G_7 | 6558 | G | 7 |  | Combustion Turbine | MIS_LA | Louisiana | Rapides | 8.6 | 2016 | 9999 |  |  |  | 3.2013 | Default Emission Factor
D G Hunter | 6558_G_8 | 6558 | G | 8 |  | Combustion Turbine | MIS_LA | Louisiana | Rapides | 8.6 | 2016 | 9999 |  |  |  | 3.2013 | Default Emission Factor
D G Hunter | 6558_G_9 | 6558 | G | 9 |  | Combustion Turbine | MIS_LA | Louisiana | Rapides | 8.6 | 2016 | 9999 |  |  |  | 3.2013 | Default Emission Factor
Berlin | 6565_G_1A | 6565 | G | 1A |  | Combustion Turbine | PJM_EMAC | Maryland | Worcester | 1.1 | 1961 | 9999 | 2019 | 0.00529 | 10.3889 | 1.0184 | NEI 2019
Berlin | 6565_G_5A | 6565 | G | 5A |  | Combustion Turbine | PJM_EMAC | Maryland | Worcester | 2.5 | 1989 | 9999 | 2019 | 0.01089 | 23.6111 | 0.92245 | NEI 2019
Block Island | 6567_G_23 | 6567 | G | 23 |  | Combustion Turbine | NENGREST | Rhode Island | Washington | 1.2 | 2001 | 9999 |  |  |  | 7.2573 | Default Emission Factor
Block Island | 6567_G_24 | 6567 | G | 24 |  | Combustion Turbine | NENGREST | Rhode Island | Washington | 1.6 | 2002 | 9999 |  |  |  | 7.2573 | Default Emission Factor
Block Island | 6567_G_25 | 6567 | G | 25 |  | Combustion Turbine | NENGREST | Rhode Island | Washington | 1.8 | 2006 | 9999 |  |  |  | 7.2573 | Default Emission Factor
Block Island | 6567_G_27 | 6567 | G | 27 |  | Combustion Turbine | NENGREST | Rhode Island | Washington | 2.5 | 2018 | 9999 |  |  |  | 7.2573 | Default Emission Factor
Johnson | 6579_G_CAT8 | 6579 | G | CAT8 |  | Combustion Turbine | SPP_N | Kansas | Stanton | 3 | 2017 | 9999 |  |  |  | 7.2573 | Default Emission Factor
Johnson | 6579_G_CAT9 | 6579 | G | CAT9 |  | Combustion Turbine | SPP_N | Kansas | Stanton | 3 | 2017 | 9999 |  |  |  | 7.2573 | Default Emission Factor
Stock Island | 6584_G_EP2 | 6584 | G | EP2 |  | Combustion Turbine | FRCC | Florida | Monroe | 2.5 | 2012 | 9999 |  |  |  | 7.2573 | Default Emission Factor
Stock Island | 6584_G_GT1 | 6584 | G | GT1 |  | Combustion Turbine | FRCC | Florida | Monroe | 19 | 1978 | 9999 | 2019 | 0.31817 | 487.5361 | 1.3052 | NEI 2019
Stock Island | 6584_G_GT2 | 6584 | G | GT2 |  | Combustion Turbine | FRCC | Florida | Monroe | 17 | 1999 | 9999 | 2019 | 0.083335 | 436.2165 | 0.38208 | NEI 2019
Stock Island | 6584_G_GT3 | 6584 | G | GT3 |  | Combustion Turbine | FRCC | Florida | Monroe | 17 | 1999 | 9999 | 2019 | 0.17942 | 436.2165 | 0.8226 | NEI 2019
Stock Island | 6584_G_GT4 | 6584 | G | GT4 | 89604 | Combustion Turbine | FRCC | Florida | Monroe | 44 | 2006 | 9999 | 2019 | 0.48181 | 1129.0309 | 0.8535 | NEI 2019
Stock Island | 6584_G_MSD1 | 6584 | G | MSD1 |  | Combustion Turbine | FRCC | Florida | Monroe | 7.5 | 1991 | 9999 | 2019 | 0.071529 | 102.8571 | 1.3908 | NEI 2019
Stock Island | 6584_G_MSD2 | 6584 | G | MSD2 |  | Combustion Turbine | FRCC | Florida | Monroe | 7.5 | 1991 | 9999 | 2019 | 0.045295 | 102.8571 | 0.88074 | NEI 2019
Wilkins Station | 6586_G_1 | 6586 | G | 1 |  | Combustion Turbine | NENGREST | Massachusetts | Essex | 2.5 | 1975 | 9999 | 2019 | 0.0042 | 3 | 2.8 | NEI 2019
Wilkins Station | 6586_G_2 | 6586 | G | 2 |  | Combustion Turbine | NENGREST | Massachusetts | Essex | 2.5 | 1975 | 9999 | 2019 | 0.0042 | 3 | 2.8 | NEI 2019
Burlington (CO) | 6619_G_1 | 6619 | G | 1 |  | Combustion Turbine | WECC_CO | Colorado | Kit Carson | 50 | 1977 | 9999 | 2019 | 0.01 | 1481 | 0.0135 | NEI 2019
Burlington (CO) | 6619_G_2 | 6619 | G | 2 |  | Combustion Turbine | WECC_CO | Colorado | Kit Carson | 50 | 1977 | 9999 | 2017 | 0.049691 | 1285.5 | 0.07731 | NEI 2019
Deerhaven Generating Station | 663_G_GT1 | 663 | G | GT1 |  | Combustion Turbine | FRCC | Florida | Alachua | 17.5 | 1976 | 2025 | 2019 | 0.40692 | 975.7045 | 0.8341 | NEI 2019
Deerhaven Generating Station | 663_G_GT2 | 663 | G | GT2 |  | Combustion Turbine | FRCC | Florida | Alachua | 17.5 | 1976 | 2025 | 2019 | 0.7986 | 975.7045 | 1.637 | NEI 2019
Deerhaven Generating Station | 663_G_GT3 | 663 | G | GT3 | 488 | Combustion Turbine | FRCC | Florida | Alachua | 75 | 1996 | 9999 | 2019 | 1.2065 | 4181.5909 | 0.57706 | NEI 2019
A L Pierce | 6635_G_4 | 6635 | G | 4 | 90114 | Combustion Turbine | NENG_CT | Connecticut | New Haven | 74.1 | 2007 | 9999 | 2019 | 1.0587 | 1958 | 1.0814 | NEI 2019
John R Kelly | 664_G_CT04 | 664 | G | CT04 | 489 | Combined Cycle | FRCC | Florida | Alachua | 75 | 2001 | 9999 | 2017 | 62.2073 | 369897 | 0.22774 | NEI 2019
G W Ivey | 665_G_13 | 665 | G | 13 |  | Combustion Turbine | FRCC | Florida | Miami Dade | 1.8 | 1972 | 9999 |  |  |  | 3.2013 | Default Emission Factor
G W Ivey | 665_G_14 | 665 | G | 14 |  | Combustion Turbine | FRCC | Florida | Miami Dade | 1.8 | 1972 | 9999 |  |  |  | 3.2013 | Default Emission Factor
G W Ivey | 665_G_15 | 665 | G | 15 |  | Combustion Turbine | FRCC | Florida | Miami Dade | 1.8 | 1972 | 9999 |  |  |  | 3.2013 | Default Emission Factor
G W Ivey | 665_G_16 | 665 | G | 16 |  | Combustion Turbine | FRCC | Florida | Miami Dade | 1.8 | 1972 | 9999 |  |  |  | 3.2013 | Default Emission Factor
G W Ivey | 665_G_17 | 665 | G | 17 |  | Combustion Turbine | FRCC | Florida | Miami Dade | 1.8 | 1972 | 9999 |  |  |  | 3.2013 | Default Emission Factor
G W Ivey | 665_G_19 | 665 | G | 19 |  | Combustion Turbine | FRCC | Florida | Miami Dade | 8 | 1975 | 9999 |  |  |  | 3.2013 | Default Emission Factor
G W Ivey | 665_G_2 | 665 | G | 2 |  | Combustion Turbine | FRCC | Florida | Miami Dade | 1.8 | 1970 | 9999 |  |  |  | 3.2013 | Default Emission Factor
G W Ivey | 665_G_20 | 665 | G | 20 |  | Combustion Turbine | FRCC | Florida | Miami Dade | 6 | 1981 | 9999 |  |  |  | 3.2013 | Default Emission Factor
G W Ivey | 665_G_21 | 665 | G | 21 |  | Combustion Turbine | FRCC | Florida | Miami Dade | 6 | 1981 | 9999 |  |  |  | 3.2013 | Default Emission Factor
G W Ivey | 665_G_22 | 665 | G | 22 |  | Combustion Turbine | FRCC | Florida | Miami Dade | 0.1 | 2013 | 9999 |  |  |  | 7.2573 | Default Emission Factor
G W Ivey | 665_G_3 | 665 | G | 3 |  | Combustion Turbine | FRCC | Florida | Miami Dade | 1.8 | 1970 | 9999 |  |  |  | 3.2013 | Default Emission Factor
Mexico | 6650_G_1 | 6650 | G | 1 | 90098 | Combustion Turbine | MIS_MO | Missouri | Audrain | 53 | 1978 | 9999 | 2019 | 0.0133 | 220 | 0.12091 | NEI 2019
Moberly | 6651_G_1 | 6651 | G | 1 | 90099 | Combustion Turbine | MIS_MO | Missouri | Randolph | 53 | 1978 | 9999 | 2019 | 0.0403 | 2125 | 0.03793 | NEI 2019
Moreau | 6652_G_1 | 6652 | G | 1 | 90100 | Combustion Turbine | MIS_MO | Missouri | Cole | 53 | 1978 | 9999 | 2019 | 0.0391 | 1711 | 0.0457 | NEI 2019
J D Kennedy | 666_G_GT37 | 666 | G | GT37 | 493 | Combustion Turbine | FRCC | Florida | Duval | 158.6 | 2000 | 9999 | 2019 | 2.9895 | 106045.998 | 0.05638 | NEI 2019
J D Kennedy | 666_G_GT38 | 666 | G | GT38 | 90118 | Combustion Turbine | FRCC | Florida | Duval | 158.6 | 2009 | 9999 | 2019 | 1.0106 | 106045.998 | 0.01906 | NEI 2019
Northside Generating Station | 667_G_4 | 667 | G | 4 |  | Combustion Turbine | FRCC | Florida | Duval | 53 | 1975 | 9999 |  |  |  | 0.75865 | Default Emission Factor
Northside Generating Station | 667_G_5 | 667 | G | 5 |  | Combustion Turbine | FRCC | Florida | Duval | 53 | 1974 | 9999 |  |  |  | 0.75865 | Default Emission Factor
Northside Generating Station | 667_G_6 | 667 | G | 6 |  | Combustion Turbine | FRCC | Florida | Duval | 53 | 1974 | 9999 |  |  |  | 0.75865 | Default Emission Factor
Northside Generating Station | 667_G_GT3 | 667 | G | GT3 |  | Combustion Turbine | FRCC | Florida | Duval | 53 | 1975 | 9999 |  |  |  | 0.75865 | Default Emission Factor
Northside Generating Station | 667_G_ST3 | 667 | G | ST3 | 500 | O/G Steam | FRCC | Florida | Duval | 524 | 1977 | 9999 | 2019 | 148.9448 | 1751571 | 0.17007 | NEI 2019
Pebbly Beach Generating Station | 6704_G_10 | 6704 | G | 10 |  | Combustion Turbine | WECC_SCE | California | Los Angeles | 1.1 | 1966 | 9999 | 2018 | 1.072 | 3369.5106 | 0.63627 | California Air Resources Board
Pebbly Beach Generating Station | 6704_G_12 | 6704 | G | 12 |  | Combustion Turbine | WECC_SCE | California | Los Angeles | 1.6 | 1976 | 9999 | 2018 | 1.5592 | 4901.1064 | 0.63627 | California Air Resources Board
Pebbly Beach Generating Station | 6704_G_14 | 6704 | G | 14 |  | Combustion Turbine | WECC_SCE | California | Los Angeles | 1.4 | 1986 | 9999 | 2018 | 1.3643 | 4288.4681 | 0.63627 | California Air Resources Board
Pebbly Beach Generating Station | 6704_G_15 | 6704 | G | 15 |  | Combustion Turbine | WECC_SCE | California | Los Angeles | 2.8 | 1995 | 9999 | 2018 | 2.7286 | 8576.9362 | 0.63627 | California Air Resources Board
Pebbly Beach Generating Station | 6704_G_7 | 6704 | G | 7 |  | Combustion Turbine | WECC_SCE | California | Los Angeles | 1 | 1958 | 9999 | 2018 | 0.97451 | 3063.1915 | 0.63627 | California Air Resources Board
Pebbly Beach Generating Station | 6704_G_8 | 6704 | G | 8 |  | Combustion Turbine | WECC_SCE | California | Los Angeles | 1.5 | 1963 | 9999 | 2018 | 1.4618 | 4594.7872 | 0.63627 | California Air Resources Board
Pebbly Beach Generating Station | 6704_G_MT01 | 6704 | G | MT01 |  | Combustion Turbine | WEC_LADW | California | Los Angeles | 0.1 | 2011 | 9999 | 2018 | 0.097451 | 30.5217 | 6.3857 | California Air Resources Board
Pebbly Beach Generating Station | 6704_G_MT02 | 6704 | G | MT02 |  | Combustion Turbine | WEC_LADW | California | Los Angeles | 0.1 | 2011 | 9999 | 2018 | 0.097451 | 30.5217 | 6.3857 | California Air Resources Board
Pebbly Beach Generating Station | 6704_G_MT03 | 6704 | G | MT03 |  | Combustion Turbine | WEC_LADW | California | Los Angeles | 0.1 | 2011 | 9999 | 2018 | 0.097451 | 30.5217 | 6.3857 | California Air Resources Board
Pebbly Beach Generating Station | 6704_G_MT04 | 6704 | G | MT04 |  | Combustion Turbine | WEC_LADW | California | Los Angeles | 0.1 | 2011 | 9999 | 2018 | 0.097451 | 30.5217 | 6.3857 | California Air Resources Board
Pebbly Beach Generating Station | 6704_G_MT05 | 6704 | G | MT05 |  | Combustion Turbine | WEC_LADW | California | Los Angeles | 0.1 | 2011 | 9999 | 2018 | 0.097451 | 30.5217 | 6.3857 | California Air Resources Board
Pebbly Beach Generating Station | 6704_G_MT06 | 6704 | G | MT06 |  | Combustion Turbine | WEC_LADW | California | Los Angeles | 0.1 | 2011 | 9999 | 2018 | 0.097451 | 30.5217 | 6.3857 | California Air Resources Board
Pebbly Beach Generating Station | 6704_G_MT07 | 6704 | G | MT07 |  | Combustion Turbine | WEC_LADW | California | Los Angeles | 0.1 | 2011 | 9999 | 2018 | 0.097451 | 30.5217 | 6.3857 | California Air Resources Board
Pebbly Beach Generating Station | 6704_G_MT08 | 6704 | G | MT08 |  | Combustion Turbine | WEC_LADW | California | Los Angeles | 0.1 | 2011 | 9999 | 2018 | 0.097451 | 30.5217 | 6.3857 | California Air Resources Board
Pebbly Beach Generating Station | 6704_G_MT09 | 6704 | G | MT09 |  | Combustion Turbine | WEC_LADW | California | Los Angeles | 0.1 | 2011 | 9999 | 2018 | 0.097451 | 30.5217 | 6.3857 | California Air Resources Board
Pebbly Beach Generating Station | 6704_G_MT10 | 6704 | G | MT10 |  | Combustion Turbine | WEC_LADW | California | Los Angeles | 0.1 | 2011 | 9999 | 2018 | 0.097451 | 30.5217 | 6.3857 | California Air Resources Board
Pebbly Beach Generating Station | 6704_G_MT11 | 6704 | G | MT11 |  | Combustion Turbine | WEC_LADW | California | Los Angeles | 0.1 | 2011 | 9999 | 2018 | 0.097451 | 30.5217 | 6.3857 | California Air Resources Board
Pebbly Beach Generating Station | 6704_G_MT14 | 6704 | G | MT14 |  | Combustion Turbine | WEC_LADW | California | Los Angeles | 0.1 | 2011 | 9999 | 2018 | 0.097451 | 30.5217 | 6.3857 | California Air Resources Board
Pebbly Beach Generating Station | 6704_G_MT15 | 6704 | G | MT15 |  | Combustion Turbine | WEC_LADW | California | Los Angeles | 0.1 | 2011 | 9999 | 2018 | 0.097451 | 30.5217 | 6.3857 | California Air Resources Board
Pebbly Beach Generating Station | 6704_G_MT16 | 6704 | G | MT16 |  | Combustion Turbine | WEC_LADW | California | Los Angeles | 0.1 | 2011 | 9999 | 2018 | 0.097451 | 30.5217 | 6.3857 | California Air Resources Board
Pebbly Beach Generating Station | 6704_G_MT17 | 6704 | G | MT17 |  | Combustion Turbine | WEC_LADW | California | Los Angeles | 0.1 | 2011 | 9999 | 2018 | 0.097451 | 30.5217 | 6.3857 | California Air Resources Board
Pebbly Beach Generating Station | 6704_G_MT18 | 6704 | G | MT18 |  | Combustion Turbine | WEC_LADW | California | Los Angeles | 0.1 | 2011 | 9999 | 2018 | 0.097451 | 30.5217 | 6.3857 | California Air Resources Board
Pebbly Beach Generating Station | 6704_G_MT19 | 6704 | G | MT19 |  | Combustion Turbine | WEC_LADW | California | Los Angeles | 0.1 | 2011 | 9999 | 2018 | 0.097451 | 30.5217 | 6.3857 | California Air Resources Board
Pebbly Beach Generating Station | 6704_G_MT20 | 6704 | G | MT20 |  | Combustion Turbine | WEC_LADW | California | Los Angeles | 0.1 | 2011 | 9999 | 2018 | 0.097451 | 30.5217 | 6.3857 | California Air Resources Board
Pebbly Beach Generating Station | 6704_G_MT21 | 6704 | G | MT21 |  | Combustion Turbine | WEC_LADW | California | Los Angeles | 0.1 | 2011 | 9999 | 2018 | 0.097451 | 30.5217 | 6.3857 | California Air Resources Board
Pebbly Beach Generating Station | 6704_G_MT22 | 6704 | G | MT22 |  | Combustion Turbine | WEC_LADW | California | Los Angeles | 0.1 | 2011 | 9999 | 2018 | 0.097451 | 30.5217 | 6.3857 | California Air Resources Board
Pebbly Beach Generating Station | 6704_G_MT23 | 6704 | G | MT23 |  | Combustion Turbine | WEC_LADW | California | Los Angeles | 0.1 | 2011 | 9999 | 2018 | 0.097451 | 30.5217 | 6.3857 | California Air Resources Board
Pebbly Beach Generating Station | 6704_G_MT24 | 6704 | G | MT24 |  | Combustion Turbine | WEC_LADW | California | Los Angeles | 0.1 | 2011 | 9999 | 2018 | 0.097451 | 30.5217 | 6.3857 | California Air Resources Board
Pebbly Beach Generating Station | 6704_G_MT25 | 6704 | G | MT25 |  | Combustion Turbine | WEC_LADW | California | Los Angeles | 0.1 | 2011 | 9999 | 2018 | 0.097451 | 30.5217 | 6.3857 | California Air Resources Board
Tom G Smith | 673_G_GT1 | 673 | G | GT1 |  | Combustion Turbine | FRCC | Florida | Palm Beach | 26 | 1976 | 9999 | 2019 | 2.3951 | 876 | 5.4682 | NEI 2019
Tom G Smith | 673_G_GT2 | 673 | G | GT2 |  | Combined Cycle | FRCC | Florida | Palm Beach | 21 | 1978 | 9999 | 2019 | 0.012202 | 3585 | 0.00568 | NEI 2019
Tom G Smith | 673_G_MU1 | 673 | G | MU1 |  | Combustion Turbine | FRCC | Florida | Palm Beach | 2 | 1965 | 9999 |  |  |  | 7.2573 | Default Emission Factor
Tom G Smith | 673_G_MU2 | 673 | G | MU2 |  | Combustion Turbine | FRCC | Florida | Palm Beach | 2 | 1965 | 9999 |  |  |  | 7.2573 | Default Emission Factor
Tom G Smith | 673_G_MU3 | 673 | G | MU3 |  | Combustion Turbine | FRCC | Florida | Palm Beach | 2 | 1965 | 9999 |  |  |  | 7.2573 | Default Emission Factor
Tom G Smith | 673_G_MU4 | 673 | G | MU4 |  | Combustion Turbine | FRCC | Florida | Palm Beach | 2 | 1965 | 9999 |  |  |  | 7.2573 | Default Emission Factor
Tom G Smith | 673_G_MU5 | 673 | G | MU5 |  | Combustion Turbine | FRCC | Florida | Palm Beach | 2 | 1965 | 9999 |  |  |  | 7.2573 | Default Emission Factor
Tom G Smith | 673_G_S5 | 673 | G | S5 |  | Combined Cycle | FRCC | Florida | Palm Beach | 10 | 1978 | 9999 |  |  |  | 0.14766 | Default Emission Factor
Rock Lake CT | 6741_G_1 | 6741 | G | 1 | 90185 | Combustion Turbine | MIS_MNWI | Minnesota | Pine | 22.1 | 1978 | 9999 | 2019 | 0.007913 | 743 | 0.0213 | NEI 2019
Larsen Memorial | 675_G_2 | 675 | G | 2 |  | Combustion Turbine | FRCC | Florida | Polk | 10 | 1962 | 9999 | 2019 | 0.15186 | 87.8947 | 3.4555 | NEI 2019
Larsen Memorial | 675_G_3 | 675 | G | 3 |  | Combustion Turbine | FRCC | Florida | Polk | 9 | 1962 | 9999 |  |  |  | 0.72922 | Default Emission Factor
Larsen Memorial | 675_G_5 | 675 | G | 5 | 509 | Combined Cycle | FRCC | Florida | Polk | 29 | 1956 | 9999 |  |  |  | 0.19647 | NEI 2019
Larsen Memorial | 675_G_8 | 675 | G | 8 | 509 | Combined Cycle | FRCC | Florida | Polk | 76 | 1992 | 9999 | 2019 | 14.6714 | 110290 | 0.19647 | NEI 2019
C D McIntosh Jr | 676_G_5CT | 676 | G | 5CT | 515 | Combined Cycle | FRCC | Florida | Polk | 215 | 2001 | 9999 | 2019 | 12.3366 | 2233650 | 0.01105 | NEI 2019
C D McIntosh Jr | 676_G_5ST | 676 | G | 5ST | 515 | Combined Cycle | FRCC | Florida | Polk | 123 | 2002 | 9999 |  |  |  | 0.01105 | NEI 2019
C D McIntosh Jr | 676_G_GT1 | 676 | G | GT1 |  | Combustion Turbine | FRCC | Florida | Polk | 16 | 1973 | 9999 | 2019 | 0.16942 | 276 | 1.2277 | NEI 2019
C D McIntosh Jr | 676_G_GT2 | 676 | G | GT2 |  | Combustion Turbine | FRCC | Florida | Polk | 115 | 2020 | 9999 |  |  |  | 0.29834 | Default Emission Factor
C D McIntosh Jr | 676_G_IC1 | 676 | G | IC1 |  | Combustion Turbine | FRCC | Florida | Polk | 2.5 | 1970 | 9999 |  |  |  | 7.2573 | Default Emission Factor
C D McIntosh Jr | 676_G_IC2 | 676 | G | IC2 |  | Combustion Turbine | FRCC | Florida | Polk | 2.5 | 1970 | 9999 |  |  |  | 7.2573 | Default Emission Factor
Rawhide | 6761_G_A | 6761 | G | A | 8360 | Combustion Turbine | WECC_CO | Colorado | Larimer | 65 | 2002 | 9999 | 2019 | 0.36 | 12070.0644 | 0.05965 | NEI 2019
Rawhide | 6761_G_B | 6761 | G | B | 8362 | Combustion Turbine | WECC_CO | Colorado | Larimer | 65 | 2002 | 9999 | 2017 | 0.35 | 6449.2397 | 0.10854 | NEI 2019
Rawhide | 6761_G_C | 6761 | G | C | 8364 | Combustion Turbine | WECC_CO | Colorado | Larimer | 65 | 2002 | 9999 | 2017 | 0.6 | 6449.2397 | 0.18607 | NEI 2019
Rawhide | 6761_G_D | 6761 | G | D | 89476 | Combustion Turbine | WECC_CO | Colorado | Larimer | 65 | 2004 | 9999 | 2019 | 0.92 | 12070.0644 | 0.15244 | NEI 2019
Rawhide | 6761_G_F | 6761 | G | F | 90256 | Combustion Turbine | WECC_CO | Colorado | Larimer | 128 | 2008 | 9999 | 2017 | 5.24 | 12700.0412 | 0.82519 | NEI 2019
West Station (NJ) | 6776_G_1 | 6776 | G | 1 | 2909 | Combustion Turbine | PJM_EMAC | New Jersey | Cumberland | 22.9 | 1972 | 9999 | 2019 | 0.0502 | 274 | 0.36642 | NEI 2019
Augusta Electric Plant No 2 | 6791_G_1 | 6791 | G | 1 |  | Combustion Turbine | SPP_N | Kansas | Butler | 4 | 1968 | 9999 | 2019 | 0.64897 | 261.6915 | 4.9598 | NEI 2019
Augusta Electric Plant No 2 | 6791_G_2 | 6791 | G | 2 |  | Combustion Turbine | SPP_N | Kansas | Butler | 4 | 1968 | 9999 | 2019 | 0.9902 | 261.6915 | 7.5677 | NEI 2019
Augusta Electric Plant No 2 | 6791_G_3 | 6791 | G | 3 |  | Combustion Turbine | SPP_N | Kansas | Butler | 6 | 1981 | 9999 | 2019 | 2.0974 | 392.5373 | 10.6866 | NEI 2019
Augusta Electric Plant No 2 | 6791_G_4 | 6791 | G | 4 |  | Combustion Turbine | SPP_N | Kansas | Butler | 6.1 | 2005 | 9999 |  |  |  | 3.2013 | Default Emission Factor
St Bonifacius | 6824_G_1 | 6824 | G | 1 | 90186 | Combustion Turbine | MIS_MNWI | Minnesota | Carver | 60.1 | 1978 | 9999 | 2017 | 0.007465 | 536 | 0.02785 | NEI 2019
Indian River Plant | 683_G_A | 683 | G | A |  | Combustion Turbine | FRCC | Florida | Brevard | 37 | 1989 | 9999 | 2019 | 0.24889 | 244.3276 | 2.0373 | NEI 2019
Indian River Plant | 683_G_B | 683 | G | B |  | Combustion Turbine | FRCC | Florida | Brevard | 37 | 1989 | 9999 | 2019 | 0.26538 | 244.3276 | 2.1724 | NEI 2019
Indian River Plant | 683_G_C | 683 | G | C | 516 | Combustion Turbine | FRCC | Florida | Brevard | 108 | 1992 | 9999 | 2019 | 0.27447 | 713.1724 | 0.76971 | NEI 2019
Indian River Plant | 683_G_D | 683 | G | D | 517 | Combustion Turbine | FRCC | Florida | Brevard | 108 | 1992 | 9999 | 2019 | 0.25232 | 713.1724 | 0.7076 | NEI 2019
Arvah B Hopkins | 688_G_2 | 688 | G | 2 | 89683 | Combined Cycle | FRCC | Florida | Leon | 141 | 1977 | 9999 |  |  |  | 0.02233 | NEI 2019
Arvah B Hopkins | 688_G_CT 2A | 688 | G | CT 2A | 89683 | Combined Cycle | FRCC | Florida | Leon | 159 | 2008 | 9999 | 2019 | 14.7 | 1316771 | 0.02233 | NEI 2019
Arvah B Hopkins | 688_G_GT3 | 688 | G | GT3 | 89526 | Combustion Turbine | FRCC | Florida | Leon | 46 | 2005 | 9999 | 2019 | 6.1208 | 74882.5 | 0.16348 | NEI 2019
Arvah B Hopkins | 688_G_GT4 | 688 | G | GT4 | 89527 | Combustion Turbine | FRCC | Florida | Leon | 46 | 2005 | 9999 | 2019 | 6.413 | 74882.5 | 0.17128 | NEI 2019
Arvah B Hopkins | 688_G_IC1 | 688 | G | IC1 |  | Combustion Turbine | FRCC | Florida | Leon | 18.5 | 2019 | 9999 |  |  |  | 0.29705 | Default Emission Factor
Arvah B Hopkins | 688_G_IC2 | 688 | G | IC2 |  | Combustion Turbine | FRCC | Florida | Leon | 18.5 | 2019 | 9999 |  |  |  | 0.29705 | Default Emission Factor
Arvah B Hopkins | 688_G_IC3 | 688 | G | IC3 |  | Combustion Turbine | FRCC | Florida | Leon | 18.5 | 2019 | 9999 |  |  |  | 0.29705 | Default Emission Factor
Arvah B Hopkins | 688_G_IC4 | 688 | G | IC4 |  | Combustion Turbine | FRCC | Florida | Leon | 18.5 | 2019 | 9999 |  |  |  | 0.29705 | Default Emission Factor
S O Purdom | 689_G_8 | 689 | G | 8 | 521 | Combined Cycle | FRCC | Florida | Wakulla | 154 | 2000 | 9999 | 2019 | 168.7807 | 816054 | 0.25983 | NEI 2019
S O Purdom | 689_G_9 | 689 | G | 9 | 521 | Combined Cycle | FRCC | Florida | Wakulla | 72 | 2000 | 9999 | 2019 | 0.13276 | 484113 | 0.25983 | NEI 2019
Marathon Generating Plant | 696_G_10 | 696 | G | 10 |  | Combustion Turbine | FRCC | Florida | Monroe | 3.5 | 1998 | 9999 |  |  |  | 7.2573 | Default Emission Factor
Marathon Generating Plant | 696_G_11 | 696 | G | 11 |  | Combustion Turbine | FRCC | Florida | Monroe | 3.5 | 2001 | 9999 |  |  |  | 7.2573 | Default Emission Factor
Marathon Generating Plant | 696_G_8 | 696 | G | 8 |  | Combustion Turbine | FRCC | Florida | Monroe | 2 | 1989 | 9999 |  |  |  | 7.2573 | Default Emission Factor
Marathon Generating Plant | 696_G_9 | 696 | G | 9 |  | Combustion Turbine | FRCC | Florida | Monroe | 2 | 1989 | 9999 |  |  |  | 7.2573 | Default Emission Factor
Trenton North | 698_G_1 | 698 | G | 1 |  | Combustion Turbine | MIS_MO | Missouri | Grundy | 2.7 | 1974 | 9999 |  |  |  | 7.2573 | Default Emission Factor
Trenton North | 698_G_2 | 698 | G | 2 |  | Combustion Turbine | MIS_MO | Missouri | Grundy | 2.7 | 1974 | 9999 |  |  |  | 7.2573 | Default Emission Factor
Trenton North | 698_G_3 | 698 | G | 3 |  | Combustion Turbine | MIS_MO | Missouri | Grundy | 2.7 | 1974 | 9999 |  |  |  | 7.2573 | Default Emission Factor
Trenton North | 698_G_4 | 698 | G | 4 |  | Combustion Turbine | MIS_MO | Missouri | Grundy | 2.7 | 1974 | 9999 |  |  |  | 7.2573 | Default Emission Factor
Trenton North | 698_G_5 | 698 | G | 5 |  | Combustion Turbine | MIS_MO | Missouri | Grundy | 2.7 | 1975 | 9999 | 2019 | 0.0961 | 18 | 10.6778 | NEI 2019
Hugoton 2 | 7011_G_10 | 7011 | G | 10 |  | Combustion Turbine | SPP_N | Kansas | Stevens | 4 | 1983 | 9999 |  |  |  | 3.2013 | Default Emission Factor
Hugoton 2 | 7011_G_11 | 7011 | G | 11 |  | Combustion Turbine | SPP_N | Kansas | Stevens | 2.2 | 1997 | 9999 |  |  |  | 3.2013 | Default Emission Factor
Hugoton 2 | 7011_G_12 | 7011 | G | 12 |  | Combustion Turbine | SPP_N | Kansas | Stevens | 2.8 | 1997 | 9999 |  |  |  | 3.2013 | Default Emission Factor
Hugoton 2 | 7011_G_13 | 7011 | G | 13 |  | Combustion Turbine | SPP_N | Kansas | Stevens | 0.5 | 1998 | 9999 |  |  |  | 3.2013 | Default Emission Factor
Hugoton 2 | 7011_G_7 | 7011 | G | 7 |  | Combustion Turbine | SPP_N | Kansas | Stevens | 2 | 1964 | 9999 |  |  |  | 3.2013 | Default Emission Factor
Hugoton 2 | 7011_G_8 | 7011 | G | 8 |  | Combustion Turbine | SPP_N | Kansas | Stevens | 1.8 | 1971 | 9999 |  |  |  | 3.2013 | Default Emission Factor
Hugoton 2 | 7011_G_9A | 7011 | G | 9A |  | Combustion Turbine | SPP_N | Kansas | Stevens | 4 | 1994 | 9999 |  |  |  | 3.2013 | Default Emission Factor
East 12th Street | 7013_G_5 | 7013 | G | 5 |  | Combustion Turbine | SPP_N | Kansas | Cowley | 1.6 | 2002 | 9999 |  |  |  | 7.2573 | Default Emission Factor
Chanute 3 | 7018_G_10 | 7018 | G | 10 |  | Combustion Turbine | SPP_N | Kansas | Neosho | 6.9 | 1986 | 9999 | 2019 | 0.044076 | 225.7009 | 0.39057 | NEI 2019
Chanute 3 | 7018_G_11 | 7018 | G | 11 |  | Combustion Turbine | SPP_N | Kansas | Neosho | 6.9 | 1986 | 9999 | 2019 | 0.052864 | 225.7009 | 0.46844 | NEI 2019
Chanute 3 | 7018_G_12 | 7018 | G | 12 |  | Combustion Turbine | SPP_N | Kansas | Neosho | 5.5 | 1991 | 9999 | 2019 | 0.0030398 | 179.9065 | 0.03379 | NEI 2019
Chanute 3 | 7018_G_13 | 7018 | G | 13 |  | Combustion Turbine | SPP_N | Kansas | Neosho | 5.9 | 1991 | 9999 | 2019 | 0.0036402 | 192.9907 | 0.03772 | NEI 2019
Chanute 3 | 7018_G_9 | 7018 | G | 9 |  | Combustion Turbine | SPP_N | Kansas | Neosho | 6.9 | 1985 | 9999 | 2019 | 0.091195 | 225.7009 | 0.80811 | NEI 2019
Whitehead | 7028_G_K1 | 7028 | G | K1 |  | Combustion Turbine | WECC_UT | Utah | Utah | 5.9 | 1986 | 9999 | 2019 | 0.287 | 1510.6642 | 0.37997 | NEI 2019
Whitehead | 7028_G_K2 | 7028 | G | K2 |  | Combustion Turbine | WECC_UT | Utah | Utah | 6 | 1986 | 9999 |  |  |  | 3.2013 | Default Emission Factor
Whitehead | 7028_G_K3 | 7028 | G | K3 |  | Combustion Turbine | WECC_UT | Utah | Utah | 5.9 | 2000 | 9999 | 2017 | 0.424 | 1828.5597 | 0.46375 | NEI 2019
Whitehead | 7028_G_K4 | 7028 | G | K4 |  | Combustion Turbine | WECC_UT | Utah | Utah | 4 | 2002 | 9999 |  |  |  | 3.2013 | Default Emission Factor
Whitehead | 7028_G_K6CAT | 7028 | G | K6CAT |  | Combustion Turbine | WECC_UT | Utah | Utah | 2.5 | 2016 | 9999 |  |  |  | 3.2013 | Default Emission Factor
Whitehead | 7028_G_K7CAT | 7028 | G | K7CAT |  | Combustion Turbine | WECC_UT | Utah | Utah | 2.5 | 2016 | 9999 |  |  |  | 3.2013 | Default Emission Factor
Gravel Neck | 7032_G_1 | 7032 | G | 1 |  | Combustion Turbine | PJM_Dom | Virginia | Surry | 12 | 1970 | 9999 |  |  |  | 0.75865 | Default Emission Factor
Gravel Neck | 7032_G_2 | 7032 | G | 2 |  | Combustion Turbine | PJM_Dom | Virginia | Surry | 16 | 1970 | 9999 | 2019 | 0.0031122 | 3426.913 | 0.00182 | NEI 2019
Gravel Neck | 7032_G_3 | 7032 | G | 3 | 88238 | Combustion Turbine | PJM_Dom | Virginia | Surry | 85 | 1989 | 9999 |  |  |  | 0.33078 | NEI 2019
Gravel Neck | 7032_G_4 | 7032 | G | 4 | 88239 | Combustion Turbine | PJM_Dom | Virginia | Surry | 85 | 1989 | 9999 |  |  |  | 0.33078 | NEI 2019
Gravel Neck | 7032_G_5 | 7032 | G | 5 | 88240 | Combustion Turbine | PJM_Dom | Virginia | Surry | 85 | 1989 | 9999 |  |  |  | 0.33078 | NEI 2019
Gravel Neck | 7032_G_6 | 7032 | G | 6 | 88241 | Combustion Turbine | PJM_Dom | Virginia | Surry | 85 | 1989 | 9999 | 2019 | 12.044 | 72821.9022 | 0.33078 | NEI 2019
Lake (WY) | 7039_G_1 | 7039 | G | 1 |  | Combustion Turbine | WECC_WY | Wyoming | Teton | 2.7 | 1967 | 9999 |  |  |  | 7.2573 | Default Emission Factor
Solon Diesel | 7058_G_1 | 7058 | G | 1 |  | Combustion Turbine | MIS_MNWI | Wisconsin | Douglas | 0.8 | 1988 | 9999 |  |  |  | 7.2573 | Default Emission Factor
Solon Diesel | 7058_G_2 | 7058 | G | 2 |  | Combustion Turbine | MIS_MNWI | Wisconsin | Douglas | 0.8 | 1988 | 9999 |  |  |  | 7.2573 | Default Emission Factor
Solon Diesel | 7058_G_3 | 7058 | G | 3 |  | Combustion Turbine | MIS_MNWI | Wisconsin | Douglas | 0.8 | 1989 | 9999 |  |  |  | 7.2573 | Default Emission Factor
Solon Diesel | 7058_G_4 | 7058 | G | 4 |  | Combustion Turbine | MIS_MNWI | Wisconsin | Douglas | 0.8 | 1989 | 9999 |  |  |  | 7.2573 | Default Emission Factor
Solon Diesel | 7058_G_5 | 7058 | G | 5 |  | Combustion Turbine | MIS_MNWI | Wisconsin | Douglas | 0.8 | 1989 | 9999 |  |  |  | 7.2573 | Default Emission Factor
Solon Diesel | 7058_G_6 | 7058 | G | 6 |  | Combustion Turbine | MIS_MNWI | Wisconsin | Douglas | 0.8 | 1995 | 9999 |  |  |  | 7.2573 | Default Emission Factor
Solon Diesel | 7058_G_7 | 7058 | G | 7 |  | Combustion Turbine | MIS_MNWI | Wisconsin | Douglas | 0.8 | 1995 | 9999 |  |  |  | 7.2573 | Default Emission Factor
Solon Diesel | 7058_G_8 | 7058 | G | 8 |  | Combustion Turbine | MIS_MNWI | Wisconsin | Douglas | 0.8 | 1995 | 9999 |  |  |  | 7.2573 | Default Emission Factor
Sibley No Two | 7060_G_4 | 7060 | G | 4 |  | Combustion Turbine | MIS_IA | Iowa | Osceola | 1 | 1987 | 9999 |  |  |  | 3.2013 | Default Emission Factor
McIntosh (AL) | 7063_G_1 | 7063 | G | 1 | 2924 | Combustion Turbine | S_SOU | Alabama | Washington | 110 | 1991 | 9999 |  |  |  | 0.72922 | Default Emission Factor
McIntosh (AL) | 7063_G_2 | 7063 | G | 2 | 2925 | Combustion Turbine | S_SOU | Alabama | Washington | 114 | 1998 | 9999 | 2019 | 2.34 | 131885.1797 | 0.03549 | NEI 2019
McIntosh (AL) | 7063_G_3 | 7063 | G | 3 | 2926 | Combustion Turbine | S_SOU | Alabama | Washington | 114 | 1998 | 9999 | 2019 | 5.37 | 131885.1797 | 0.08143 | NEI 2019
McIntosh (AL) | 7063_G_4 | 7063 | G | 4 | 90423 | Combustion Turbine | S_SOU | Alabama | Washington | 175 | 2010 | 9999 | 2019 | 26.23 | 202455.3198 | 0.25912 | NEI 2019
McIntosh (AL) | 7063_G_5 | 7063 | G | 5 | 90424 | Combustion Turbine | S_SOU | Alabama | Washington | 175 | 2010 | 9999 | 2019 | 18.62 | 202455.3198 | 0.18394 | NEI 2019
St George Red Rock | 7080_G_1 | 7080 | G | 1 |  | Combustion Turbine | WECC_UT | Utah | Washington | 7 | 1987 | 9999 | 2019 | 0.026812 | 38.5 | 1.3929 | NEI 2019
St George Red Rock | 7080_G_2 | 7080 | G | 2 |  | Combustion Turbine | WECC_UT | Utah | Washington | 7 | 1987 | 9999 |  |  |  | 7.2573 | Default Emission Factor
Harry Allen | 7082_G_5 | 7082 | G | 5 | 2933 | Combined Cycle | WECC_SNV | Nevada | Clark | 151.6 | 2011 | 9999 | 2019 | 3.02 | 2235227 | 0.00589 | NEI 2019
Harry Allen | 7082_G_6 | 7082 | G | 6 | 2934 | Combined Cycle | WECC_SNV | Nevada | Clark | 151.6 | 2011 | 9999 | 2019 | 6.62 | 1035844 | 0.00589 | NEI 2019
Harry Allen | 7082_G_7 | 7082 | G | 7 | 2933 | Combined Cycle | WECC_SNV | Nevada | Clark | 206.8 | 2011 | 9999 |  |  |  | 0.00589 | NEI 2019
Harry Allen | 7082_G_GT1 | 7082 | G | GT1 | 2931 | Combustion Turbine | WECC_SNV | Nevada | Clark | 72 | 1995 | 9999 | 2019 | 4.54 | 53643.5 | 0.16927 | NEI 2019
Harry Allen | 7082_G_GT4 | 7082 | G | GT4 | 2932 | Combustion Turbine | WECC_SNV | Nevada | Clark | 72 | 2006 | 9999 | 2019 | 2.69 | 53643.5 | 0.10029 | NEI 2019
Jack McDonough | 710_G_3A | 710 | G | 3A | 90360 | Combustion Turbine | S_SOU | Georgia | Cobb | 32 | 1971 | 9999 | 2019 | 0.049917 | 116 | 0.86064 | NEI 2019
Jack McDonough | 710_G_3B | 710 | G | 3B | 90362 | Combustion Turbine | S_SOU | Georgia | Cobb | 32 | 1971 | 9999 | 2019 | 0.067559 | 116 | 1.1648 | NEI 2019
Jack McDonough | 710_G_4 | 710 | G | 4 | 90761 | Combined Cycle | S_SOU | Georgia | Cobb | 360 | 2011 | 9999 |  |  |  | 0.00328 | NEI 2019
Jack McDonough | 710_G_5 | 710 | G | 5 | 90763 | Combined Cycle | S_SOU | Georgia | Cobb | 360 | 2012 | 9999 |  |  |  | 0.00327 | NEI 2019
Jack McDonough | 710_G_5ACT | 710 | G | 5ACT | 90763 | Combined Cycle | S_SOU | Georgia | Cobb | 231.5 | 2012 | 9999 | 2019 | 5.6 | 4312956 | 0.00327 | NEI 2019
Jack McDonough | 710_G_5BCT | 710 | G | 5BCT | 90764 | Combined Cycle | S_SOU | Georgia | Cobb | 231.5 | 2012 | 9999 | 2019 | 4.7 | 1979101 | 0.00327 | NEI 2019
Jack McDonough | 710_G_6 | 710 | G | 6 | 90765 | Combined Cycle | S_SOU | Georgia | Cobb | 360 | 2012 | 9999 |  |  |  | 0.00342 | NEI 2019
Jack McDonough | 710_G_6ACT | 710 | G | 6ACT | 90765 | Combined Cycle | S_SOU | Georgia | Cobb | 233 | 2012 | 9999 | 2019 | 6.9 | 4118709 | 0.00342 | NEI 2019
Jack McDonough | 710_G_6BCT | 710 | G | 6BCT | 90766 | Combined Cycle | S_SOU | Georgia | Cobb | 233 | 2012 | 9999 | 2019 | 3.5 | 1959654 | 0.00342 | NEI 2019
Jack McDonough | 710_G_CT4A | 710 | G | CT4A | 90761 | Combined Cycle | S_SOU | Georgia | Cobb | 230.5 | 2011 | 9999 | 2019 | 4.7 | 4587692 | 0.00328 | NEI 2019
Jack McDonough | 710_G_CT4B | 710 | G | CT4B | 90762 | Combined Cycle | S_SOU | Georgia | Cobb | 230.5 | 2011 | 9999 | 2019 | 6.3 | 2113506 | 0.00328 | NEI 2019
Heber City | 7111_G_1 | 7111 | G | 1 |  | Combustion Turbine | WECC_UT | Utah | Wasatch | 1.4 | 2004 | 9999 |  |  |  | 3.2013 | Default Emission Factor
Heber City | 7111_G_11 | 7111 | G | 11 |  | Combustion Turbine | WECC_UT | Utah | Wasatch | 1.9 | 2015 | 9999 |  |  |  | 3.2013 | Default Emission Factor
Heber City | 7111_G_12 | 7111 | G | 12 |  | Combustion Turbine | WECC_UT | Utah | Wasatch | 2.3 | 2015 | 9999 |  |  |  | 3.2013 | Default Emission Factor
Heber City | 7111_G_2 | 7111 | G | 2 |  | Combustion Turbine | WECC_UT | Utah | Wasatch | 1.4 | 2004 | 9999 |  |  |  | 3.2013 | Default Emission Factor
Heber City | 7111_G_4 | 7111 | G | 4 |  | Combustion Turbine | WECC_UT | Utah | Wasatch | 1.9 | 2003 | 9999 |  |  |  | 3.2013 | Default Emission Factor
Heber City | 7111_G_NA10 | 7111 | G | NA10 |  | Combustion Turbine | WECC_UT | Utah | Wasatch | 1.9 | 2002 | 9999 |  |  |  | 3.2013 | Default Emission Factor
Heber City | 7111_G_NA5 | 7111 | G | NA5 |  | Combustion Turbine | WECC_UT | Utah | Wasatch | 0.7 | 1990 | 9999 |  |  |  | 3.2013 | Default Emission Factor
Heber City | 7111_G_NA6 | 7111 | G | NA6 |  | Combustion Turbine | WECC_UT | Utah | Wasatch | 0.7 | 2001 | 9999 |  |  |  | 3.2013 | Default Emission Factor
Heber City | 7111_G_NA9 | 7111 | G | NA9 |  | Combustion Turbine | WECC_UT | Utah | Wasatch | 1.9 | 2003 | 9999 |  |  |  | 3.2013 | Default Emission Factor
Gladstone | 7119_G_1 | 7119 | G | 1 |  | Combustion Turbine | MIS_WUMS | Michigan | Delta | 17 | 1975 | 9999 |  |  |  | 0.75865 | Default Emission Factor
Brandon Station | 7131_G_1 | 7131 | G | 1 |  | Combustion Turbine | SPP_SPS | Texas | Lubbock | 20 | 1990 | 9999 | 2019 | 43.938 | 20468 | 4.2933 | NEI 2019
Forked River | 7138_G_1 | 7138 | G | 1 | 2945 | Combustion Turbine | PJM_EMAC | New Jersey | Ocean | 34.5 | 1989 | 9999 | 2019 | 0.1818 | 3240.4254 | 0.11221 | NEI 2019
Forked River | 7138_G_2 | 7138 | G | 2 | 2946 | Combustion Turbine | PJM_EMAC | New Jersey | Ocean | 32.5 | 1989 | 9999 | 2019 | 0.8473 | 3052.5746 | 0.55514 | NEI 2019
Pleasant Hill | 7145_G_1 | 7145 | G | 1 | 90077 | Combustion Turbine | MIS_MIDA | Iowa | Polk | 38 | 1990 | 9999 | 2019 | 0.14508 | 491.1897 | 0.59071 | NEI 2019
Pleasant Hill | 7145_G_2 | 7145 | G | 2 | 90078 | Combustion Turbine | MIS_MIDA | Iowa | Polk | 37.8 | 1990 | 9999 | 2019 | 0.29596 | 488.6045 | 1.2115 | NEI 2019
Pleasant Hill | 7145_G_3 | 7145 | G | 3 | 2954 | Combustion Turbine | MIS_MIDA | Iowa | Polk | 79.7 | 1994 | 9999 | 2019 | 0.50918 | 1030.2058 | 0.98851 | NEI 2019
Wading River | 7146_G_02 | 7146 | G | 02 | 2956 | Combustion Turbine | NY_Z_K | New York | Suffolk | 76.9 | 1989 | 9999 | 2019 | 0.632 | 3440.0445 | 0.36744 | NEI 2019
Wading River | 7146_G_03 | 7146 | G | 03 | 2957 | Combustion Turbine | NY_Z_K | New York | Suffolk | 81.7 | 1989 | 9999 | 2019 | 0.8725 | 3654.7677 | 0.47746 | NEI 2019
Wading River | 7146_G_1 | 7146 | G | 1 | 2955 | Combustion Turbine | NY_Z_K | New York | Suffolk | 82 | 1989 | 9999 | 2019 | 0.748 | 3668.1879 | 0.40783 | NEI 2019
McManus | 715_G_3A | 715 | G | 3A | 90262 | Combustion Turbine | S_SOU | Georgia | Glynn | 46 | 1972 | 9999 | 2019 | 0.044629 | 1069.2222 | 0.08348 | NEI 2019
McManus | 715_G_3B | 715 | G | 3B | 90263 | Combustion Turbine | S_SOU | Georgia | Glynn | 46 | 1972 | 9999 | 2019 | 0.074527 | 1069.2222 | 0.1394 | NEI 2019
McManus | 715_G_3C | 715 | G | 3C | 90264 | Combustion Turbine | S_SOU | Georgia | Glynn | 46 | 1972 | 9999 | 2019 | 0.097256 | 1069.2222 | 0.18192 | NEI 2019
McManus | 715_G_4A | 715 | G | 4A | 90265 | Combustion Turbine | S_SOU | Georgia | Glynn | 46 | 1972 | 9999 | 2019 | 0.007418 | 1069.2222 | 0.01388 | NEI 2019
McManus | 715_G_4B | 715 | G | 4B | 90266 | Combustion Turbine | S_SOU | Georgia | Glynn | 46 | 1972 | 9999 | 2019 | 0.007468 | 1069.2222 | 0.01397 | NEI 2019
McManus | 715_G_4C | 715 | G | 4C | 90267 | Combustion Turbine | S_SOU | Georgia | Glynn | 46 | 1972 | 9999 | 2019 | 0.00904 | 1069.2222 | 0.01691 | NEI 2019
McManus | 715_G_4D | 715 | G | 4D | 90268 | Combustion Turbine | S_SOU | Georgia | Glynn | 46 | 1972 | 9999 | 2019 | 0.01011 | 1069.2222 | 0.01891 | NEI 2019
McManus | 715_G_4E | 715 | G | 4E | 90270 | Combustion Turbine | S_SOU | Georgia | Glynn | 46 | 1972 | 9999 | 2019 | 0.009555 | 1069.2222 | 0.01787 | NEI 2019
McManus | 715_G_4F | 715 | G | 4F | 90271 | Combustion Turbine | S_SOU | Georgia | Glynn | 46 | 1972 | 9999 | 2019 | 0.011562 | 1069.2222 | 0.02163 | NEI 2019
McManus | 715_G_IC1 | 715 | G | IC1 |  | Combustion Turbine | S_SOU | Georgia | Glynn | 2 | 1964 | 9999 |  |  |  | 7.2573 | Default Emission Factor
Hay Road | 7153_G_HR1 | 7153 | G | HR1 | 2964 | Combined Cycle | PJM_EMAC | Delaware | New Castle | 126 | 1989 | 9999 | 2019 | 17.28 | 390094 | 0.14295 | NEI 2019
Hay Road | 7153_G_HR2 | 7153 | G | HR2 | 2965 | Combined Cycle | PJM_EMAC | Delaware | New Castle | 126 | 1989 | 9999 | 2019 | 16.57 | 157127 | 0.14295 | NEI 2019
Hay Road | 7153_G_HR3 | 7153 | G | HR3 | 2963 | Combined Cycle | PJM_EMAC | Delaware | New Castle | 126 | 1991 | 9999 | 2019 | 14.58 | 130354 | 0.14295 | NEI 2019
Hay Road | 7153_G_HR4 | 7153 | G | HR4 | 2963 | Combined Cycle | PJM_EMAC | Delaware | New Castle | 187 | 1993 | 9999 |  |  |  | 0.14295 | NEI 2019
Hay Road | 7153_G_HR5 | 7153 | G | HR5 | 2966 | Combined Cycle | PJM_EMAC | Delaware | New Castle | 128 | 2001 | 9999 | 2019 | 3.49 | 454855 | 0.01898 | NEI 2019
Hay Road | 7153_G_HR6 | 7153 | G | HR6 | 2967 | Combined Cycle | PJM_EMAC | Delaware | New Castle | 128 | 2001 | 9999 | 2019 | 1.508 | 169964 | 0.01898 | NEI 2019
Hay Road | 7153_G_HR7 | 7153 | G | HR7 | 2968 | Combined Cycle | PJM_EMAC | Delaware | New Castle | 128 | 2001 | 9999 | 2019 | 2.56 | 171457 | 0.01898 | NEI 2019
Hay Road | 7153_G_HR8 | 7153 | G | HR8 | 2966 | Combined Cycle | PJM_EMAC | Delaware | New Castle | 187 | 2002 | 9999 |  |  |  | 0.01898 | NEI 2019
Lime Creek | 7155_G_1 | 7155 | G | 1 | 2969 | Combustion Turbine | MIS_IA | Iowa | Cerro Gordo | 35.6 | 1991 | 9999 | 2019 | 0.6805 | 283.2743 | 4.8045 | NEI 2019
Lime Creek | 7155_G_2 | 7155 | G | 2 | 2970 | Combustion Turbine | MIS_IA | Iowa | Cerro Gordo | 34.4 | 1991 | 9999 | 2019 | 0.081021 | 273.7257 | 0.59199 | NEI 2019
Woodsdale | 7158_G_GT1 | 7158 | G | GT1 | 2973 | Combustion Turbine | PJM_West | Ohio | Butler | 78 | 1993 | 9999 | 2019 | 4.35 | 22650.3153 | 0.3841 | NEI 2019
Woodsdale | 7158_G_GT2 | 7158 | G | GT2 | 2977 | Combustion Turbine | PJM_West | Ohio | Butler | 80 | 1992 | 9999 | 2019 | 4.6 | 23231.0926 | 0.39602 | NEI 2019
Woodsdale | 7158_G_GT3 | 7158 | G | GT3 | 2978 | Combustion Turbine | PJM_West | Ohio | Butler | 80 | 1992 | 9999 | 2019 | 5.15 | 23231.0926 | 0.44337 | NEI 2019
Woodsdale | 7158_G_GT4 | 7158 | G | GT4 | 2979 | Combustion Turbine | PJM_West | Ohio | Butler | 78 | 1992 | 9999 | 2019 | 4.53 | 22650.3153 | 0.39999 | NEI 2019
Woodsdale | 7158_G_GT5 | 7158 | G | GT5 | 2980 | Combustion Turbine | PJM_West | Ohio | Butler | 80 | 1992 | 9999 | 2019 | 4.31 | 23231.0926 | 0.37105 | NEI 2019
Woodsdale | 7158_G_GT6 | 7158 | G | GT6 | 2981 | Combustion Turbine | PJM_West | Ohio | Butler | 80 | 1992 | 9999 | 2019 | 3.57 | 23231.0926 | 0.30735 | NEI 2019
Concord | 7159_G_1 | 7159 | G | 1 | 2985 | Combustion Turbine | MIS_WUMS | Wisconsin | Jefferson | 90 | 1993 | 9999 | 2019 | 11.5177 | 20615.3761 | 1.1174 | NEI 2019
Concord | 7159_G_2 | 7159 | G | 2 | 2986 | Combustion Turbine | MIS_WUMS | Wisconsin | Jefferson | 89.7 | 1993 | 9999 | 2019 | 18.5278 | 20546.6582 | 1.8035 | NEI 2019
Concord | 7159_G_3 | 7159 | G | 3 | 2987 | Combustion Turbine | MIS_WUMS | Wisconsin | Jefferson | 90.7 | 1994 | 9999 | 2019 | 16.801 | 20775.7179 | 1.6174 | NEI 2019
Concord | 7159_G_4 | 7159 | G | 4 | 2988 | Combustion Turbine | MIS_WUMS | Wisconsin | Jefferson | 91.2 | 1994 | 9999 | 2019 | 15.0121 | 20890.2478 | 1.4372 | NEI 2019
South Fond Du Lac | 7203_G_CT1 | 7203 | G | CT1 | 2999 | Combustion Turbine | MIS_WUMS | Wisconsin | Fond Du Lac | 79.6 | 1993 | 9999 | 2019 | 4.6122 | 5412.9482 | 1.7042 | NEI 2019
South Fond Du Lac | 7203_G_CT2 | 7203 | G | CT2 | 3000 | Combustion Turbine | MIS_WUMS | Wisconsin | Fond Du Lac | 79 | 1994 | 9999 | 2019 | 4.1706 | 5372.1471 | 1.5527 | NEI 2019
South Fond Du Lac | 7203_G_CT3 | 7203 | G | CT3 | 3001 | Combustion Turbine | MIS_WUMS | Wisconsin | Fond Du Lac | 81 | 1994 | 9999 | 2019 | 4.5505 | 5508.1508 | 1.6523 | NEI 2019
South Fond Du Lac | 7203_G_CT4 | 7203 | G | CT4 | 3002 | Combustion Turbine | MIS_WUMS | Wisconsin | Fond Du Lac | 82.7 | 1996 | 9999 | 2019 | 4.992 | 5623.754 | 1.7753 | NEI 2019
Darbytown | 7212_G_1 | 7212 | G | 1 | 88242 | Combustion Turbine | PJM_Dom | Virginia | Henrico | 84 | 1990 | 9999 |  |  |  | 0.72922 | Default Emission Factor
Darbytown | 7212_G_2 | 7212 | G | 2 | 88243 | Combustion Turbine | PJM_Dom | Virginia | Henrico | 84 | 1990 | 9999 |  |  |  | 0.72922 | Default Emission Factor
Darbytown | 7212_G_3 | 7212 | G | 3 | 88244 | Combustion Turbine | PJM_Dom | Virginia | Henrico | 84 | 1990 | 9999 |  |  |  | 0.72922 | Default Emission Factor
Darbytown | 7212_G_4 | 7212 | G | 4 | 88245 | Combustion Turbine | PJM_Dom | Virginia | Henrico | 84 | 1990 | 9999 |  |  |  | 0.72922 | Default Emission Factor
Gianera | 7231_G_1 | 7231 | G | 1 |  | Combustion Turbine | WEC_CALN | California | Santa Clara | 24.8 | 1987 | 9999 |  |  |  | 0.72922 | Default Emission Factor
Gianera | 7231_G_2 | 7231 | G | 2 |  | Combustion Turbine | WEC_CALN | California | Santa Clara | 24.8 | 1986 | 9999 |  |  |  | 0.72922 | Default Emission Factor
Santa Clara Cogen | 7232_G_1 | 7232 | G | 1 |  | Combustion Turbine | WEC_CALN | California | Santa Clara | 3.5 | 1982 | 9999 |  |  |  | 0.72922 | Default Emission Factor
Santa Clara Cogen | 7232_G_2 | 7232 | G | 2 |  | Combustion Turbine | WEC_CALN | California | Santa Clara | 3.5 | 1982 | 9999 |  |  |  | 0.72922 | Default Emission Factor
Angus Anson | 7237_G_1 | 7237 | G | 1 | 3042 | Combustion Turbine | MIS_MNWI | South Dakota | Minnehaha | 90 | 1994 | 2025 |  |  |  | 0.72922 | Default Emission Factor
Angus Anson | 7237_G_2 | 7237 | G | 2 | 3041 | Combustion Turbine | MIS_MNWI | South Dakota | Minnehaha | 90 | 1994 | 2025 |  |  |  | 0.72922 | Default Emission Factor
Angus Anson | 7237_G_4 | 7237 | G | 4 | 89387 | Combustion Turbine | MIS_MNWI | South Dakota | Minnehaha | 147 | 2005 | 9999 |  |  |  | 0.72922 | Default Emission Factor
Cane Island | 7238_G_1 | 7238 | G | 1 | 3043 | Combustion Turbine | FRCC | Florida | Osceola | 32 | 1994 | 9999 | 2019 | 0.47459 | 734 | 1.2932 | NEI 2019
Cane Island | 7238_G_2 | 7238 | G | 2 | 3044 | Combined Cycle | FRCC | Florida | Osceola | 69 | 1995 | 9999 | 2019 | 4.7463 | 323383 | 0.02935 | NEI 2019
Cane Island | 7238_G_2A | 7238 | G | 2A | 3044 | Combined Cycle | FRCC | Florida | Osceola | 39 | 1995 | 9999 |  |  |  | 0.02935 | NEI 2019
Cane Island | 7238_G_3 | 7238 | G | 3 | 3045 | Combined Cycle | FRCC | Florida | Osceola | 150 | 2002 | 9999 | 2019 | 5.9746 | 1371225 | 0.00871 | NEI 2019
Cane Island | 7238_G_3A | 7238 | G | 3A | 3045 | Combined Cycle | FRCC | Florida | Osceola | 90 | 2002 | 9999 |  |  |  | 0.00871 | NEI 2019
Cane Island | 7238_G_4 | 7238 | G | 4 | 90643 | Combined Cycle | FRCC | Florida | Osceola | 160 | 2011 | 9999 | 2019 | 58.38 | 1961961 | 0.05951 | NEI 2019
Cane Island | 7238_G_4A | 7238 | G | 4A | 90643 | Combined Cycle | FRCC | Florida | Osceola | 130 | 2011 | 9999 |  |  |  | 0.05951 | NEI 2019
Polk | 7242_G_1CA | 7242 | G | 1CA | 3047 | IGCC | FRCC | Florida | Polk | 59 | 1996 | 9999 |  |  |  | 0.02123 | Default Emission Factor
Polk | 7242_G_1CT | 7242 | G | 1CT | 3047 | IGCC | FRCC | Florida | Polk | 161 | 1996 | 9999 |  |  |  | 0.02123 | Default Emission Factor
Polk | 7242_G_2 | 7242 | G | 2 | 3048 | Combined Cycle | FRCC | Florida | Polk | 150 | 2000 | 9999 | 2019 | 5.4092 | 901361 | 0.00792 | NEI 2019
Polk | 7242_G_2CC | 7242 | G | 2CC | 3048 | Combined Cycle | FRCC | Florida | Polk | 461 | 2017 | 9999 |  |  |  | 0.00792 | NEI 2019
Polk | 7242_G_3 | 7242 | G | 3 | 3049 | Combined Cycle | FRCC | Florida | Polk | 150 | 2002 | 9999 | 2019 | 7.0197 | 999847 | 0.00792 | NEI 2019
Polk | 7242_G_4 | 7242 | G | 4 | 3050 | Combined Cycle | FRCC | Florida | Polk | 150 | 2007 | 9999 | 2019 | 6.7019 | 1046224 | 0.00792 | NEI 2019
Polk | 7242_G_5 | 7242 | G | 5 | 90101 | Combined Cycle | FRCC | Florida | Polk | 150 | 2007 | 9999 | 2019 | 6.1102 | 1020272 | 0.00792 | NEI 2019
Watertown Power Plant | 7247_G_1 | 7247 | G | 1 |  | Combustion Turbine | SPP_WAUE | South Dakota | Codington | 50 | 1978 | 2025 |  |  |  | 0.75865 | Default Emission Factor
Woodland | 7266_G_2 | 7266 | G | 2 | 9046 | Combined Cycle | WEC_BANC | California | Stanislaus | 33 | 2003 | 9999 |  |  |  | 0.02191 | NEI 2019
Woodland | 7266_G_3 | 7266 | G | 3 | 9046 | Combined Cycle | WEC_BANC | California | Stanislaus | 50 | 2003 | 9999 | 2019 | 4.34 | 396211 | 0.02191 | NEI 2019
Woodland | 7266_G_3A | 7266 | G | 3A |  | Combustion Turbine | WEC_BANC | California | Stanislaus | 8.2 | 2011 | 9999 |  |  |  | 3.2013 | Default Emission Factor
Woodland | 7266_G_3B | 7266 | G | 3B |  | Combustion Turbine | WEC_BANC | California | Stanislaus | 8.2 | 2011 | 9999 |  |  |  | 3.2013 | Default Emission Factor
Woodland | 7266_G_3C | 7266 | G | 3C |  | Combustion Turbine | WEC_BANC | California | Stanislaus | 8.2 | 2011 | 9999 |  |  |  | 3.2013 | Default Emission Factor
Woodland | 7266_G_3D | 7266 | G | 3D |  | Combustion Turbine | WEC_BANC | California | Stanislaus | 8.2 | 2011 | 9999 |  |  |  | 3.2013 | Default Emission Factor
Woodland | 7266_G_3E | 7266 | G | 3E |  | Combustion Turbine | WEC_BANC | California | Stanislaus | 8.2 | 2011 | 9999 |  |  |  | 3.2013 | Default Emission Factor
Woodland | 7266_G_3F | 7266 | G | 3F |  | Combustion Turbine | WEC_BANC | California | Stanislaus | 8.2 | 2011 | 9999 |  |  |  | 3.2013 | Default Emission Factor
Woodland | 7266_G_NA1 | 7266 | G | NA1 | 3065 | Combustion Turbine | WEC_BANC | California | Stanislaus | 45 | 1993 | 9999 | 2017 | 8.0394 | 145553 | 0.11047 | NEI 2019
491 E 48th Street | 7268_G_7 | 7268 | G | 7 | 3062 | Combustion Turbine | MIS_LMI | Michigan | Allegan | 32 | 1992 | 9999 | 2019 | 0.246 | 4965.4118 | 0.09909 | NEI 2019
491 E 48th Street | 7268_G_8 | 7268 | G | 8 | 3063 | Combustion Turbine | MIS_LMI | Michigan | Allegan | 32 | 1992 | 9999 | 2019 | 0.319 | 4965.4118 | 0.12849 | NEI 2019
491 E 48th Street | 7268_G_9 | 7268 | G | 9 | 3064 | Combustion Turbine | MIS_LMI | Michigan | Allegan | 72 | 2000 | 9999 | 2019 | 13.13 | 11172.1765 | 2.3505 | NEI 2019
Paris (WI) | 7270_G_1 | 7270 | G | 1 | 3066 | Combustion Turbine | MIS_WUMS | Wisconsin | Kenosha | 91 | 1995 | 9999 | 2019 | 24.5634 | 22053.0108 | 2.2277 | NEI 2019
Paris (WI) | 7270_G_2 | 7270 | G | 2 | 3067 | Combustion Turbine | MIS_WUMS | Wisconsin | Kenosha | 89.1 | 1995 | 9999 | 2019 | 5.9394 | 21592.5633 | 0.55013 | NEI 2019
Paris (WI) | 7270_G_3 | 7270 | G | 3 | 3068 | Combustion Turbine | MIS_WUMS | Wisconsin | Kenosha | 91.8 | 1995 | 9999 | 2019 | 9.0105 | 22246.8834 | 0.81005 | NEI 2019
Paris (WI) | 7270_G_4 | 7270 | G | 4 | 3069 | Combustion Turbine | MIS_WUMS | Wisconsin | Kenosha | 90.8 | 1995 | 9999 | 2019 | 29.7108 | 22004.5426 | 2.7004 | NEI 2019
Lincoln Combustion | 7277_G_1 | 7277 | G | 1 | 3070 | Combustion Turbine | S_VACA | North Carolina | Lincoln | 76 | 1995 | 9999 |  |  |  | 0.55336 | NEI 2019
Lincoln Combustion | 7277_G_10 | 7277 | G | 10 | 3071 | Combustion Turbine | S_VACA | North Carolina | Lincoln | 75 | 1995 | 9999 |  |  |  | 0.55336 | NEI 2019
Lincoln Combustion | 7277_G_11 | 7277 | G | 11 | 3072 | Combustion Turbine | S_VACA | North Carolina | Lincoln | 74 | 1995 | 9999 |  |  |  | 0.55336 | NEI 2019
Lincoln Combustion | 7277_G_12 | 7277 | G | 12 | 3073 | Combustion Turbine | S_VACA | North Carolina | Lincoln | 75 | 1995 | 9999 |  |  |  | 0.55336 | NEI 2019
Lincoln Combustion | 7277_G_13 | 7277 | G | 13 | 3074 | Combustion Turbine | S_VACA | North Carolina | Lincoln | 74 | 1996 | 9999 |  |  |  | 0.55336 | NEI 2019
Lincoln Combustion | 7277_G_14 | 7277 | G | 14 | 3075 | Combustion Turbine | S_VACA | North Carolina | Lincoln | 74 | 1996 | 9999 |  |  |  | 0.55336 | NEI 2019
Lincoln Combustion | 7277_G_15 | 7277 | G | 15 | 3076 | Combustion Turbine | S_VACA | North Carolina | Lincoln | 73 | 1996 | 9999 |  |  |  | 0.55336 | NEI 2019
Lincoln Combustion | 7277_G_16 | 7277 | G | 16 | 3077 | Combustion Turbine | S_VACA | North Carolina | Lincoln | 73 | 1996 | 9999 | 2019 | 6.78 | 24505 | 0.55336 | NEI 2019
Lincoln Combustion | 7277_G_2 | 7277 | G | 2 | 3078 | Combustion Turbine | S_VACA | North Carolina | Lincoln | 76 | 1995 | 9999 |  |  |  | 0.55336 | NEI 2019
Lincoln Combustion | 7277_G_3 | 7277 | G | 3 | 3079 | Combustion Turbine | S_VACA | North Carolina | Lincoln | 75 | 1995 | 9999 |  |  |  | 0.55336 | NEI 2019
Lincoln Combustion | 7277_G_4 | 7277 | G | 4 | 3080 | Combustion Turbine | S_VACA | North Carolina | Lincoln | 75 | 1995 | 9999 |  |  |  | 0.55336 | NEI 2019
Lincoln Combustion | 7277_G_5 | 7277 | G | 5 | 3081 | Combustion Turbine | S_VACA | North Carolina | Lincoln | 74 | 1995 | 9999 |  |  |  | 0.55336 | NEI 2019
Lincoln Combustion | 7277_G_6 | 7277 | G | 6 | 3082 | Combustion Turbine | S_VACA | North Carolina | Lincoln | 73 | 1995 | 9999 |  |  |  | 0.55336 | NEI 2019
Lincoln Combustion | 7277_G_7 | 7277 | G | 7 | 3083 | Combustion Turbine | S_VACA | North Carolina | Lincoln | 76 | 1995 | 9999 |  |  |  | 0.55336 | NEI 2019
Lincoln Combustion | 7277_G_8 | 7277 | G | 8 | 3084 | Combustion Turbine | S_VACA | North Carolina | Lincoln | 75 | 1995 | 9999 |  |  |  | 0.55336 | NEI 2019
Lincoln Combustion | 7277_G_9 | 7277 | G | 9 | 3085 | Combustion Turbine | S_VACA | North Carolina | Lincoln | 75 | 1995 | 9999 |  |  |  | 0.55336 | NEI 2019
Gardner Energy Center | 7281_G_CT1 | 7281 | G | CT1 |  | Combustion Turbine | SPP_N | Kansas | Johnson | 13.5 | 1990 | 9999 |  |  |  | 0.72922 | Default Emission Factor
Gardner Energy Center | 7281_G_CT2 | 7281 | G | CT2 |  | Combustion Turbine | SPP_N | Kansas | Johnson | 13.5 | 1990 | 9999 |  |  |  | 0.72922 | Default Emission Factor
Paragould Turbine | 7283_G_1 | 7283 | G | 1 |  | Combustion Turbine | SPP_WEST | Arkansas | Greene | 3.4 | 1990 | 9999 |  |  |  | 0.72922 | Default Emission Factor
Paragould Turbine | 7283_G_2 | 7283 | G | 2 |  | Combustion Turbine | SPP_WEST | Arkansas | Greene | 3.4 | 1990 | 9999 |  |  |  | 0.72922 | Default Emission Factor
Paragould Turbine | 7283_G_3 | 7283 | G | 3 |  | Combustion Turbine | SPP_WEST | Arkansas | Greene | 3.4 | 1990 | 9999 |  |  |  | 0.72922 | Default Emission Factor
Paragould Turbine | 7283_G_4 | 7283 | G | 4 |  | Combustion Turbine | SPP_WEST | Arkansas | Greene | 3.4 | 1990 | 9999 |  |  |  | 0.72922 | Default Emission Factor
Paragould Turbine | 7283_G_5 | 7283 | G | 5 |  | Combustion Turbine | SPP_WEST | Arkansas | Greene | 0.2 | 1991 | 9999 |  |  |  | 7.2573 | Default Emission Factor
Sherman Avenue | 7288_G_SEHR | 7288 | G | SEHR | 3086 | Combustion Turbine | PJM_EMAC | New Jersey | Cumberland | 82.4 | 1991 | 9999 | 2019 | 13.95 | 24263 | 1.1499 | NEI 2019
Central Energy Plant | 7294_G_GTG | 7294 | G | GTG | 3061 | Combined Cycle | FRCC | Florida | Orange | 48 | 1989 | 9999 | 2019 | 0.78938 | 11199 | 0.14097 | NEI 2019
Central Energy Plant | 7294_G_STG | 7294 | G | STG | 3061 | Combined Cycle | FRCC | Florida | Orange | 8 | 1989 | 9999 |  |  |  | 0.14097 | NEI 2019
State Line Combined Cycle | 7296_G_1 | 7296 | G | 1 | 3087 | Combustion Turbine | SPP_N | Missouri | Jasper | 94 | 1995 | 9999 | 2019 | 61.6589 | 125540.005 | 0.9823 | NEI 2019
State Line Combined Cycle | 7296_G_2-1 | 7296 | G | 2-1 | 3088 | Combined Cycle | SPP_N | Missouri | Jasper | 159 | 2001 | 9999 | 2019 | 415.5235 | 888177 | 0.59188 | NEI 2019
State Line Combined Cycle | 7296_G_2-2 | 7296 | G | 2-2 | 3089 | Combined Cycle | SPP_N | Missouri | Jasper | 158 | 1997 | 9999 | 2019 | 357.6028 | 764026 | 0.59188 | NEI 2019
State Line Combined Cycle | 7296_G_2-3 | 7296 | G | 2-3 | 3088 | Combined Cycle | SPP_N | Missouri | Jasper | 178 | 2001 | 9999 | 2019 | 0.1606 | 960802 | 0.59188 | NEI 2019
Hines Energy Complex | 7302_G_1GT | 7302 | G | 1GT | 3090 | Combined Cycle | FRCC | Florida | Polk | 163 | 1999 | 9999 | 2019 | 6.0849 | 898446 | 0.00882 | NEI 2019
Hines Energy Complex | 7302_G_1GT2 | 7302 | G | 1GT2 | 3091 | Combined Cycle | FRCC | Florida | Polk | 169 | 1999 | 9999 | 2019 | 5.7647 | 849063 | 0.00882 | NEI 2019
Hines Energy Complex | 7302_G_1ST | 7302 | G | 1ST | 3090 | Combined Cycle | FRCC | Florida | Polk | 158 | 1999 | 9999 |  |  |  | 0.00882 | NEI 2019
Hines Energy Complex | 7302_G_2GT | 7302 | G | 2GT | 10029 | Combined Cycle | FRCC | Florida | Polk | 172 | 2003 | 9999 | 2019 | 84.51 | 996205 | 0.12631 | NEI 2019
Hines Energy Complex | 7302_G_2GT2 | 7302 | G | 2GT2 | 10030 | Combined Cycle | FRCC | Florida | Polk | 175 | 2003 | 9999 | 2019 | 110.71 | 959964 | 0.12631 | NEI 2019
Hines Energy Complex | 7302_G_2ST | 7302 | G | 2ST | 10029 | Combined Cycle | FRCC | Florida | Polk | 177 | 2003 | 9999 |  |  |  | 0.12631 | NEI 2019
Hines Energy Complex | 7302_G_3GT | 7302 | G | 3GT | 89245 | Combined Cycle | FRCC | Florida | Polk | 173 | 2005 | 9999 | 2019 | 100.88 | 827939 | 0.13221 | NEI 2019
Hines Energy Complex | 7302_G_3GT2 | 7302 | G | 3GT2 | 89246 | Combined Cycle | FRCC | Florida | Polk | 173 | 2005 | 9999 | 2019 | 80.8 | 918464 | 0.13221 | NEI 2019
Hines Energy Complex | 7302_G_3ST | 7302 | G | 3ST | 89245 | Combined Cycle | FRCC | Florida | Polk | 169 | 2005 | 9999 |  |  |  | 0.13221 | NEI 2019
Hines Energy Complex | 7302_G_4GT | 7302 | G | 4GT | 90110 | Combined Cycle | FRCC | Florida | Polk | 176 | 2007 | 9999 | 2019 | 21.64 | 955386 | 0.04013 | NEI 2019
Hines Energy Complex | 7302_G_4GT2 | 7302 | G | 4GT2 | 90111 | Combined Cycle | FRCC | Florida | Polk | 175 | 2007 | 9999 | 2019 | 37.23 | 1978325 | 0.04013 | NEI 2019
Hines Energy Complex | 7302_G_4ST | 7302 | G | 4ST | 90110 | Combined Cycle | FRCC | Florida | Polk | 165 | 2007 | 9999 |  |  |  | 0.04013 | NEI 2019
Redding Power | 7307_G_1 | 7307 | G | 1 |  | Combustion Turbine | WEC_BANC | California | Shasta | 16 | 1996 | 9999 | 2019 | 0.203 | 460.3871 | 0.88187 | NEI 2019
Redding Power | 7307_G_2 | 7307 | G | 2 |  | Combustion Turbine | WEC_BANC | California | Shasta | 23 | 1996 | 9999 | 2019 | 0.26 | 661.8065 | 0.78573 | NEI 2019
Redding Power | 7307_G_3 | 7307 | G | 3 |  | Combustion Turbine | WEC_BANC | California | Shasta | 23 | 1996 | 9999 | 2017 | 0.415 | 1067.2742 | 0.77768 | NEI 2019
Redding Power | 7307_G_4 | 7307 | G | 4 | 9189 | Combined Cycle | WEC_BANC | California | Shasta | 27 | 1989 | 9999 |  |  |  | 0.00542 | NEI 2019
Redding Power | 7307_G_5 | 7307 | G | 5 | 9189 | Combined Cycle | WEC_BANC | California | Shasta | 41 | 2002 | 9999 | 2017 | 0.26 | 74627 | 0.00542 | NEI 2019
Redding Power | 7307_G_6 | 7307 | G | 6 | 89746 | Combined Cycle | WEC_BANC | California | Shasta | 41 | 2011 | 9999 | 2017 | 0.25 | 63335 | 0.00542 | NEI 2019
Richard M Flynn | 7314_G_NA1 | 7314 | G | NA1 | 3092 | Combined Cycle | NY_Z_K | New York | Suffolk | 87.5 | 1994 | 9999 | 2019 | 0.8841 | 386055 | 0.00458 | NEI 2019
Richard M Flynn | 7314_G_NA2 | 7314 | G | NA2 | 3092 | Combined Cycle | NY_Z_K | New York | Suffolk | 49.4 | 1994 | 9999 |  |  |  | 0.00458 | NEI 2019
Almond Power Plant | 7315_G_1 | 7315 | G | 1 | 3093 | Combustion Turbine | WEC_CALN | California | Stanislaus | 49.5 | 1996 | 9999 | 2017 | 0.3574 | 45182.2105 | 0.01582 | NEI 2019
Almond Power Plant | 7315_G_2 | 7315 | G | 2 | 90500 | Combustion Turbine | WEC_CALN | California | Stanislaus | 50 | 2012 | 9999 |  |  |  | 0.72922 | Default Emission Factor
Almond Power Plant | 7315_G_3 | 7315 | G | 3 | 90501 | Combustion Turbine | WEC_CALN | California | Stanislaus | 50 | 2012 | 9999 | 2017 | 1.324 | 45638.5965 | 0.05802 | NEI 2019
Almond Power Plant | 7315_G_4 | 7315 | G | 4 | 90502 | Combustion Turbine | WEC_CALN | California | Stanislaus | 50 | 2012 | 9999 | 2017 | 0.298 | 45638.5965 | 0.01306 | NEI 2019
Van Sant Station | 7318_G_1 | 7318 | G | 1 | 3094 | Combustion Turbine | PJM_EMAC | Delaware | Kent | 45.2 | 1991 | 9999 | 2019 | 2.3625 | 4103 | 1.1516 | NEI 2019
Boulevard | 732_G_1 | 732 | G | 1 |  | Combustion Turbine | S_SOU | Georgia | Chatham | 14 | 1970 | 9999 |  |  |  | 0.72922 | Default Emission Factor
San Jacinto Steam Electric Station | 7325_G_1 | 7325 | G | 1 | 3095 | Combustion Turbine | ERC_REST | Texas | Harris | 81 | 1995 | 9999 | 2019 | 47.7087 | 517050 | 0.18454 | NEI 2019
San Jacinto Steam Electric Station | 7325_G_2 | 7325 | G | 2 | 3096 | Combustion Turbine | ERC_REST | Texas | Harris | 81 | 1995 | 9999 | 2019 | 25.9448 | 517050 | 0.10036 | NEI 2019
Richmond | 7335_G_RCT1 | 7335 | G | RCT1 | 3097 | Combustion Turbine | PJM_West | Indiana | Wayne | 34 | 1992 | 9999 |  |  |  | 0.4244 | NEI 2019
Richmond | 7335_G_RCT2 | 7335 | G | RCT2 | 3098 | Combustion Turbine | PJM_West | Indiana | Wayne | 34 | 1992 | 9999 | 2019 | 0.53539 | 2523 | 0.4244 | NEI 2019
Anderson | 7336_G_ACT1 | 7336 | G | ACT1 | 3099 | Combustion Turbine | PJM_West | Indiana | Madison | 34 | 1992 | 9999 |  |  |  | 0.44572 | NEI 2019
Anderson | 7336_G_ACT2 | 7336 | G | ACT2 | 3100 | Combustion Turbine | PJM_West | Indiana | Madison | 34 | 1992 | 9999 |  |  |  | 0.44572 | NEI 2019
Anderson | 7336_G_ACT3 | 7336 | G | ACT3 | 9578 | Combustion Turbine | PJM_West | Indiana | Madison | 72 | 2004 | 9999 | 2019 | 1.4033 | 6297 | 0.44572 | NEI 2019
Wellington 2 | 7339_G_6 | 7339 | G | 6 |  | Combustion Turbine | SPP_N | Kansas | Sumner | 21 | 1989 | 9999 | 2019 | 0.36056 | 1371 | 0.52598 | NEI 2019
University of Florida | 7345_G_P1 | 7345 | G | P1 | 3102 | Combustion Turbine | FRCC | Florida | Alachua | 44 | 1994 | 9999 | 2019 | 102.8551 | 327045 | 0.629 | NEI 2019
Robins | 7348_G_1 | 7348 | G | 1 | 3103 | Combustion Turbine | S_SOU | Georgia | Houston | 80 | 1995 | 9999 | 2019 | 5.1232 | 10859 | 0.94359 | NEI 2019
Robins | 7348_G_2 | 7348 | G | 2 | 3104 | Combustion Turbine | S_SOU | Georgia | Houston | 80 | 1995 | 9999 | 2017 | 6.5623 | 10386.5 | 1.2636 | NEI 2019
Coyote Springs | 7350_G_1 | 7350 | G | 1 | 3105 | Combined Cycle | WECC_PNW | Oregon | Morrow | 171 | 1995 | 9999 | 2017 | 32.7 | 819175 | 0.18103 | NEI 2019
Coyote Springs | 7350_G_2 | 7350 | G | 2 | 3105 | Combined Cycle | WECC_PNW | Oregon | Morrow | 72 | 1995 | 9999 | 2017 | 76.8 | 390574 | 0.18103 | NEI 2019
Midulla Generating Station | 7380_G_CT1 | 7380 | G | CT1 | 8366 | Combined Cycle | FRCC | Florida | Hardee | 155 | 2002 | 9999 | 2017 | 2.1263 | 1032942 | 0.00394 | NEI 2019
Midulla Generating Station | 7380_G_CT2 | 7380 | G | CT2 | 8368 | Combined Cycle | FRCC | Florida | Hardee | 155 | 2002 | 9999 | 2019 | 4.2027 | 2316565 | 0.00394 | NEI 2019
Midulla Generating Station | 7380_G_GT4 | 7380 | G | GT4 | 89703 | Combustion Turbine | FRCC | Florida | Hardee | 54 | 2006 | 9999 | 2019 | 4.4529 | 31207.6 | 0.28537 | NEI 2019
Midulla Generating Station | 7380_G_GT5 | 7380 | G | GT5 | 89705 | Combustion Turbine | FRCC | Florida | Hardee | 54 | 2006 | 9999 | 2019 | 3.4843 | 31207.6 | 0.2233 | NEI 2019
Midulla Generating Station | 7380_G_GT6 | 7380 | G | GT6 | 89707 | Combustion Turbine | FRCC | Florida | Hardee | 54 | 2006 | 9999 | 2019 | 4.6077 | 31207.6 | 0.2953 | NEI 2019
Midulla Generating Station | 7380_G_GT7 | 7380 | G | GT7 | 89709 | Combustion Turbine | FRCC | Florida | Hardee | 54 | 2006 | 9999 | 2019 | 5.2768 | 31207.6 | 0.33818 | NEI 2019
Midulla Generating Station | 7380_G_GT8 | 7380 | G | GT8 | 89711 | Combustion Turbine | FRCC | Florida | Hardee | 54 | 2006 | 9999 | 2019 | 4.6485 | 31207.6 | 0.29791 | NEI 2019
Midulla Generating Station | 7380_G_ST3 | 7380 | G | ST3 | 8366 | Combined Cycle | FRCC | Florida | Hardee | 179 | 2002 | 9999 |  |  |  | 0.00394 | NEI 2019
Poplar Bluff Generating Station | 7392_G_1 | 7392 | G | 1 |  | Combustion Turbine | SPP_WEST | Missouri | Butler | 7 | 1976 | 2024 | 2017 | 0.1198 | 106.8639 | 2.2421 | NEI 2019
Poplar Bluff Generating Station | 7392_G_2 | 7392 | G | 2 |  | Combustion Turbine | SPP_WEST | Missouri | Butler | 7 | 1976 | 2024 | 2019 | 0.2481 | 65.0296 | 7.6304 | NEI 2019
Poplar Bluff Generating Station | 7392_G_3 | 7392 | G | 3 |  | Combustion Turbine | SPP_WEST | Missouri | Butler | 6.6 | 2002 | 2024 |  |  |  | 3.2013 | Default Emission Factor
Poplar Bluff Generating Station | 7392_G_4 | 7392 | G | 4 |  | Combustion Turbine | SPP_WEST | Missouri | Butler | 6.6 | 2002 | 2024 |  |  |  | 3.2013 | Default Emission Factor
Poplar Bluff Generating Station | 7392_G_5 | 7392 | G | 5 |  | Combustion Turbine | SPP_WEST | Missouri | Butler | 6.6 | 2002 | 2024 |  |  |  | 3.2013 | Default Emission Factor
Front Street | 7396_G_1 | 7396 | G | 1 |  | Combustion Turbine | NENGREST | Massachusetts | Hampden | 2.8 | 1978 | 9999 | 2019 | 0.0749 | 29.6667 | 5.0494 | NEI 2019
Front Street | 7396_G_2 | 7396 | G | 2 |  | Combustion Turbine | NENGREST | Massachusetts | Hampden | 2.8 | 1978 | 9999 | 2019 | 0.061 | 29.6667 | 4.1124 | NEI 2019
Front Street | 7396_G_3 | 7396 | G | 3 |  | Combustion Turbine | NENGREST | Massachusetts | Hampden | 2.8 | 1978 | 9999 | 2019 | 0.0763 | 29.6667 | 5.1438 | NEI 2019
Falling Spring | 7397_G_5 | 7397 | G | 5 |  | Combustion Turbine | PJM_AP | Pennsylvania | Franklin | 2.1 | 1967 | 9999 | 2019 | 0.2044 | 340.1408 | 1.2019 | NEI 2019
Falling Spring | 7397_G_6 | 7397 | G | 6 |  | Combustion Turbine | PJM_AP | Pennsylvania | Franklin | 2.1 | 1967 | 9999 | 2019 | 0.188 | 340.1408 | 1.1054 | NEI 2019
Falling Spring | 7397_G_7 | 7397 | G | 7 |  | Combustion Turbine | PJM_AP | Pennsylvania | Franklin | 2.9 | 2001 | 9999 | 2019 | 0.1334 | 469.7183 | 0.568 | NEI 2019
Water Street Station | 7398_G_GEN1 | 7398 | G | GEN1 |  | Combustion Turbine | MIS_LMI | Michigan | Bay | 5.5 | 1980 | 9999 | 2019 | 0.5235 | 311.6667 | 3.3594 | NEI 2019
Water Street Station | 7398_G_GEN2 | 7398 | G | GEN2 |  | Combustion Turbine | MIS_LMI | Michigan | Bay | 6.5 | 1984 | 9999 | 2019 | 1.0058 | 368.3333 | 5.4614 | NEI 2019
Henry Station | 7399_G_GEN3 | 7399 | G | GEN3 |  | Combustion Turbine | MIS_LMI | Michigan | Bay | 7.5 | 1993 | 9999 | 2019 | 1.1246 | 522.5 | 4.3049 | NEI 2019
Henry Station | 7399_G_GEN4 | 7399 | G | GEN4 |  | Combustion Turbine | MIS_LMI | Michigan | Bay | 7.5 | 1993 | 9999 | 2019 | 0.96775 | 522.5 | 3.7043 | NEI 2019
Salisbury City of | 7400_G_1 | 7400 | G | 1 |  | Combustion Turbine | SPP_N | Missouri | Chariton | 0.8 | 1983 | 9999 |  |  |  | 7.2573 | Default Emission Factor
Salisbury City of | 7400_G_2 | 7400 | G | 2 |  | Combustion Turbine | SPP_N | Missouri | Chariton | 0.8 | 1983 | 9999 |  |  |  | 7.2573 | Default Emission Factor
Salisbury City of | 7400_G_3 | 7400 | G | 3 |  | Combustion Turbine | SPP_N | Missouri | Chariton | 1.8 | 1986 | 9999 |  |  |  | 7.2573 | Default Emission Factor
Salisbury City of | 7400_G_4 | 7400 | G | 4 |  | Combustion Turbine | SPP_N | Missouri | Chariton | 1.8 | 1986 | 9999 |  |  |  | 7.2573 | Default Emission Factor
Shelbina Power #1 | 7405_G_G1 | 7405 | G | G1 |  | Combustion Turbine | S_D_AECI | Missouri | Shelby | 3 | 1981 | 9999 | 2017 | 0.0045 | 7.8261 | 1.15 | NEI 2019
Shelbina Power #1 | 7405_G_G2 | 7405 | G | G2 |  | Combustion Turbine | S_D_AECI | Missouri | Shelby | 1.6 | 1989 | 9999 | 2019 | 0.0043 | 1.0435 | 8.2417 | NEI 2019
Shelbina Power #2 | 7406_G_G3 | 7406 | G | G3 |  | Combustion Turbine | S_D_AECI | Missouri | Shelby | 1.6 | 1992 | 9999 | 2019 | 0.0042 | 3.6364 | 2.31 | NEI 2019
Shelbina Power #2 | 7406_G_G4 | 7406 | G | G4 |  | Combustion Turbine | S_D_AECI | Missouri | Shelby | 1.6 | 1992 | 9999 | 2019 | 0.004 | 3.6364 | 2.2 | NEI 2019
Shelbina Power #2 | 7406_G_G5 | 7406 | G | G5 |  | Combustion Turbine | S_D_AECI | Missouri | Shelby | 1.6 | 1992 | 9999 |  |  |  | 7.2573 | Default Emission Factor
Shelbina Power #2 | 7406_G_G6 | 7406 | G | G6 |  | Combustion Turbine | S_D_AECI | Missouri | Shelby | 1.8 | 1999 | 9999 | 2017 | 0.0016 | 15.8182 | 0.2023 | NEI 2019
Payson | 7408_G_86-1 | 7408 | G | 86-1 |  | Combustion Turbine | WECC_UT | Utah | Utah | 2.6 | 1988 | 9999 |  |  |  | 3.2013 | Default Emission Factor
Payson | 7408_G_86-2 | 7408 | G | 86-2 |  | Combustion Turbine | WECC_UT | Utah | Utah | 2.6 | 1988 | 9999 |  |  |  | 3.2013 | Default Emission Factor
Payson | 7408_G_86-3 | 7408 | G | 86-3 |  | Combustion Turbine | WECC_UT | Utah | Utah | 2 | 1995 | 9999 |  |  |  | 3.2013 | Default Emission Factor
Payson | 7408_G_86-4 | 7408 | G | 86-4 |  | Combustion Turbine | WECC_UT | Utah | Utah | 2 | 1995 | 9999 |  |  |  | 3.2013 | Default Emission Factor
Short Mountain | 7413_G_1 | 7413 | G | 1 |  | Landfill Gas | WECC_PNW | Oregon | Lane | 0.8 | 1992 | 9999 |  |  |  | 8.0181 | Default Emission Factor
Short Mountain | 7413_G_2 | 7413 | G | 2 |  | Landfill Gas | WECC_PNW | Oregon | Lane | 0.8 | 1992 | 9999 |  |  |  | 8.0181 | Default Emission Factor
Short Mountain | 7413_G_3 | 7413 | G | 3 |  | Landfill Gas | WECC_PNW | Oregon | Lane | 0.8 | 1993 | 9999 |  |  |  | 8.0181 | Default Emission Factor
Short Mountain | 7413_G_4 | 7413 | G | 4 |  | Landfill Gas | WECC_PNW | Oregon | Lane | 0.8 | 1993 | 9999 |  |  |  | 8.0181 | Default Emission Factor
Lakefield Utilities | 7415_G_5 | 7415 | G | 5 |  | Combustion Turbine | MIS_MNWI | Minnesota | Jackson | 1 | 1985 | 9999 |  |  |  | 7.2573 | Default Emission Factor
Lakefield Utilities | 7415_G_6 | 7415 | G | 6 |  | Combustion Turbine | MIS_MNWI | Minnesota | Jackson | 2 | 2003 | 9999 |  |  |  | 7.2573 | Default Emission Factor
Interstate | 7425_G_1 | 7425 | G | 1 | 3116 | Combustion Turbine | MIS_IL | Illinois | Sangamon | 112 | 1997 | 2045 | 2019 | 8.4002 | 10946 | 1.5349 | NEI 2019
Edenton Generators | 7429_G_2 | 7429 | G | 2 |  | Combustion Turbine | PJM_Dom | North Carolina | Chowan | 1.2 | 1988 | 9999 |  |  |  | 7.2573 | Default Emission Factor
Edenton Generators | 7429_G_3 | 7429 | G | 3 |  | Combustion Turbine | PJM_Dom | North Carolina | Chowan | 1.2 | 2014 | 9999 |  |  |  | 7.2573 | Default Emission Factor
Oxford (KS) | 7432_G_1A | 7432 | G | 1A |  | Combustion Turbine | SPP_N | Kansas | Sumner | 1.6 | 1999 | 9999 |  |  |  | 7.2573 | Default Emission Factor
Oxford (KS) | 7432_G_2A | 7432 | G | 2A |  | Combustion Turbine | SPP_N | Kansas | Sumner | 1.6 | 1999 | 9999 |  |  |  | 7.2573 | Default Emission Factor
Oxford (KS) | 7432_G_3A | 7432 | G | 3A |  | Combustion Turbine | SPP_N | Kansas | Sumner | 1.6 | 2007 | 9999 |  |  |  | 7.2573 | Default Emission Factor
Church Street Plant | 7438_G_C3A | 7438 | G | C3A |  | Combustion Turbine | PJM_Dom | Virginia | Prince William | 1 | 1996 | 9999 | 2018 | 0.097425 | 14.75 | 13.2102 | Virginia State Emissions
Church Street Plant | 7438_G_C5 | 7438 | G | C5 |  | Combustion Turbine | PJM_Dom | Virginia | Prince William | 1.5 | 1987 | 9999 | 2018 | 0.14614 | 22.125 | 13.2102 | Virginia State Emissions
Church Street Plant | 7438_G_C6 | 7438 | G | C6 |  | Combustion Turbine | PJM_Dom | Virginia | Prince William | 1.5 | 1987 | 9999 | 2018 | 0.14614 | 22.125 | 13.2102 | Virginia State Emissions
Godwin Drive Plant | 7439_G_C10 | 7439 | G | C10 |  | Combustion Turbine | PJM_Dom | Virginia | Prince William | 1.5 | 1992 | 9999 |  |  |  | 7.2573 | Default Emission Factor
Godwin Drive Plant | 7439_G_C7 | 7439 | G | C7 |  | Combustion Turbine | PJM_Dom | Virginia | Prince William | 1.5 | 1990 | 9999 |  |  |  | 7.2573 | Default Emission Factor
Godwin Drive Plant | 7439_G_C8 | 7439 | G | C8 |  | Combustion Turbine | PJM_Dom | Virginia | Prince William | 1.5 | 1990 | 9999 |  |  |  | 7.2573 | Default Emission Factor
Godwin Drive Plant | 7439_G_C9 | 7439 | G | C9 |  | Combustion Turbine | PJM_Dom | Virginia | Prince William | 1.5 | 1992 | 9999 |  |  |  | 7.2573 | Default Emission Factor
VMEA 1 Credit Gen | 7440_G_V10 | 7440 | G | V10 |  | Combustion Turbine | PJM_Dom | Virginia | Prince William | 1.5 | 1990 | 9999 |  |  |  | 7.2573 | Default Emission Factor
VMEA 1 Credit Gen | 7440_G_V3 | 7440 | G | V3 |  | Combustion Turbine | PJM_Dom | Virginia | Prince William | 1.5 | 1990 | 9999 |  |  |  | 7.2573 | Default Emission Factor
VMEA 1 Credit Gen | 7440_G_V4 | 7440 | G | V4 |  | Combustion Turbine | PJM_Dom | Virginia | Prince William | 1.5 | 1990 | 9999 |  |  |  | 7.2573 | Default Emission Factor
VMEA 1 Credit Gen | 7440_G_V5 | 7440 | G | V5 |  | Combustion Turbine | PJM_Dom | Virginia | Prince William | 1.5 | 1990 | 9999 |  |  |  | 7.2573 | Default Emission Factor
VMEA 1 Credit Gen | 7440_G_V6 | 7440 | G | V6 |  | Combustion Turbine | PJM_Dom | Virginia | Prince William | 1.5 | 1990 | 9999 |  |  |  | 7.2573 | Default Emission Factor
VMEA 1 Credit Gen | 7440_G_V7 | 7440 | G | V7 |  | Combustion Turbine | PJM_Dom | Virginia | Prince William | 1.5 | 1990 | 9999 |  |  |  | 7.2573 | Default Emission Factor
VMEA 1 Credit Gen | 7440_G_V8 | 7440 | G | V8 |  | Combustion Turbine | PJM_Dom | Virginia | Prince William | 1.5 | 1990 | 9999 |  |  |  | 7.2573 | Default Emission Factor
VMEA 1 Credit Gen | 7440_G_V9-1 | 7440 | G | V9-1 |  | Combustion Turbine | PJM_Dom | Virginia | Prince William | 1.8 | 2009 | 9999 |  |  |  | 7.2573 | Default Emission Factor
VMEA Peaking Gen | 7441_G_V1 | 7441 | G | V1 |  | Combustion Turbine | PJM_Dom | Virginia | Prince William | 1.5 | 1992 | 9999 |  |  |  | 7.2573 | Default Emission Factor
VMEA Peaking Gen | 7441_G_V11 | 7441 | G | V11 |  | Combustion Turbine | PJM_Dom | Virginia | Prince William | 1.5 | 1993 | 9999 |  |  |  | 7.2573 | Default Emission Factor
VMEA Peaking Gen | 7441_G_V12 | 7441 | G | V12 |  | Combustion Turbine | PJM_Dom | Virginia | Prince William | 1.5 | 1993 | 9999 |  |  |  | 7.2573 | Default Emission Factor
VMEA Peaking Gen | 7441_G_V2 | 7441 | G | V2 |  | Combustion Turbine | PJM_Dom | Virginia | Prince William | 1.5 | 1992 | 9999 |  |  |  | 7.2573 | Default Emission Factor
Pratt 2 | 7447_G_IC2 | 7447 | G | IC2 |  | Combustion Turbine | SPP_N | Kansas | Pratt | 7.6 | 1994 | 9999 | 2019 | 0.57924 | 124.5 | 9.3051 | NEI 2019
Pratt 2 | 7447_G_IC3 | 7447 | G | IC3 |  | Combustion Turbine | SPP_N | Kansas | Pratt | 7.6 | 2004 | 9999 | 2019 | 0.019153 | 124.5 | 0.30767 | NEI 2019
Combustion Turbine Project No 2 | 7449_G_NA1 | 7449 | G | NA1 | 3117 | Combustion Turbine | WEC_CALN | California | San Joaquin | 49.3 | 1996 | 9999 | 2019 | 0.96273 | 12758 | 0.15092 | NEI 2019
Alameda | 7450_G_1 | 7450 | G | 1 |  | Combustion Turbine | WEC_CALN | California | Alameda | 21.8 | 1986 | 9999 | 2018 | 0.069735 | 4781.5 | 0.02917 | California Air Resources Board
Alameda | 7450_G_2 | 7450 | G | 2 |  | Combustion Turbine | WEC_CALN | California | Alameda | 21.8 | 1986 | 9999 | 2018 | 0.069735 | 4781.5 | 0.02917 | California Air Resources Board
Lodi | 7451_G_1 | 7451 | G | 1 |  | Combustion Turbine | WEC_CALN | California | San Joaquin | 23.3 | 1986 | 9999 | 2019 | 0.0332 | 497 | 0.1336 | NEI 2019
Roseville | 7452_G_1 | 7452 | G | 1 |  | Combustion Turbine | WEC_CALN | California | Placer | 21.2 | 1986 | 9999 | 2017 | 0.0239 | 642 | 0.07446 | NEI 2019
Roseville | 7452_G_2 | 7452 | G | 2 |  | Combustion Turbine | WEC_CALN | California | Placer | 21.2 | 1986 | 9999 |  |  |  | 0.72922 | Default Emission Factor
Rathdrum | 7456_G_1 | 7456 | G | 1 | 3118 | Combustion Turbine | WECC_PNW | Idaho | Kootenai | 66 | 1994 | 9999 | 2017 | 3 | 35870.5 | 0.16727 | NEI 2019
Rathdrum | 7456_G_2 | 7456 | G | 2 | 3119 | Combustion Turbine | WECC_PNW | Idaho | Kootenai | 66 | 1994 | 9999 | 2017 | 4 | 35870.5 | 0.22302 | NEI 2019
Madison Utilities | 7469_G_FM1 | 7469 | G | FM1 |  | Combustion Turbine | SPP_NEBR | Nebraska | Madison | 1.7 | 1959 | 9999 | 2019 | 0.0021994 | 3.6957 | 1.1903 | NEI 2019
Madison Utilities | 7469_G_FM2 | 7469 | G | FM2 |  | Combustion Turbine | SPP_NEBR | Nebraska | Madison | 1 | 1959 | 9999 | 2019 | 0.0020445 | 2.1739 | 1.8809 | NEI 2019
Madison Utilities | 7469_G_FM3 | 7469 | G | FM3 |  | Combustion Turbine | SPP_NEBR | Nebraska | Madison | 0.9 | 1953 | 9999 |  |  |  | 3.2013 | Default Emission Factor
Madison Utilities | 7469_G_FM5 | 7469 | G | FM5 |  | Combustion Turbine | SPP_NEBR | Nebraska | Madison | 1 | 2006 | 9999 |  |  |  | 3.2013 | Default Emission Factor
Marceline | 7470_G_1 | 7470 | G | 1 |  | Combustion Turbine | MIS_MO | Missouri | Linn | 1 | 1989 | 9999 |  |  |  | 7.2573 | Default Emission Factor
Marceline | 7470_G_2 | 7470 | G | 2 |  | Combustion Turbine | MIS_MO | Missouri | Linn | 3 | 2002 | 9999 |  |  |  | 7.2573 | Default Emission Factor
Marceline | 7470_G_5 | 7470 | G | 5 |  | Combustion Turbine | MIS_MO | Missouri | Linn | 2 | 2004 | 9999 |  |  |  | 7.2573 | Default Emission Factor
Marceline | 7470_G_6 | 7470 | G | 6 |  | Combustion Turbine | MIS_MO | Missouri | Linn | 2 | 2004 | 9999 |  |  |  | 7.2573 | Default Emission Factor
North Road Peak | 7479_G_EAST | 7479 | G | EAST |  | Combustion Turbine | S_VACA | South Carolina | Orangeburg | 6.5 | 1987 | 9999 |  |  |  | 7.2573 | Default Emission Factor
North Road Peak | 7479_G_WEST | 7479 | G | WEST |  | Combustion Turbine | S_VACA | South Carolina | Orangeburg | 6.5 | 1987 | 9999 |  |  |  | 7.2573 | Default Emission Factor
Rowesville Rd Plant | 7480_G_GEN3 | 7480 | G | GEN3 |  | Combustion Turbine | S_VACA | South Carolina | Orangeburg | 4.2 | 1994 | 9999 |  |  |  | 0.72922 | Default Emission Factor
Rowesville Rd Plant | 7480_G_GEN4 | 7480 | G | GEN4 |  | Combustion Turbine | S_VACA | South Carolina | Orangeburg | 4.2 | 1994 | 9999 |  |  |  | 0.72922 | Default Emission Factor
City Light & Water | 7481_G_1 | 7481 | G | 1 |  | Combustion Turbine | SPP_NEBR | Nebraska | Webster | 0.9 | 1987 | 9999 | 2019 | 0.024455 | 4.8462 | 10.0923 | NEI 2019
City Light & Water | 7481_G_2 | 7481 | G | 2 |  | Combustion Turbine | SPP_NEBR | Nebraska | Webster | 0.4 | 1987 | 9999 | 2019 | 0.012169 | 2.1538 | 11.2998 | NEI 2019
Croswell | 7497_G_1 | 7497 | G | 1 |  | Combustion Turbine | MIS_LMI | Michigan | Sanilac | 0.6 | 1982 | 9999 |  |  |  | 7.2573 | Default Emission Factor
Croswell | 7497_G_2 | 7497 | G | 2 |  | Combustion Turbine | MIS_LMI | Michigan | Sanilac | 0.7 | 1984 | 9999 |  |  |  | 7.2573 | Default Emission Factor
Croswell | 7497_G_3 | 7497 | G | 3 |  | Combustion Turbine | MIS_LMI | Michigan | Sanilac | 1.2 | 1988 | 9999 |  |  |  | 7.2573 | Default Emission Factor
Croswell | 7497_G_4 | 7497 | G | 4 |  | Combustion Turbine | MIS_LMI | Michigan | Sanilac | 1.3 | 1990 | 9999 |  |  |  | 7.2573 | Default Emission Factor
Croswell | 7497_G_5 | 7497 | G | 5 |  | Combustion Turbine | MIS_LMI | Michigan | Sanilac | 1.3 | 1996 | 9999 |  |  |  | 7.2573 | Default Emission Factor
Neil Simpson II | 7504_G_GT1 | 7504 | G | GT1 | 3121 | Combustion Turbine | WECC_WY | Wyoming | Campbell | 34 | 2000 | 9999 | 2019 | 9.713 | 50296 | 0.38623 | NEI 2019
Fergus Control Ctr | 7505_G_1 | 7505 | G | 1 |  | Combustion Turbine | MIS_MAPP | Minnesota | Otter Tail | 2 | 1995 | 9999 |  |  |  | 7.2573 | Default Emission Factor
Arthur Von Rosenberg | 7512_G_1 | 7512 | G | 1 | 2484 | Combined Cycle | ERC_REST | Texas | Bexar | 157 | 2000 | 9999 | 2019 | 20.5 | 1051585 | 0.02793 | NEI 2019
Arthur Von Rosenberg | 7512_G_2 | 7512 | G | 2 | 2485 | Combined Cycle | ERC_REST | Texas | Bexar | 157 | 2000 | 9999 | 2019 | 26.6 | 1064083 | 0.02793 | NEI 2019
Arthur Von Rosenberg | 7512_G_3 | 7512 | G | 3 | 2484 | Combined Cycle | ERC_REST | Texas | Bexar | 164 | 2000 | 9999 |  |  |  | 0.02793 | NEI 2019
McPherson 3 | 7515_G_NA1 | 7515 | G | NA1 | 3124 | Combustion Turbine | SPP_N | Kansas | McPherson | 80 | 1998 | 9999 | 2019 | 17.439 | 9617 | 3.6267 | NEI 2019
Carson Ice-Gen Project | 7527_G_1 | 7527 | G | 1 | 3125 | Combustion Turbine | WEC_BANC | California | Sacramento | 41.2 | 1995 | 9999 | 2019 | 107.525 | 242448 | 0.88699 | NEI 2019
Carson Ice-Gen Project | 7527_G_2 | 7527 | G | 2 | 3126 | Combined Cycle | WEC_BANC | California | Sacramento | 16.6 | 1995 | 9999 | 2017 | 0.271 | 52520 | 0.00196 | NEI 2019
Carson Ice-Gen Project | 7527_G_CCCT | 7527 | G | CCCT | 3125 | Combined Cycle | WEC_BANC | California | Sacramento | 51.2 | 1995 | 9999 |  |  |  | 0.14766 | Default Emission Factor
Crisp Plant | 753_G_GT1 | 753 | G | GT1 |  | Combustion Turbine | S_SOU | Georgia | Worth | 4 | 1957 | 9999 | 2019 | 0.11 | 74 | 2.973 | NEI 2019
Wayne County | 7538_G_1 | 7538 | G | 1 | 1825 | Combustion Turbine | S_VACA | North Carolina | Wayne | 177 | 2000 | 9999 |  |  |  | 0.18455 | NEI 2019
Wayne County | 7538_G_2 | 7538 | G | 2 | 1826 | Combustion Turbine | S_VACA | North Carolina | Wayne | 174 | 2000 | 9999 | 2019 | 5.3 | 57436.2135 | 0.18455 | NEI 2019
Wayne County | 7538_G_3 | 7538 | G | 3 | 1827 | Combustion Turbine | S_VACA | North Carolina | Wayne | 173 | 2000 | 9999 |  |  |  | 0.32355 | NEI 2019
Wayne County | 7538_G_4 | 7538 | G | 4 | 1828 | Combustion Turbine | S_VACA | North Carolina | Wayne | 170 | 2000 | 9999 | 2019 | 9.08 | 56127.126 | 0.32355 | NEI 2019
Wayne County | 7538_G_5 | 7538 | G | 5 | 89702 | Combustion Turbine | S_VACA | North Carolina | Wayne | 163 | 2009 | 9999 | 2019 | 11.75 | 26672.6575 | 0.88105 | NEI 2019
Ponca City | 7546_G_1 | 7546 | G | 1 | 566 | Combined Cycle | SPP_WEST | Oklahoma | Kay | 18.8 | 1966 | 9999 |  |  |  | 0.7367 | NEI 2019
Ponca City | 7546_G_3 | 7546 | G | 3 | 566 | Combined Cycle | SPP_WEST | Oklahoma | Kay | 44.1 | 1995 | 9999 | 2017 | 16.442 | 44637 | 0.7367 | NEI 2019
Ponca City | 7546_G_4 | 7546 | G | 4 | 89334 | Combustion Turbine | SPP_WEST | Oklahoma | Kay | 43.9 | 2003 | 9999 | 2017 | 6.841 | 15673 | 0.87297 | NEI 2019
SCA Cogen 2 | 7551_G_CCST | 7551 | G | CCST | 3129 | Combined Cycle | WEC_BANC | California | Sacramento | 37.6 | 1997 | 9999 |  |  |  | 0.10598 | NEI 2019
SCA Cogen 2 | 7551_G_CT1A | 7551 | G | CT1A | 3129 | Combined Cycle | WEC_BANC | California | Sacramento | 47.6 | 1997 | 9999 | 2017 | 14.159 | 312704 | 0.10598 | NEI 2019
SCA Cogen 2 | 7551_G_CT1B | 7551 | G | CT1B | 3130 | Combined Cycle | WEC_BANC | California | Sacramento | 47.6 | 1997 | 9999 | 2017 | 15.895 | 254482 | 0.10598 | NEI 2019
SCA Cogen 2 | 7551_G_CT1C | 7551 | G | CT1C | 3131 | Combustion Turbine | WEC_BANC | California | Sacramento | 43.8 | 2001 | 9999 | 2019 | 1.155 | 28536 | 0.08095 | NEI 2019
SPA Cogen 3 | 7552_G_CCCT | 7552 | G | CCCT | 3132 | Combined Cycle | WEC_BANC | California | Sacramento | 119 | 1997 | 9999 | 2017 | 3.588 | 523184 | 0.01372 | NEI 2019
SPA Cogen 3 | 7552_G_CCST | 7552 | G | CCST | 3132 | Combined Cycle | WEC_BANC | California | Sacramento | 59 | 1997 | 9999 |  |  |  | 0.01372 | NEI 2019
Nebraska City # 2 | 7555_G_11 | 7555 | G | 11 |  | Combustion Turbine | SPP_N | Nebraska | Otoe | 3.8 | 1998 | 9999 |  |  |  | 3.2013 | Default Emission Factor
Nebraska City # 2 | 7555_G_12 | 7555 | G | 12 |  | Combustion Turbine | SPP_N | Nebraska | Otoe | 3.8 | 1998 | 9999 |  |  |  | 3.2013 | Default Emission Factor
Nebraska City # 2 | 7555_G_13 | 7555 | G | 13 |  | Combustion Turbine | SPP_N | Nebraska | Otoe | 4.2 | 1998 | 9999 |  |  |  | 7.2573 | Default Emission Factor
State Farm | 7556_G_1 | 7556 | G | 1 |  | Combustion Turbine | MIS_IL | Illinois | McLean | 1.7 | 1996 | 2030 |  |  |  | 7.2573 | Default Emission Factor
State Farm | 7556_G_2 | 7556 | G | 2 |  | Combustion Turbine | MIS_IL | Illinois | McLean | 1.7 | 1996 | 2030 |  |  |  | 7.2573 | Default Emission Factor
State Farm | 7556_G_3 | 7556 | G | 3 |  | Combustion Turbine | MIS_IL | Illinois | McLean | 1.7 | 1996 | 2030 |  |  |  | 7.2573 | Default Emission Factor
Panora | 7584_G_1 | 7584 | G | 1 |  | Combustion Turbine | MIS_IA | Iowa | GUTHRIE | 1.5 | 1988 | 9999 |  |  |  | 7.2573 | Default Emission Factor
Panora | 7584_G_2 | 7584 | G | 2 |  | Combustion Turbine | MIS_IA | Iowa | GUTHRIE | 1 | 1988 | 9999 |  |  |  | 7.2573 | Default Emission Factor
Panora | 7584_G_3 | 7584 | G | 3 |  | Combustion Turbine | MIS_IA | Iowa | GUTHRIE | 2 | 1993 | 9999 |  |  |  | 7.2573 | Default Emission Factor
Prospect Municipal | 7603_G_1 | 7603 | G | 1 |  | Combustion Turbine | PJM_ATSI | Ohio | Marion | 1.8 | 1998 | 9999 |  |  |  | 7.2573 | Default Emission Factor
St Francis Energy Facility | 7604_G_1 | 7604 | G | 1 | 3135 | Combined Cycle | S_D_AECI | Missouri | Dunklin | 207 | 1999 | 9999 | 2019 | 18.976 | 487216 | 0.08531 | NEI 2019
St Francis Energy Facility | 7604_G_2 | 7604 | G | 2 | 3136 | Combined Cycle | S_D_AECI | Missouri | Dunklin | 218 | 2001 | 9999 | 2019 | 23.7698 | 514871 | 0.08531 | NEI 2019
River Road Gen Plant | 7605_G_1 | 7605 | G | 1 | 3137 | Combined Cycle | WECC_PNW | Washington | Clark | 220 | 1997 | 9999 | 2019 | 14.43 | 1746286 | 0.01653 | NEI 2019
Washington County Cogeneration Facility | 7697_G_1 | 7697 | G | 1 | 3139 | Combined Cycle | S_SOU | Alabama | Washington | 75 | 1999 | 9999 | 2019 | 45.85 | 630659 | 0.11741 | NEI 2019
Washington County Cogeneration Facility | 7697_G_2 | 7697 | G | 2 | 3139 | Combined Cycle | S_SOU | Alabama | Washington | 25 | 1999 | 9999 | 2019 | 2.52 | 193272 | 0.11741 | NEI 2019
General Electric Plastic | 7698_G_1 | 7698 | G | 1 | 3140 | Combined Cycle | S_SOU | Alabama | Lowndes | 80 | 1999 | 9999 | 2019 | 173.61 | 387203 | 0.8511 | NEI 2019
General Electric Plastic | 7698_G_2 | 7698 | G | 2 | 3140 | Combined Cycle | S_SOU | Alabama | Lowndes | 12 | 1999 | 9999 |  |  |  | 0.8511 | NEI 2019
Tiger Bay | 7699_G_CT1 | 7699 | G | CT1 | 3141 | Combined Cycle | FRCC | Florida | Polk | 130 | 1997 | 9999 | 2019 | 2.6489 | 711281 | 0.00745 | NEI 2019
Tiger Bay | 7699_G_CW1 | 7699 | G | CW1 | 3141 | Combined Cycle | FRCC | Florida | Polk | 70 | 1997 | 9999 |  |  |  | 0.00745 | NEI 2019
Dahlberg | 7709_G_1 | 7709 | G | 1 | 3178 | Combustion Turbine | S_SOU | Georgia | Jackson | 74.8 | 2000 | 9999 |  |  |  | 0.72922 | Default Emission Factor
Dahlberg | 7709_G_10 | 7709 | G | 10 | 3179 | Combustion Turbine | S_SOU | Georgia | Jackson | 75.2 | 2001 | 9999 |  |  |  | 0.72922 | Default Emission Factor
Dahlberg | 7709_G_2 | 7709 | G | 2 | 3186 | Combustion Turbine | S_SOU | Georgia | Jackson | 74 | 2000 | 9999 |  |  |  | 0.72922 | Default Emission Factor
Dahlberg | 7709_G_3 | 7709 | G | 3 | 3187 | Combustion Turbine | S_SOU | Georgia | Jackson | 74.7 | 2000 | 9999 |  |  |  | 0.72922 | Default Emission Factor
Dahlberg | 7709_G_4 | 7709 | G | 4 | 3188 | Combustion Turbine | S_SOU | Georgia | Jackson | 73.5 | 2000 | 9999 |  |  |  | 0.72922 | Default Emission Factor
Dahlberg | 7709_G_5 | 7709 | G | 5 | 3189 | Combustion Turbine | S_SOU | Georgia | Jackson | 74.7 | 2000 | 9999 |  |  |  | 0.72922 | Default Emission Factor
Dahlberg | 7709_G_6 | 7709 | G | 6 | 3190 | Combustion Turbine | S_SOU | Georgia | Jackson | 74.9 | 2000 | 9999 |  |  |  | 0.72922 | Default Emission Factor
Dahlberg | 7709_G_7 | 7709 | G | 7 | 3191 | Combustion Turbine | S_SOU | Georgia | Jackson | 75 | 2000 | 9999 |  |  |  | 0.72922 | Default Emission Factor
Dahlberg | 7709_G_8 | 7709 | G | 8 | 3192 | Combustion Turbine | S_SOU | Georgia | Jackson | 74 | 2000 | 9999 |  |  |  | 0.72922 | Default Emission Factor
Dahlberg | 7709_G_9 | 7709 | G | 9 | 3193 | Combustion Turbine | S_SOU | Georgia | Jackson | 76.1 | 2001 | 9999 |  |  |  | 0.72922 | Default Emission Factor
H Allen Franklin Combined Cycle | 7710_G_CT1A | 7710 | G | CT1A | 3285 | Combined Cycle | S_SOU | Alabama | Lee | 177.5 | 2002 | 9999 | 2019 | 109.66 | 1305248 | 0.08126 | NEI 2019
H Allen Franklin Combined Cycle | 7710_G_CT1B | 7710 | G | CT1B | 3286 | Combined Cycle | S_SOU | Alabama | Lee | 177.5 | 2002 | 9999 | 2019 | 57.16 | 2800721 | 0.08126 | NEI 2019
H Allen Franklin Combined Cycle | 7710_G_CT2A | 7710 | G | CT2A | 3287 | Combined Cycle | S_SOU | Alabama | Lee | 177.8 | 2002 | 9999 | 2019 | 37.31 | 1316757 | 0.03132 | NEI 2019
H Allen Franklin Combined Cycle | 7710_G_CT2B | 7710 | G | CT2B | 3288 | Combined Cycle | S_SOU | Alabama | Lee | 177.8 | 2002 | 9999 | 2019 | 29.11 | 2924192 | 0.03132 | NEI 2019
H Allen Franklin Combined Cycle | 7710_G_CT3A | 7710 | G | CT3A | 3289 | Combined Cycle | S_SOU | Alabama | Lee | 182.6 | 2008 | 9999 | 2019 | 72 | 1268212 | 0.06238 | NEI 2019
H Allen Franklin Combined Cycle | 7710_G_CT3B | 7710 | G | CT3B | 3290 | Combined Cycle | S_SOU | Alabama | Lee | 182.6 | 2008 | 9999 | 2019 | 56.36 | 2847506 | 0.06238 | NEI 2019
H Allen Franklin Combined Cycle | 7710_G_ST1 | 7710 | G | ST1 | 3285 | Combined Cycle | S_SOU | Alabama | Lee | 240 | 2002 | 9999 |  |  |  | 0.08126 | NEI 2019
H Allen Franklin Combined Cycle | 7710_G_ST2 | 7710 | G | ST2 | 3287 | Combined Cycle | S_SOU | Alabama | Lee | 293 | 2002 | 9999 |  |  |  | 0.03132 | NEI 2019
H Allen Franklin Combined Cycle | 7710_G_ST3 | 7710 | G | ST3 | 3289 | Combined Cycle | S_SOU | Alabama | Lee | 293 | 2008 | 9999 |  |  |  | 0.06238 | NEI 2019
Pea Ridge | 7715_G_1 | 7715 | G | 1 |  | Combustion Turbine | S_SOU | Florida | Santa Rosa | 4 | 1998 | 2025 |  |  |  | 0.2333 | NEI 2019
Pea Ridge | 7715_G_2 | 7715 | G | 2 |  | Combustion Turbine | S_SOU | Florida | Santa Rosa | 4 | 1998 | 2025 |  |  |  | 0.2333 | NEI 2019
Pea Ridge | 7715_G_3 | 7715 | G | 3 |  | Combustion Turbine | S_SOU | Florida | Santa Rosa | 4 | 1998 | 2025 | 2019 | 8.2145 | 70419.86 | 0.2333 | NEI 2019
Meridian | 7719_G_1 | 7719 | G | 1 |  | Combustion Turbine | S_C_TVA | Mississippi | Lauderdale | 1.8 | 1998 | 9999 |  |  |  | 7.2573 | Default Emission Factor
Meridian | 7719_G_2 | 7719 | G | 2 |  | Combustion Turbine | S_C_TVA | Mississippi | Lauderdale | 1.8 | 1998 | 9999 |  |  |  | 7.2573 | Default Emission Factor
Meridian | 7719_G_3 | 7719 | G | 3 |  | Combustion Turbine | S_C_TVA | Mississippi | Lauderdale | 1.8 | 1998 | 9999 |  |  |  | 7.2573 | Default Emission Factor
Meridian | 7719_G_4 | 7719 | G | 4 |  | Combustion Turbine | S_C_TVA | Mississippi | Lauderdale | 1.8 | 1998 | 9999 |  |  |  | 7.2573 | Default Emission Factor
Meridian | 7719_G_5 | 7719 | G | 5 |  | Combustion Turbine | S_C_TVA | Mississippi | Lauderdale | 1.8 | 1998 | 9999 |  |  |  | 7.2573 | Default Emission Factor
Theodore Cogen Facility | 7721_G_1 | 7721 | G | 1 | 3151 | Combined Cycle | S_SOU | Alabama | Mobile | 166.3 | 2000 | 9999 | 2019 | 528.8657 | 1199611 | 0.68161 | NEI 2019
Theodore Cogen Facility | 7721_G_2 | 7721 | G | 2 | 3151 | Combined Cycle | S_SOU | Alabama | Mobile | 64.7 | 2000 | 9999 |  |  |  | 0.68161 | NEI 2019
Coffin Butte | 7725_G_1 | 7725 | G | 1 |  | Landfill Gas | WECC_PNW | Oregon | Benton | 0.8 | 1995 | 9999 | 2019 | 69 | 18399.1111 | 7.5004 | NEI 2019
Coffin Butte | 7725_G_2 | 7725 | G | 2 |  | Landfill Gas | WECC_PNW | Oregon | Benton | 0.8 | 1995 | 9999 |  |  |  | 7.5004 | NEI 2019
Coffin Butte | 7725_G_3 | 7725 | G | 3 |  | Landfill Gas | WECC_PNW | Oregon | Benton | 0.8 | 1995 | 9999 |  |  |  | 7.5004 | NEI 2019
Coffin Butte | 7725_G_4 | 7725 | G | 4 |  | Landfill Gas | WECC_PNW | Oregon | Benton | 1.5 | 2007 | 9999 | 2019 | 137 | 22998.8889 | 11.9136 | NEI 2019
Coffin Butte | 7725_G_5 | 7725 | G | 5 |  | Landfill Gas | WECC_PNW | Oregon | Benton | 1.5 | 2007 | 9999 |  |  |  | 11.9136 | NEI 2019
Essex | 7749_G_1 | 7749 | G | 1 | 3152 | Combustion Turbine | S_D_AECI | Missouri | Stoddard | 98 | 1999 | 9999 | 2019 | 0.7889 | 37263 | 0.04234 | NEI 2019
Nodaway | 7754_G_1 | 7754 | G | 1 | 3153 | Combustion Turbine | S_D_AECI | Missouri | Nodaway | 84 | 1999 | 9999 | 2019 | 0.0512 | 4235.52 | 0.02418 | NEI 2019
Nodaway | 7754_G_2 | 7754 | G | 2 | 3154 | Combustion Turbine | S_D_AECI | Missouri | Nodaway | 91 | 1999 | 9999 | 2019 | 0.8863 | 4588.48 | 0.38632 | NEI 2019
Chouteau | 7757_G_1 | 7757 | G | 1 | 3155 | Combined Cycle | S_D_AECI | Oklahoma | Mayes | 149 | 2000 | 9999 | 2019 | 486.1979 | 2147836 | 0.58663 | NEI 2019
Chouteau | 7757_G_2 | 7757 | G | 2 | 3156 | Combined Cycle | S_D_AECI | Oklahoma | Mayes | 154 | 2000 | 9999 | 2019 | 449.7913 | 1043244 | 0.58663 | NEI 2019
Chouteau | 7757_G_3 | 7757 | G | 3 | 3155 | Combined Cycle | S_D_AECI | Oklahoma | Mayes | 149 | 2000 | 9999 |  |  |  | 0.58663 | NEI 2019
Chouteau | 7757_G_4 | 7757 | G | 4 | 90618 | Combined Cycle | S_D_AECI | Oklahoma | Mayes | 151 | 2011 | 9999 | 2019 | 2.65 | 2438474 | 0.00533 | NEI 2019
Chouteau | 7757_G_5 | 7757 | G | 5 | 90617 | Combined Cycle | S_D_AECI | Oklahoma | Mayes | 150 | 2011 | 9999 | 2019 | 6.87 | 1134288 | 0.00533 | NEI 2019
Chouteau | 7757_G_6 | 7757 | G | 6 | 90617 | Combined Cycle | S_D_AECI | Oklahoma | Mayes | 143 | 2011 | 9999 |  |  |  | 0.00533 | NEI 2019
South Plant | 7758_G_1 | 7758 | G | 1 |  | Combustion Turbine | MIS_MIDA | Iowa | Bremer | 1.9 | 2000 | 9999 |  |  |  | 7.2573 | Default Emission Factor
South Plant | 7758_G_2 | 7758 | G | 2 |  | Combustion Turbine | MIS_MIDA | Iowa | Bremer | 1.9 | 2000 | 9999 |  |  |  | 7.2573 | Default Emission Factor
South Plant | 7758_G_3 | 7758 | G | 3 |  | Combustion Turbine | MIS_MIDA | Iowa | Bremer | 1.9 | 2000 | 9999 |  |  |  | 7.2573 | Default Emission Factor
South Plant | 7758_G_4 | 7758 | G | 4 |  | Combustion Turbine | MIS_MIDA | Iowa | Bremer | 1.9 | 2000 | 9999 |  |  |  | 7.2573 | Default Emission Factor
South Plant | 7758_G_5 | 7758 | G | 5 |  | Combustion Turbine | MIS_MIDA | Iowa | Bremer | 1.9 | 2000 | 9999 |  |  |  | 7.2573 | Default Emission Factor
South Plant | 7758_G_6 | 7758 | G | 6 |  | Combustion Turbine | MIS_MIDA | Iowa | Bremer | 1.9 | 2000 | 9999 |  |  |  | 7.2573 | Default Emission Factor
Georgetown | 7759_G_GT1 | 7759 | G | GT1 | 3163 | Combustion Turbine | MIS_INKY | Indiana | Marion | 69 | 2000 | 9999 | 2017 | 7.3303 | 18193.5 | 0.80581 | NEI 2019
Georgetown | 7759_G_GT2 | 7759 | G | GT2 | 3164 | Combustion Turbine | MIS_INKY | Indiana | Marion | 69 | 2000 | 9999 | 2017 | 11.7639 | 18193.5 | 1.2932 | NEI 2019
Georgetown | 7759_G_GT3 | 7759 | G | GT3 | 3165 | Combustion Turbine | MIS_INKY | Indiana | Marion | 69 | 2000 | 9999 | 2017 | 11.1727 | 18193.5 | 1.2282 | NEI 2019
Georgetown | 7759_G_GT4 | 7759 | G | GT4 | 3166 | Combustion Turbine | MIS_INKY | Indiana | Marion | 69 | 2001 | 9999 | 2017 | 13.3452 | 18193.5 | 1.467 | NEI 2019
Tilton | 7760_G_1 | 7760 | G | 1 | 3167 | Combustion Turbine | MIS_IL | Illinois | Vermilion | 45.1 | 1999 | 2045 | 2019 | 13.4717 | 18435.75 | 1.4615 | NEI 2019
Tilton | 7760_G_2 | 7760 | G | 2 | 3168 | Combustion Turbine | MIS_IL | Illinois | Vermilion | 45.2 | 1999 | 2045 | 2017 | 14.2372 | 23842.2483 | 1.1943 | NEI 2019
Tilton | 7760_G_3 | 7760 | G | 3 | 3169 | Combustion Turbine | MIS_IL | Illinois | Vermilion | 45.1 | 1999 | 2045 | 2017 | 15.1927 | 23789.5 | 1.2773 | NEI 2019
Tilton | 7760_G_4 | 7760 | G | 4 | 3170 | Combustion Turbine | MIS_IL | Illinois | Vermilion | 45 | 1999 | 2045 | 2017 | 14.7743 | 23736.7517 | 1.2449 | NEI 2019
Henry County | 7763_G_1 | 7763 | G | 1 | 3173 | Combustion Turbine | MIS_INKY | Indiana | Henry | 43 | 2001 | 9999 | 2019 | 25.12 | 79540.6667 | 0.63163 | NEI 2019
Henry County | 7763_G_2 | 7763 | G | 2 | 3174 | Combustion Turbine | MIS_INKY | Indiana | Henry | 43 | 2001 | 9999 | 2019 | 34.26 | 79540.6667 | 0.86145 | NEI 2019
Henry County | 7763_G_3 | 7763 | G | 3 | 3175 | Combustion Turbine | MIS_INKY | Indiana | Henry | 43 | 2001 | 9999 | 2019 | 38.66 | 79540.6667 | 0.97208 | NEI 2019
MPC Generating | 7764_G_1 | 7764 | G | 1 | 3176 | Combustion Turbine | S_SOU | Georgia | Walton | 147.5 | 2000 | 9999 | 2017 | 1.96 | 7111.6942 | 0.55121 | NEI 2019
MPC Generating | 7764_G_2 | 7764 | G | 2 | 3177 | Combustion Turbine | S_SOU | Georgia | Walton | 155 | 2001 | 9999 | 2019 | 1.39 | 5378.1157 | 0.51691 | NEI 2019
Erie Energy Center | 7766_G_1 | 7766 | G | 1 |  | Combustion Turbine | SPP_N | Kansas | Neosho | 2.5 | 1999 | 9999 |  |  |  | 7.2573 | Default Emission Factor
Erie Energy Center | 7766_G_2 | 7766 | G | 2 |  | Combustion Turbine | SPP_N | Kansas | Neosho | 2.5 | 1999 | 9999 |  |  |  | 7.2573 | Default Emission Factor
Erie Energy Center | 7766_G_3 | 7766 | G | 3 |  | Combustion Turbine | SPP_N | Kansas | Neosho | 2.5 | 1999 | 9999 |  |  |  | 7.2573 | Default Emission Factor
Erie Energy Center | 7766_G_4 | 7766 | G | 4 |  | Combustion Turbine | SPP_N | Kansas | Neosho | 2.5 | 1999 | 9999 |  |  |  | 7.2573 | Default Emission Factor
Erie Energy Center | 7766_G_5 | 7766 | G | 5 |  | Combustion Turbine | SPP_N | Kansas | Neosho | 2.5 | 1999 | 9999 |  |  |  | 7.2573 | Default Emission Factor
Erie Energy Center | 7766_G_6 | 7766 | G | 6 |  | Combustion Turbine | SPP_N | Kansas | Neosho | 2.5 | 1999 | 9999 |  |  |  | 7.2573 | Default Emission Factor
Erie Energy Center | 7766_G_7 | 7766 | G | 7 |  | Combustion Turbine | SPP_N | Kansas | Neosho | 2.5 | 1999 | 9999 |  |  |  | 7.2573 | Default Emission Factor
Erie Energy Center | 7766_G_8 | 7766 | G | 8 |  | Combustion Turbine | SPP_N | Kansas | Neosho | 2.5 | 1999 | 9999 |  |  |  | 7.2573 | Default Emission Factor
Bloomington Power Plant | 7767_G_1 | 7767 | G | 1 |  | Combustion Turbine | WECC_UT | Utah | Washington | 1.5 | 1999 | 9999 |  |  |  | 7.2573 | Default Emission Factor
Bloomington Power Plant | 7767_G_2 | 7767 | G | 2 |  | Combustion Turbine | WECC_UT | Utah | Washington | 1.5 | 1999 | 9999 |  |  |  | 7.2573 | Default Emission Factor
Bloomington Power Plant | 7767_G_3 | 7767 | G | 3 |  | Combustion Turbine | WECC_UT | Utah | Washington | 1.5 | 1999 | 9999 |  |  |  | 7.2573 | Default Emission Factor
Bloomington Power Plant | 7767_G_4 | 7767 | G | 4 |  | Combustion Turbine | WECC_UT | Utah | Washington | 1.5 | 1999 | 9999 |  |  |  | 7.2573 | Default Emission Factor
Bloomington Power Plant | 7767_G_5 | 7767 | G | 5 |  | Combustion Turbine | WECC_UT | Utah | Washington | 1.5 | 1999 | 9999 |  |  |  | 7.2573 | Default Emission Factor
Bloomington Power Plant | 7767_G_6 | 7767 | G | 6 |  | Combustion Turbine | WECC_UT | Utah | Washington | 1.5 | 1999 | 9999 |  |  |  | 7.2573 | Default Emission Factor
Sowega Power | 7768_G_CTG2 | 7768 | G | CTG2 | 3194 | Combustion Turbine | S_SOU | Georgia | Mitchell | 48.5 | 1999 | 9999 |  |  |  | 0.72922 | Default Emission Factor
Sowega Power | 7768_G_CTG3 | 7768 | G | CTG3 | 3195 | Combustion Turbine | S_SOU | Georgia | Mitchell | 48.5 | 1999 | 9999 |  |  |  | 0.72922 | Default Emission Factor
1515 S Caron Road | 7770_G_GT1 | 7770 | G | GT1 |  | Combustion Turbine | PJM_COMD | Illinois | Ogle | 3 | 2000 | 2045 |  |  |  | 0.72922 | Default Emission Factor
Cleveland Peaking | 7774_G_1 | 7774 | G | 1 |  | Combustion Turbine | PJM_ATSI | Ohio | Cuyahoga | 1.8 | 2000 | 9999 | 2018 | 0.0043333 | 117.8333 | 0.07355 | Ohio State Emissions Inventory
Cleveland Peaking | 7774_G_2 | 7774 | G | 2 |  | Combustion Turbine | PJM_ATSI | Ohio | Cuyahoga | 1.8 | 2000 | 9999 | 2018 | 0.0041667 | 117.8333 | 0.07072 | Ohio State Emissions Inventory
Cleveland Peaking | 7774_G_3 | 7774 | G | 3 |  | Combustion Turbine | PJM_ATSI | Ohio | Cuyahoga | 1.8 | 2000 | 9999 | 2018 | 0.0045 | 117.8333 | 0.07638 | Ohio State Emissions Inventory
Cleveland Peaking | 7774_G_4 | 7774 | G | 4 |  | Combustion Turbine | PJM_ATSI | Ohio | Cuyahoga | 1.8 | 2000 | 9999 | 2018 | 0.0045 | 117.8333 | 0.07638 | Ohio State Emissions Inventory
Cleveland Peaking | 7774_G_5 | 7774 | G | 5 |  | Combustion Turbine | PJM_ATSI | Ohio | Cuyahoga | 1.8 | 2000 | 9999 | 2018 | 0.0041667 | 117.8333 | 0.07072 | Ohio State Emissions Inventory
Cleveland Peaking | 7774_G_6 | 7774 | G | 6 |  | Combustion Turbine | PJM_ATSI | Ohio | Cuyahoga | 1.8 | 2000 | 9999 | 2018 | 0.0045 | 117.8333 | 0.07638 | Ohio State Emissions Inventory
Versailles Peaking | 7775_G_1 | 7775 | G | 1 |  | Combustion Turbine | PJM_West | Ohio | Darke | 1.8 | 1999 | 9999 | 2018 | 0.0073333 | 83.3333 | 0.176 | Ohio State Emissions Inventory
Versailles Peaking | 7775_G_2 | 7775 | G | 2 |  | Combustion Turbine | PJM_West | Ohio | Darke | 1.8 | 1999 | 9999 | 2018 | 0.007 | 83.3333 | 0.168 | Ohio State Emissions Inventory
Versailles Peaking | 7775_G_3 | 7775 | G | 3 |  | Combustion Turbine | PJM_West | Ohio | Darke | 1.8 | 1999 | 9999 | 2018 | 0.0076667 | 83.3333 | 0.184 | Ohio State Emissions Inventory
Napoleon Peaking | 7776_G_4 | 7776 | G | 4 |  | Combustion Turbine | PJM_ATSI | Ohio | Henry | 1.8 | 1999 | 9999 | 2019 | 0.013 | 54.3333 | 0.47853 | NEI 2019
Napoleon Peaking | 7776_G_5 | 7776 | G | 5 |  | Combustion Turbine | PJM_ATSI | Ohio | Henry | 1.8 | 1999 | 9999 | 2019 | 0.011 | 54.3333 | 0.40491 | NEI 2019
Napoleon Peaking | 7776_G_6 | 7776 | G | 6 |  | Combustion Turbine | PJM_ATSI | Ohio | Henry | 1.8 | 1999 | 9999 | 2019 | 0.017 | 54.3333 | 0.62577 | NEI 2019
Dover Peaking | 7777_G_1 | 7777 | G | 1 |  | Combustion Turbine | PJM_West | Ohio | Tuscarawas | 1.8 | 1999 | 9999 | 2018 | 0.0036667 | 96.1667 | 0.07626 | Ohio State Emissions Inventory
Dover Peaking | 7777_G_2 | 7777 | G | 2 |  | Combustion Turbine | PJM_West | Ohio | Tuscarawas | 1.8 | 1999 | 9999 | 2018 | 0.0035 | 96.1667 | 0.07279 | Ohio State Emissions Inventory
Dover Peaking | 7777_G_3 | 7777 | G | 3 |  | Combustion Turbine | PJM_West | Ohio | Tuscarawas | 1.8 | 1999 | 9999 | 2018 | 0.0036667 | 96.1667 | 0.07626 | Ohio State Emissions Inventory
Dover Peaking | 7777_G_4 | 7777 | G | 4 |  | Combustion Turbine | PJM_West | Ohio | Tuscarawas | 1.8 | 1999 | 9999 | 2018 | 0.0036667 | 96.1667 | 0.07626 | Ohio State Emissions Inventory
Dover Peaking | 7777_G_5 | 7777 | G | 5 |  | Combustion Turbine | PJM_West | Ohio | Tuscarawas | 1.8 | 1999 | 9999 | 2018 | 0.0036667 | 96.1667 | 0.07626 | Ohio State Emissions Inventory
Dover Peaking | 7777_G_6 | 7777 | G | 6 |  | Combustion Turbine | PJM_West | Ohio | Tuscarawas | 1.8 | 1999 | 9999 | 2018 | 0.0036667 | 96.1667 | 0.07626 | Ohio State Emissions Inventory
Orrville Peaking | 7778_G_1 | 7778 | G | 1 |  | Combustion Turbine | PJM_West | Ohio | Wayne | 1.8 | 1999 | 9999 | 2018 | 0.0066667 | 79.3333 | 0.16807 | Ohio State Emissions Inventory
Orrville Peaking | 7778_G_2 | 7778 | G | 2 |  | Combustion Turbine | PJM_West | Ohio | Wayne | 1.8 | 1999 | 9999 | 2018 | 0.007 | 79.3333 | 0.17647 | Ohio State Emissions Inventory
Orrville Peaking | 7778_G_3 | 7778 | G | 3 |  | Combustion Turbine | PJM_West | Ohio | Wayne | 1.8 | 1999 | 9999 | 2018 | 0.007 | 79.3333 | 0.17647 | Ohio State Emissions Inventory
Bryan Peaking | 7779_G_1 | 7779 | G | 1 |  | Combustion Turbine | PJM_ATSI | Ohio | Williams | 1.8 | 1999 | 9999 | 2018 | 0.0036667 | 91.1667 | 0.08044 | Ohio State Emissions Inventory
Bryan Peaking | 7779_G_2 | 7779 | G | 2 |  | Combustion Turbine | PJM_ATSI | Ohio | Williams | 1.8 | 1999 | 9999 | 2018 | 0.0035 | 91.1667 | 0.07678 | Ohio State Emissions Inventory
Bryan Peaking | 7779_G_3 | 7779 | G | 3 |  | Combustion Turbine | PJM_ATSI | Ohio | Williams | 1.8 | 1999 | 9999 | 2018 | 0.0035 | 91.1667 | 0.07678 | Ohio State Emissions Inventory
Bryan Peaking | 7779_G_4 | 7779 | G | 4 |  | Combustion Turbine | PJM_ATSI | Ohio | Williams | 1.8 | 1999 | 9999 | 2018 | 0.0035 | 91.1667 | 0.07678 | Ohio State Emissions Inventory
Bryan Peaking | 7779_G_5 | 7779 | G | 5 |  | Combustion Turbine | PJM_ATSI | Ohio | Williams | 1.8 | 1999 | 9999 | 2018 | 0.0035 | 91.1667 | 0.07678 | Ohio State Emissions Inventory
Bryan Peaking | 7779_G_6 | 7779 | G | 6 |  | Combustion Turbine | PJM_ATSI | Ohio | Williams | 1.8 | 1999 | 9999 | 2018 | 0.0036667 | 91.1667 | 0.08044 | Ohio State Emissions Inventory
Jackson Cntr Peaking | 7780_G_1 | 7780 | G | 1 |  | Combustion Turbine | PJM_West | Ohio | Shelby | 1.8 | 1999 | 9999 | 2018 | 0.019 | 79 | 0.48101 | Ohio State Emissions Inventory
Arcanum Peaking | 7781_G_1 | 7781 | G | 1 |  | Combustion Turbine | PJM_West | Ohio | Darke | 1.8 | 1999 | 9999 | 2018 | 0.022 | 99 | 0.44444 | Ohio State Emissions Inventory
Hamilton Peaking | 7782_G_1 | 7782 | G | 1 | 3225 | Combustion Turbine | PJM_West | Ohio | Butler | 29 | 2000 | 9999 | 2019 | 1.041 | 1919 | 1.0849 | NEI 2019
Bowling Green Peaking | 7783_G_1 | 7783 | G | 1 | 3226 | Combustion Turbine | PJM_ATSI | Ohio | Wood | 29 | 2000 | 9999 | 2019 | 0.6447 | 1332 | 0.96802 | NEI 2019
Allegany Cogen | 7784_G_1 | 7784 | G | 1 | 3562 | Combined Cycle | NY_Z_B | New York | Allegany | 40 | 1994 | 9999 | 2019 | 1.708 | 17817 | 0.19173 | NEI 2019
Allegany Cogen | 7784_G_2 | 7784 | G | 2 | 3562 | Combined Cycle | NY_Z_B | New York | Allegany | 20 | 1994 | 9999 |  |  |  | 0.19173 | NEI 2019
Montpelier | 7791_G_1 | 7791 | G | 1 |  | Combustion Turbine | PJM_ATSI | Ohio | Williams | 1.8 | 2000 | 9999 | 2018 | 0.0033333 | 87.6667 | 0.07605 | Ohio State Emissions Inventory
Montpelier | 7791_G_2 | 7791 | G | 2 |  | Combustion Turbine | PJM_ATSI | Ohio | Williams | 1.8 | 2000 | 9999 | 2018 | 0.003 | 87.6667 | 0.06844 | Ohio State Emissions Inventory
Montpelier | 7791_G_3 | 7791 | G | 3 |  | Combustion Turbine | PJM_ATSI | Ohio | Williams | 1.8 | 2000 | 9999 | 2018 | 0.0036667 | 87.6667 | 0.08365 | Ohio State Emissions Inventory
Montpelier | 7791_G_4 | 7791 | G | 4 |  | Combustion Turbine | PJM_ATSI | Ohio | Williams | 1.8 | 2000 | 9999 | 2018 | 0.0035 | 87.6667 | 0.07985 | Ohio State Emissions Inventory
Montpelier | 7791_G_5 | 7791 | G | 5 |  | Combustion Turbine | PJM_ATSI | Ohio | Williams | 1.8 | 2000 | 9999 | 2018 | 0.003 | 87.6667 | 0.06844 | Ohio State Emissions Inventory
Montpelier | 7791_G_6 | 7791 | G | 6 |  | Combustion Turbine | PJM_ATSI | Ohio | Williams | 1.8 | 2000 | 9999 | 2018 | 0.003 | 87.6667 | 0.06844 | Ohio State Emissions Inventory
Custer Energy Center | 7795_G_1 | 7795 | G | 1 |  | Combustion Turbine | MIS_WUMS | Wisconsin | Manitowoc | 22 | 1999 | 9999 |  |  |  | 0.72922 | Default Emission Factor
Dominion/Lo Mar | 7797_G_DOM1 | 7797 | G | DOM1 |  | Combustion Turbine | PJM_Dom | Virginia | Prince William | 9 | 1997 | 9999 |  |  |  | 0.75865 | Default Emission Factor
Dominion/Lo Mar | 7797_G_DOM2 | 7797 | G | DOM2 |  | Combustion Turbine | PJM_Dom | Virginia | Prince William | 1.7 | 1997 | 9999 |  |  |  | 7.2573 | Default Emission Factor
Dominion/Lo Mar | 7797_G_LOM1 | 7797 | G | LOM1 |  | Combustion Turbine | PJM_Dom | Virginia | Prince William | 1.7 | 1997 | 9999 |  |  |  | 7.2573 | Default Emission Factor
Dominion/Lo Mar | 7797_G_LOM2 | 7797 | G | LOM2 |  | Combustion Turbine | PJM_Dom | Virginia | Prince William | 1.7 | 1997 | 9999 |  |  |  | 7.2573 | Default Emission Factor
Dominion/Lo Mar | 7797_G_LOM3 | 7797 | G | LOM3 |  | Combustion Turbine | PJM_Dom | Virginia | Prince William | 1.7 | 1997 | 9999 |  |  |  | 7.2573 | Default Emission Factor
Gateway Gen | 7798_G_1 | 7798 | G | 1 |  | Combustion Turbine | PJM_Dom | Virginia | Prince William | 1.7 | 1996 | 9999 | 2018 | 0.36145 | 18.5 | 39.0757 | Virginia State Emissions
Gateway Gen | 7798_G_2 | 7798 | G | 2 |  | Combustion Turbine | PJM_Dom | Virginia | Prince William | 1.7 | 2009 | 9999 | 2018 | 0.36145 | 18.5 | 39.0757 | Virginia State Emissions
West Marinette 34 | 7799_G_34 | 7799 | G | 34 | 2612 | Combustion Turbine | MIS_WUMS | Wisconsin | Marinette | 70.4 | 2000 | 9999 | 2019 | 10.0003 | 84614 | 0.23638 | NEI 2019
Sherwood H Smith Jr Energy Complex | 7805_G_001 | 7805 | G | 001 | 3235 | Combustion Turbine | S_VACA | North Carolina | Richmond | 157 | 2001 | 9999 | 2019 | 33.8 | 337190.2467 | 0.20048 | NEI 2019
Sherwood H Smith Jr Energy Complex | 7805_G_002 | 7805 | G | 002 | 3236 | Combustion Turbine | S_VACA | North Carolina | Richmond | 156 | 2001 | 9999 | 2019 | 34.03 | 335042.5381 | 0.20314 | NEI 2019
Sherwood H Smith Jr Energy Complex | 7805_G_003 | 7805 | G | 003 | 3237 | Combustion Turbine | S_VACA | North Carolina | Richmond | 155 | 2001 | 9999 | 2019 | 26.81 | 332894.8295 | 0.16107 | NEI 2019
Sherwood H Smith Jr Energy Complex | 7805_G_004 | 7805 | G | 004 | 3238 | Combustion Turbine | S_VACA | North Carolina | Richmond | 159 | 2001 | 9999 | 2019 | 37.36 | 341485.6639 | 0.21881 | NEI 2019
Sherwood H Smith Jr Energy Complex | 7805_G_10 | 7805 | G | 10 | 90495 | Combined Cycle | S_VACA | North Carolina | Richmond | 175 | 2011 | 9999 | 2019 | 128.31 | 1203382 | 0.12731 | NEI 2019
Sherwood H Smith Jr Energy Complex | 7805_G_6 | 7805 | G | 6 | 3240 | Combustion Turbine | S_VACA | North Carolina | Richmond | 145 | 2002 | 9999 | 2019 | 30.3 | 311417.7438 | 0.19459 | NEI 2019
Sherwood H Smith Jr Energy Complex | 7805_G_7 | 7805 | G | 7 | 3241 | Combined Cycle | S_VACA | North Carolina | Richmond | 154 | 2002 | 9999 | 2019 | 121.85 | 2560017 | 0.12734 | NEI 2019
Sherwood H Smith Jr Energy Complex | 7805_G_8 | 7805 | G | 8 | 3242 | Combined Cycle | S_VACA | North Carolina | Richmond | 153 | 2002 | 9999 | 2019 | 116.6 | 1184949 | 0.12734 | NEI 2019
Sherwood H Smith Jr Energy Complex | 7805_G_9 | 7805 | G | 9 | 90494 | Combined Cycle | S_VACA | North Carolina | Richmond | 174 | 2011 | 9999 | 2019 | 125.64 | 2786175 | 0.12731 | NEI 2019
Sherwood H Smith Jr Energy Complex | 7805_G_ST4 | 7805 | G | ST4 | 3241 | Combined Cycle | S_VACA | North Carolina | Richmond | 169 | 2002 | 9999 |  |  |  | 0.12734 | NEI 2019
Sherwood H Smith Jr Energy Complex | 7805_G_ST5 | 7805 | G | ST5 | 90494 | Combined Cycle | S_VACA | North Carolina | Richmond | 248 | 2011 | 9999 |  |  |  | 0.12731 | NEI 2019
Pine Street | 7806_G_7 | 7806 | G | 7 |  | Combustion Turbine | MIS_LMI | Michigan | Huron | 4.4 | 2019 | 9999 |  |  |  | 0.29705 | Default Emission Factor
Pine Street | 7806_G_8 | 7806 | G | 8 |  | Combustion Turbine | MIS_LMI | Michigan | Huron | 3.3 | 2020 | 9999 |  |  |  | 0.29705 | Default Emission Factor
Argyle | 7810_G_5 | 7810 | G | 5 |  | Combustion Turbine | MIS_MNWI | Wisconsin | Lafayette | 2 | 2004 | 9999 |  |  |  | 7.2573 | Default Emission Factor
Sewell Creek Energy | 7813_G_1 | 7813 | G | 1 | 3243 | Combustion Turbine | S_SOU | Georgia | Polk | 97.2 | 2000 | 9999 | 2019 | 1.9 | 127684.5143 | 0.02976 | NEI 2019
Sewell Creek Energy | 7813_G_2 | 7813 | G | 2 | 3244 | Combustion Turbine | S_SOU | Georgia | Polk | 92.8 | 2000 | 9999 | 2017 | 2.3 | 73260.7759 | 0.06279 | NEI 2019
Sewell Creek Energy | 7813_G_3 | 7813 | G | 3 | 3245 | Combustion Turbine | S_SOU | Georgia | Polk | 129.8 | 2000 | 9999 | 2017 | 2.5 | 102470.3525 | 0.0488 | NEI 2019
Sewell Creek Energy | 7813_G_4 | 7813 | G | 4 | 3246 | Combustion Turbine | S_SOU | Georgia | Polk | 131.3 | 2000 | 9999 | 2019 | 3.5 | 172479.1844 | 0.04059 | NEI 2019
Webb Forging | 7814_G_1 | 7814 | G | 1 |  | Combustion Turbine | S_VACA | South Carolina | Union | 2.4 | 2003 | 9999 |  |  |  | 7.2573 | Default Emission Factor
Webb Forging | 7814_G_2 | 7814 | G | 2 |  | Combustion Turbine | S_VACA | South Carolina | Union | 2.4 | 2003 | 9999 |  |  |  | 7.2573 | Default Emission Factor
Alsey | 7818_G_1 | 7818 | G | 1 | 89336 | Combustion Turbine | MIS_IL | Illinois | Scott | 30 | 1999 | 2045 | 2017 | 0.32062 | 2963.7423 | 0.21637 | NEI 2019
Alsey | 7818_G_2 | 7818 | G | 2 | 89337 | Combustion Turbine | MIS_IL | Illinois | Scott | 30 | 1999 | 2045 | 2017 | 0.15268 | 2963.7423 | 0.10304 | NEI 2019
Alsey | 7818_G_3 | 7818 | G | 3 |  | Combustion Turbine | MIS_IL | Illinois | Scott | 18 | 1999 | 2045 | 2017 | 0.10205 | 1778.2454 | 0.11478 | NEI 2019
Alsey | 7818_G_4 | 7818 | G | 4 |  | Combustion Turbine | MIS_IL | Illinois | Scott | 18 | 1999 | 2045 | 2017 | 0.071735 | 1778.2454 | 0.08068 | NEI 2019
Alsey | 7818_G_5 | 7818 | G | 5 | 89338 | Combustion Turbine | MIS_IL | Illinois | Scott | 25 | 1999 | 2045 | 2019 | 0.06594 | 2304.7546 | 0.05722 | NEI 2019
Alsey | 7818_G_6 | 7818 | G | 6 | 91126 | Combustion Turbine | MIS_IL | Illinois | Scott | 42 | 2016 | 2045 | 2017 | 3.1702 | 4149.2393 | 1.5281 | NEI 2019
Rockwood | 7824_G_1 | 7824 | G | 1 |  | Combustion Turbine | WECC_IID | California | Imperial | 24.1 | 1979 | 9999 |  |  |  | 0.72922 | Default Emission Factor
Rockwood | 7824_G_2 | 7824 | G | 2 |  | Combustion Turbine | WECC_IID | California | Imperial | 23 | 1980 | 9999 | 2018 | 2.2559 | 533.2484 | 8.461 | California Air Resources Board
Fulton (AR) | 7825_G_1 | 7825 | G | 1 | 3247 | Combustion Turbine | SPP_WEST | Arkansas | Hempstead | 153 | 2001 | 9999 | 2017 | 13.27 | 23368 | 1.1357 | NEI 2019
Rowan | 7826_G_001 | 7826 | G | 001 | 3248 | Combustion Turbine | S_VACA | North Carolina | Rowan | 154 | 2001 | 9999 | 2019 | 16.62 | 165948.3343 | 0.2003 | NEI 2019
Rowan | 7826_G_002 | 7826 | G | 002 | 3249 | Combustion Turbine | S_VACA | North Carolina | Rowan | 154 | 2001 | 9999 | 2019 | 19.95 | 165948.3343 | 0.24044 | NEI 2019
Rowan | 7826_G_003 | 7826 | G | 003 | 3250 | Combustion Turbine | S_VACA | North Carolina | Rowan | 154 | 2001 | 9999 | 2019 | 12.5 | 165948.3343 | 0.15065 | NEI 2019
Rowan | 7826_G_4 | 7826 | G | 4 | 3251 | Combined Cycle | S_VACA | North Carolina | Rowan | 155.5 | 2003 | 9999 | 2019 | 130.3 | 1357819 | 0.12499 | NEI 2019
Rowan | 7826_G_5 | 7826 | G | 5 | 3252 | Combined Cycle | S_VACA | North Carolina | Rowan | 155.5 | 2003 | 9999 | 2019 | 130.4 | 1357717 | 0.12499 | NEI 2019
Rowan | 7826_G_STG | 7826 | G | STG | 3251 | Combined Cycle | S_VACA | North Carolina | Rowan | 188 | 2003 | 9999 | 2019 | 0.03 | 1456476 | 0.12499 | NEI 2019
Shelby North | 7827_G_1 | 7827 | G | 1 |  | Combustion Turbine | PJM_West | Ohio | Richland | 1.8 | 2000 | 9999 | 2018 | 0.019 | 84 | 0.45238 | Ohio State Emissions Inventory
Shelby South | 7828_G_1 | 7828 | G | 1 |  | Combustion Turbine | PJM_West | Ohio | Richland | 1.8 | 2000 | 9999 |  |  |  | 7.2573 | Default Emission Factor
Smarr Energy Center | 7829_G_1 | 7829 | G | 1 | 3255 | Combustion Turbine | S_SOU | Georgia | Monroe | 93.6 | 1999 | 9999 |  |  |  | 0.72922 | Default Emission Factor
Smarr Energy Center | 7829_G_2 | 7829 | G | 2 | 3256 | Combustion Turbine | S_SOU | Georgia | Monroe | 93.8 | 1999 | 9999 |  |  |  | 0.72922 | Default Emission Factor
Beaver Island | 7831_G_1 | 7831 | G | 1 |  | Combustion Turbine | MIS_LMI | Michigan | Charlevoix | 1 | 2000 | 9999 |  |  |  | 7.2573 | Default Emission Factor
Beaver Island | 7831_G_2 | 7831 | G | 2 |  | Combustion Turbine | MIS_LMI | Michigan | Charlevoix | 1 | 2000 | 9999 |  |  |  | 7.2573 | Default Emission Factor
Beaver Island | 7831_G_3 | 7831 | G | 3 |  | Combustion Turbine | MIS_LMI | Michigan | Charlevoix | 0.8 | 2001 | 9999 |  |  |  | 7.2573 | Default Emission Factor
Roosevelt Biogas 1 | 7832_G_1 | 7832 | G | 1 |  | Landfill Gas | WECC_PNW | Washington | Klickitat | 2.1 | 1999 | 9999 |  |  |  | 8.0181 | Default Emission Factor
Roosevelt Biogas 1 | 7832_G_2 | 7832 | G | 2 |  | Landfill Gas | WECC_PNW | Washington | Klickitat | 2.1 | 1999 | 9999 |  |  |  | 8.0181 | Default Emission Factor
Roosevelt Biogas 1 | 7832_G_3 | 7832 | G | 3 |  | Landfill Gas | WECC_PNW | Washington | Klickitat | 2.1 | 1999 | 9999 |  |  |  | 8.0181 | Default Emission Factor
Roosevelt Biogas 1 | 7832_G_4 | 7832 | G | 4 |  | Landfill Gas | WECC_PNW | Washington | Klickitat | 2.1 | 1999 | 9999 |  |  |  | 8.0181 | Default Emission Factor
Roosevelt Biogas 1 | 7832_G_5 | 7832 | G | 5 |  | Landfill Gas | WECC_PNW | Washington | Klickitat | 2.1 | 2000 | 9999 |  |  |  | 8.0181 | Default Emission Factor
Roosevelt Biogas 1 | 7832_G_7 | 7832 | G | 7 |  | Landfill Gas | WECC_PNW | Washington | Klickitat | 10 | 2011 | 9999 |  |  |  | 8.0181 | Default Emission Factor
Roosevelt Biogas 1 | 7832_G_8 | 7832 | G | 8 |  | Landfill Gas | WECC_PNW | Washington | Klickitat | 10 | 2011 | 9999 |  |  |  | 8.0181 | Default Emission Factor
Roosevelt Biogas 1 | 7832_G_9 | 7832 | G | 9 |  | Landfill Gas | WECC_PNW | Washington | Klickitat | 6 | 2011 | 9999 |  |  |  | 8.0181 | Default Emission Factor
John S Rainey | 7834_G_CT1A | 7834 | G | CT1A | 3260 | Combined Cycle | S_VACA | South Carolina | Anderson | 150 | 2001 | 9999 |  |  |  | 0.10599 | NEI 2019
John S Rainey | 7834_G_CT1B | 7834 | G | CT1B | 3261 | Combined Cycle | S_VACA | South Carolina | Anderson | 150 | 2001 | 9999 | 2017 | 195.8228 | 3695051 | 0.10599 | NEI 2019
John S Rainey | 7834_G_CT2A | 7834 | G | CT2A | 3262 | Combustion Turbine | S_VACA | South Carolina | Anderson | 146 | 2002 | 9999 |  |  |  | 0.27171 | NEI 2019
John S Rainey | 7834_G_CT2B | 7834 | G | CT2B | 3263 | Combustion Turbine | S_VACA | South Carolina | Anderson | 146 | 2002 | 9999 | 2017 | 160.1123 | 1178541.9342 | 0.27171 | NEI 2019
John S Rainey | 7834_G_CT3A | 7834 | G | CT3A | 88287 | Combustion Turbine | S_VACA | South Carolina | Anderson | 75 | 2004 | 9999 |  |  |  | 0.04658 | NEI 2019
John S Rainey | 7834_G_CT3B | 7834 | G | CT3B | 88288 | Combustion Turbine | S_VACA | South Carolina | Anderson | 75 | 2004 | 9999 |  |  |  | 0.04658 | NEI 2019
John S Rainey | 7834_G_CT4A | 7834 | G | CT4A | 88289 | Combustion Turbine | S_VACA | South Carolina | Anderson | 75 | 2004 | 9999 | 2019 | 17.5761 | 754685.6867 | 0.04658 | NEI 2019
John S Rainey | 7834_G_ST1S | 7834 | G | ST1S | 3260 | Combined Cycle | S_VACA | South Carolina | Anderson | 160 | 2001 | 9999 |  |  |  | 0.10599 | NEI 2019
Essential Power Rock Springs LLC | 7835_G_1 | 7835 | G | 1 | 3264 | Combustion Turbine | PJM_EMAC | Maryland | Cecil | 164 | 2003 | 9999 | 2019 | 1.617 | 18951.4947 | 0.17065 | NEI 2019
Essential Power Rock Springs LLC | 7835_G_2 | 7835 | G | 2 | 3265 | Combustion Turbine | PJM_EMAC | Maryland | Cecil | 163 | 2003 | 9999 | 2019 | 0.98515 | 18835.9368 | 0.1046 | NEI 2019
Essential Power Rock Springs LLC | 7835_G_3 | 7835 | G | 3 | 3266 | Combustion Turbine | PJM_EMAC | Maryland | Cecil | 168.6 | 2003 | 9999 | 2019 | 1.12 | 19483.0611 | 0.11497 | NEI 2019
Essential Power Rock Springs LLC | 7835_G_4 | 7835 | G | 4 | 3267 | Combustion Turbine | PJM_EMAC | Maryland | Cecil | 169.4 | 2003 | 9999 | 2019 | 1.1803 | 19575.5074 | 0.12059 | NEI 2019
Marsh Run Generation Facility | 7836_G_1 | 7836 | G | 1 | 3270 | Combustion Turbine | PJM_Dom | Virginia | Fauquier | 161 | 2004 | 9999 | 2019 | 26.5245 | 236947.9784 | 0.22389 | NEI 2019
Marsh Run Generation Facility | 7836_G_2 | 7836 | G | 2 | 3271 | Combustion Turbine | PJM_Dom | Virginia | Fauquier | 159.3 | 2004 | 9999 | 2019 | 24.983 | 234446.0432 | 0.21312 | NEI 2019
Marsh Run Generation Facility | 7836_G_3 | 7836 | G | 3 | 3272 | Combustion Turbine | PJM_Dom | Virginia | Fauquier | 161 | 2004 | 9999 | 2019 | 28.646 | 236947.9784 | 0.24179 | NEI 2019
Louisa Generation Facility | 7837_G_1 | 7837 | G | 1 | 3274 | Combustion Turbine | PJM_Dom | Virginia | Louisa | 76.5 | 2003 | 9999 | 2019 | 16.56 | 79913.279 | 0.41445 | NEI 2019
Louisa Generation Facility | 7837_G_2 | 7837 | G | 2 | 3275 | Combustion Turbine | PJM_Dom | Virginia | Louisa | 77 | 2003 | 9999 | 2019 | 15.37 | 80435.588 | 0.38217 | NEI 2019
Louisa Generation Facility | 7837_G_3 | 7837 | G | 3 | 3276 | Combustion Turbine | PJM_Dom | Virginia | Louisa | 77.3 | 2003 | 9999 | 2019 | 9.57 | 80748.9734 | 0.23703 | NEI 2019
Louisa Generation Facility | 7837_G_4 | 7837 | G | 4 | 3277 | Combustion Turbine | PJM_Dom | Virginia | Louisa | 77.2 | 2003 | 9999 | 2019 | 15.07 | 80644.5116 | 0.37374 | NEI 2019
Louisa Generation Facility | 7837_G_5 | 7837 | G | 5 | 3278 | Combustion Turbine | PJM_Dom | Virginia | Louisa | 158 | 2003 | 9999 | 2019 | 18.47 | 165049.6481 | 0.22381 | NEI 2019
Remington | 7838_G_1 | 7838 | G | 1 | 3281 | Combustion Turbine | PJM_Dom | Virginia | Fauquier | 153 | 2000 | 9999 | 2019 | 0.80211 | 74073.3896 | 0.02166 | NEI 2019
Remington | 7838_G_2 | 7838 | G | 2 | 3282 | Combustion Turbine | PJM_Dom | Virginia | Fauquier | 151 | 2000 | 9999 | 2019 | 0.43603 | 73105.1099 | 0.01193 | NEI 2019
Remington | 7838_G_3 | 7838 | G | 3 | 3283 | Combustion Turbine | PJM_Dom | Virginia | Fauquier | 152 | 2000 | 9999 | 2019 | 0.70647 | 73589.2498 | 0.0192 | NEI 2019
Remington | 7838_G_4 | 7838 | G | 4 | 3284 | Combustion Turbine | PJM_Dom | Virginia | Fauquier | 152 | 2000 | 9999 | 2019 | 0.4772 | 73589.2498 | 0.01297 | NEI 2019
Ladysmith | 7839_G_1 | 7839 | G | 1 | 3279 | Combustion Turbine | PJM_Dom | Virginia | Caroline | 151 | 2001 | 9999 |  |  |  | 0.72922 | Default Emission Factor
Ladysmith | 7839_G_2 | 7839 | G | 2 | 3280 | Combustion Turbine | PJM_Dom | Virginia | Caroline | 151 | 2001 | 9999 |  |  |  | 0.72922 | Default Emission Factor
Ladysmith | 7839_G_3 | 7839 | G | 3 | 90273 | Combustion Turbine | PJM_Dom | Virginia | Caroline | 161 | 2008 | 9999 | 2019 | 12.34 | 134894.3538 | 0.18296 | NEI 2019
Ladysmith | 7839_G_4 | 7839 | G | 4 | 90274 | Combustion Turbine | PJM_Dom | Virginia | Caroline | 160 | 2008 | 9999 | 2019 | 15.2556 | 134056.5006 | 0.2276 | NEI 2019
Ladysmith | 7839_G_5 | 7839 | G | 5 | 90276 | Combustion Turbine | PJM_Dom | Virginia | Caroline | 160 | 2009 | 9999 |  |  |  | 0.72922 | Default Emission Factor
Freedom Power Project | 7842_G_CT1 | 7842 | G | CT1 | 3293 | Combustion Turbine | MIS_IL | Illinois | Fayette | 45 | 2000 | 2045 | 2019 | 0.080175 | 156 | 1.0279 | NEI 2019
Pleasant Valley (MN) | 7843_G_11 | 7843 | G | 11 | 3294 | Combustion Turbine | MIS_MNWI | Minnesota | Mower | 155 | 2001 | 9999 | 2017 | 3.801 | 16933.2606 | 0.44894 | NEI 2019
Pleasant Valley (MN) | 7843_G_12 | 7843 | G | 12 | 3295 | Combustion Turbine | MIS_MNWI | Minnesota | Mower | 154 | 2001 | 9999 | 2017 | 4.1994 | 16824.0138 | 0.49922 | NEI 2019
Pleasant Valley (MN) | 7843_G_13 | 7843 | G | 13 | 3296 | Combustion Turbine | MIS_MNWI | Minnesota | Mower | 126.5 | 2002 | 9999 | 2017 | 13.5 | 13819.7256 | 1.9537 | NEI 2019
Minnesota River | 7844_G_UOO1 | 7844 | G | UOO1 | 3297 | Combustion Turbine | MIS_MNWI | Minnesota | Carver | 39 | 2001 | 9999 | 2017 | 0.2219 | 436 | 1.0179 | NEI 2019
Lagoon Creek | 7845_G_CTG1 | 7845 | G | CTG1 | 90421 | Combined Cycle | S_C_TVA | Tennessee | Haywood | 160 | 2010 | 9999 | 2017 | 13.2 | 942941 | 0.0112 | NEI 2019
Lagoon Creek | 7845_G_CTG2 | 7845 | G | CTG2 | 90422 | Combined Cycle | S_C_TVA | Tennessee | Haywood | 160 | 2010 | 9999 | 2017 | 4.4 | 942941 | 0.0112 | NEI 2019
Lagoon Creek | 7845_G_GT1 | 7845 | G | GT1 | 3298 | Combustion Turbine | S_C_TVA | Tennessee | Haywood | 73.9 | 2001 | 9999 | 2017 | 7.2117 | 23410.0454 | 0.61612 | NEI 2019
Lagoon Creek | 7845_G_GT10 | 7845 | G | GT10 | 3299 | Combustion Turbine | S_C_TVA | Tennessee | Haywood | 72.7 | 2002 | 9999 | 2017 | 8.3488 | 23029.9094 | 0.72504 | NEI 2019
Lagoon Creek | 7845_G_GT11 | 7845 | G | GT11 | 3300 | Combustion Turbine | S_C_TVA | Tennessee | Haywood | 72.7 | 2002 | 9999 | 2019 | 8.8613 | 35331.7877 | 0.50161 | NEI 2019
Lagoon Creek | 7845_G_GT12 | 7845 | G | GT12 | 3301 | Combustion Turbine | S_C_TVA | Tennessee | Haywood | 72.7 | 2002 | 9999 | 2017 | 6.1605 | 23029.9094 | 0.535 | NEI 2019
Lagoon Creek | 7845_G_GT2 | 7845 | G | GT2 | 3302 | Combustion Turbine | S_C_TVA | Tennessee | Haywood | 73.9 | 2001 | 9999 | 2017 | 7.7464 | 23410.0454 | 0.6618 | NEI 2019
Lagoon Creek | 7845_G_GT3 | 7845 | G | GT3 | 3303 | Combustion Turbine | S_C_TVA | Tennessee | Haywood | 73.9 | 2001 | 9999 | 2017 | 7.7006 | 23410.0454 | 0.65789 | NEI 2019
Lagoon Creek | 7845_G_GT4 | 7845 | G | GT4 | 3304 | Combustion Turbine | S_C_TVA | Tennessee | Haywood | 73.9 | 2001 | 9999 | 2019 | 7.4731 | 35914.9809 | 0.41615 | NEI 2019
Lagoon Creek | 7845_G_GT5 | 7845 | G | GT5 | 3305 | Combustion Turbine | S_C_TVA | Tennessee | Haywood | 73.9 | 2001 | 9999 | 2017 | 7.6555 | 23410.0454 | 0.65403 | NEI 2019
Lagoon Creek | 7845_G_GT6 | 7845 | G | GT6 | 3306 | Combustion Turbine | S_C_TVA | Tennessee | Haywood | 73.9 | 2001 | 9999 | 2017 | 6.5785 | 23410.0454 | 0.56202 | NEI 2019
Lagoon Creek | 7845_G_GT7 | 7845 | G | GT7 | 3307 | Combustion Turbine | S_C_TVA | Tennessee | Haywood | 73.9 | 2001 | 9999 | 2017 | 8.2129 | 23410.0454 | 0.70166 | NEI 2019
Lagoon Creek | 7845_G_GT8 | 7845 | G | GT8 | 3308 | Combustion Turbine | S_C_TVA | Tennessee | Haywood | 73.9 | 2001 | 9999 | 2019 | 8.8036 | 35914.9809 | 0.49025 | NEI 2019
Lagoon Creek | 7845_G_GT9 | 7845 | G | GT9 | 3309 | Combustion Turbine | S_C_TVA | Tennessee | Haywood | 72.7 | 2002 | 9999 | 2017 | 7.7585 | 23029.9094 | 0.67378 | NEI 2019
Lagoon Creek | 7845_G_STG1 | 7845 | G | STG1 | 90421 | Combined Cycle | S_C_TVA | Tennessee | Haywood | 205 | 2010 | 9999 |  |  |  | 0.0112 | NEI 2019
Brandy Branch | 7846_G_001 | 7846 | G | 001 | 3310 | Combustion Turbine | FRCC | Florida | Duval | 158.6 | 2001 | 9999 | 2019 | 3.1027 | 153351.996 | 0.04047 | NEI 2019
Brandy Branch | 7846_G_002 | 7846 | G | 002 | 3311 | Combined Cycle | FRCC | Florida | Duval | 189.8 | 2001 | 9999 | 2019 | 22.32 | 2372051 | 0.02345 | NEI 2019
Brandy Branch | 7846_G_003 | 7846 | G | 003 | 3312 | Combined Cycle | FRCC | Florida | Duval | 189.8 | 2001 | 9999 | 2019 | 19.9 | 1229407 | 0.02345 | NEI 2019
Brandy Branch | 7846_G_004 | 7846 | G | 004 | 3311 | Combined Cycle | FRCC | Florida | Duval | 185 | 2005 | 9999 |  |  |  | 0.02345 | NEI 2019
Coon Rapids II | 7847_G_1 | 7847 | G | 1 |  | Combustion Turbine | MIS_MIDA | Iowa | Carroll | 1.7 | 2001 | 9999 |  |  |  | 7.2573 | Default Emission Factor
Coon Rapids II | 7847_G_2 | 7847 | G | 2 |  | Combustion Turbine | MIS_MIDA | Iowa | Carroll | 1.7 | 2001 | 9999 |  |  |  | 7.2573 | Default Emission Factor
Coon Rapids II | 7847_G_3 | 7847 | G | 3 |  | Combustion Turbine | MIS_MIDA | Iowa | Carroll | 1.7 | 2001 | 9999 |  |  |  | 7.2573 | Default Emission Factor
Holden | 7848_G_11 | 7848 | G | 11 | 3316 | Combustion Turbine | S_D_AECI | Missouri | Johnson | 93 | 2002 | 9999 | 2019 | 5.5838 | 59328.7149 | 0.18823 | NEI 2019
Holden | 7848_G_12 | 7848 | G | 12 | 3317 | Combustion Turbine | S_D_AECI | Missouri | Johnson | 83 | 2002 | 9999 | 2019 | 13.9024 | 52949.2831 | 0.52512 | NEI 2019
Holden | 7848_G_13 | 7848 | G | 13 | 3318 | Combustion Turbine | S_D_AECI | Missouri | Johnson | 88 | 2002 | 9999 | 2019 | 12.0993 | 56138.999 | 0.43105 | NEI 2019
Knoxville Industrial | 7849_G_1 | 7849 | G | 1 |  | Combustion Turbine | MIS_MIDA | Iowa | Marion | 2 | 2000 | 9999 |  |  |  | 7.2573 | Default Emission Factor
Knoxville Industrial | 7849_G_2 | 7849 | G | 2 |  | Combustion Turbine | MIS_MIDA | Iowa | Marion | 2 | 2000 | 9999 |  |  |  | 7.2573 | Default Emission Factor
Knoxville Industrial | 7849_G_3 | 7849 | G | 3 |  | Combustion Turbine | MIS_MIDA | Iowa | Marion | 2 | 2000 | 9999 |  |  |  | 7.2573 | Default Emission Factor
Knoxville Industrial | 7849_G_4 | 7849 | G | 4 |  | Combustion Turbine | MIS_MIDA | Iowa | Marion | 2 | 2000 | 9999 |  |  |  | 7.2573 | Default Emission Factor
Knoxville Industrial | 7849_G_5 | 7849 | G | 5 |  | Combustion Turbine | MIS_MIDA | Iowa | Marion | 2 | 2000 | 9999 |  |  |  | 7.2573 | Default Emission Factor
Knoxville Industrial | 7849_G_6 | 7849 | G | 6 |  | Combustion Turbine | MIS_MIDA | Iowa | Marion | 2 | 2000 | 9999 |  |  |  | 7.2573 | Default Emission Factor
Knoxville Industrial | 7849_G_7 | 7849 | G | 7 |  | Combustion Turbine | MIS_MIDA | Iowa | Marion | 2 | 2000 | 9999 |  |  |  | 7.2573 | Default Emission Factor
Knoxville Industrial | 7849_G_8 | 7849 | G | 8 |  | Combustion Turbine | MIS_MIDA | Iowa | Marion | 2 | 2000 | 9999 |  |  |  | 7.2573 | Default Emission Factor
Shenandoah | 7850_G_1 | 7850 | G | 1 |  | Combustion Turbine | MIS_MIDA | Iowa | Page | 2 | 2000 | 9999 |  |  |  | 7.2573 | Default Emission Factor
Shenandoah | 7850_G_10 | 7850 | G | 10 |  | Combustion Turbine | MIS_MIDA | Iowa | Page | 2 | 2000 | 9999 |  |  |  | 7.2573 | Default Emission Factor
Shenandoah | 7850_G_2 | 7850 | G | 2 |  | Combustion Turbine | MIS_MIDA | Iowa | Page | 2 | 2000 | 9999 |  |  |  | 7.2573 | Default Emission Factor
Shenandoah | 7850_G_3 | 7850 | G | 3 |  | Combustion Turbine | MIS_MIDA | Iowa | Page | 2 | 2000 | 9999 |  |  |  | 7.2573 | Default Emission Factor
Shenandoah | 7850_G_4 | 7850 | G | 4 |  | Combustion Turbine | MIS_MIDA | Iowa | Page | 2 | 2000 | 9999 |  |  |  | 7.2573 | Default Emission Factor
Shenandoah | 7850_G_5 | 7850 | G | 5 |  | Combustion Turbine | MIS_MIDA | Iowa | Page | 2 | 2000 | 9999 |  |  |  | 7.2573 | Default Emission Factor
Shenandoah | 7850_G_6 | 7850 | G | 6 |  | Combustion Turbine | MIS_MIDA | Iowa | Page | 2 | 2000 | 9999 |  |  |  | 7.2573 | Default Emission Factor
Shenandoah | 7850_G_7 | 7850 | G | 7 |  | Combustion Turbine | MIS_MIDA | Iowa | Page | 2 | 2000 | 9999 |  |  |  | 7.2573 | Default Emission Factor
Shenandoah | 7850_G_8 | 7850 | G | 8 |  | Combustion Turbine | MIS_MIDA | Iowa | Page | 2 | 2000 | 9999 |  |  |  | 7.2573 | Default Emission Factor
Shenandoah | 7850_G_9 | 7850 | G | 9 |  | Combustion Turbine | MIS_MIDA | Iowa | Page | 2 | 2000 | 9999 |  |  |  | 7.2573 | Default Emission Factor
Waterloo Lundquist | 7851_G_1 | 7851 | G | 1 |  | Combustion Turbine | MIS_MIDA | Iowa | Black Hawk | 2 | 2000 | 9999 |  |  |  | 7.2573 | Default Emission Factor
Waterloo Lundquist | 7851_G_2 | 7851 | G | 2 |  | Combustion Turbine | MIS_MIDA | Iowa | Black Hawk | 2 | 2000 | 9999 |  |  |  | 7.2573 | Default Emission Factor
Waterloo Lundquist | 7851_G_3 | 7851 | G | 3 |  | Combustion Turbine | MIS_MIDA | Iowa | Black Hawk | 2 | 2000 | 9999 |  |  |  | 7.2573 | Default Emission Factor
Waterloo Lundquist | 7851_G_4 | 7851 | G | 4 |  | Combustion Turbine | MIS_MIDA | Iowa | Black Hawk | 2 | 2000 | 9999 |  |  |  | 7.2573 | Default Emission Factor
Waterloo Lundquist | 7851_G_5 | 7851 | G | 5 |  | Combustion Turbine | MIS_MIDA | Iowa | Black Hawk | 2 | 2000 | 9999 |  |  |  | 7.2573 | Default Emission Factor
Waterloo Lundquist | 7851_G_6 | 7851 | G | 6 |  | Combustion Turbine | MIS_MIDA | Iowa | Black Hawk | 2 | 2000 | 9999 |  |  |  | 7.2573 | Default Emission Factor
Waterloo Lundquist | 7851_G_7 | 7851 | G | 7 |  | Combustion Turbine | MIS_MIDA | Iowa | Black Hawk | 2 | 2000 | 9999 |  |  |  | 7.2573 | Default Emission Factor
Waterloo Lundquist | 7851_G_8 | 7851 | G | 8 |  | Combustion Turbine | MIS_MIDA | Iowa | Black Hawk | 2 | 2000 | 9999 |  |  |  | 7.2573 | Default Emission Factor
Waterloo Lundquist | 7851_G_9 | 7851 | G | 9 |  | Combustion Turbine | MIS_MIDA | Iowa | Black Hawk | 2 | 2000 | 9999 |  |  |  | 7.2573 | Default Emission Factor
West Receiving | 7853_G_1 | 7853 | G | 1 |  | Combustion Turbine | MIS_MIDA | Iowa | Crawford | 1.8 | 1998 | 9999 |  |  |  | 7.2573 | Default Emission Factor
Avenue A Generator Sets | 7854_G_1 | 7854 | G | 1 |  | Combustion Turbine | PJM_COMD | Illinois | Whiteside | 1.8 | 2000 | 9999 |  |  |  | 7.2573 | Default Emission Factor
Avenue A Generator Sets | 7854_G_2 | 7854 | G | 2 |  | Combustion Turbine | PJM_COMD | Illinois | Whiteside | 1.8 | 2000 | 9999 |  |  |  | 7.2573 | Default Emission Factor
North | 7856_G_1 | 7856 | G | 1 |  | Combustion Turbine | MIS_MIDA | Iowa | Adair | 1.8 | 2002 | 9999 |  |  |  | 7.2573 | Default Emission Factor
North | 7856_G_2 | 7856 | G | 2 |  | Combustion Turbine | MIS_MIDA | Iowa | Adair | 1.8 | 2002 | 9999 |  |  |  | 7.2573 | Default Emission Factor
North | 7856_G_3 | 7856 | G | 3 |  | Combustion Turbine | MIS_MIDA | Iowa | Adair | 2.2 | 2011 | 9999 |  |  |  | 7.2573 | Default Emission Factor
North | 7856_G_4 | 7856 | G | 4 |  | Combustion Turbine | MIS_MIDA | Iowa | Adair | 2.2 | 2011 | 9999 |  |  |  | 7.2573 | Default Emission Factor
Gilliam South | 7857_G_1 | 7857 | G | 1 |  | Combustion Turbine | MIS_MIDA | Iowa | Adair | 1.7 | 2001 | 9999 |  |  |  | 7.2573 | Default Emission Factor
Gilliam South | 7857_G_7 | 7857 | G | 7 |  | Combustion Turbine | MIS_MIDA | Iowa | Adair | 2.3 | 2012 | 9999 |  |  |  | 7.2573 | Default Emission Factor
Shelbina Power #3 | 7860_G_G7 | 7860 | G | G7 |  | Combustion Turbine | S_D_AECI | Missouri | Shelby | 1.8 | 2002 | 9999 | 2019 | 0.0021 | 4 | 1.05 | NEI 2019
Shelbina Power #3 | 7860_G_G8 | 7860 | G | G8 |  | Combustion Turbine | S_D_AECI | Missouri | Shelby | 1.8 | 2002 | 9999 | 2017 | 0.0018 | 15.5 | 0.23226 | NEI 2019
Elk Mound | 7863_G_1 | 7863 | G | 1 | 3327 | Combustion Turbine | MIS_MNWI | Wisconsin | Chippewa | 30.7 | 2001 | 9999 |  |  |  | 0.72922 | Default Emission Factor
Elk Mound | 7863_G_2 | 7863 | G | 2 | 3328 | Combustion Turbine | MIS_MNWI | Wisconsin | Chippewa | 33.9 | 2001 | 9999 |  |  |  | 0.72922 | Default Emission Factor
Earlville | 7865_G_1 | 7865 | G | 1 |  | Combustion Turbine | MIS_IA | Iowa | Delaware | 1.8 | 2001 | 9999 |  |  |  | 7.2573 | Default Emission Factor
Glenwood Landing | 7869_G_GT1 | 7869 | G | GT1 | 3335 | Combustion Turbine | NY_Z_K | New York | Nassau | 12.6 | 1967 | 9999 |  |  |  | 0.75865 | Default Emission Factor
Glenwood Landing | 7869_G_GT4 | 7869 | G | GT4 | 10031 | Combustion Turbine | NY_Z_K | New York | Nassau | 40 | 2002 | 9999 |  |  |  | 1.096 | NEI 2019
Glenwood Landing | 7869_G_GT5 | 7869 | G | GT5 | 10032 | Combustion Turbine | NY_Z_K | New York | Nassau | 40 | 2002 | 9999 | 2019 | 37.9187 | 69194.8164 | 1.096 | NEI 2019
Encogen | 7870_G_CTG1 | 7870 | G | CTG1 | 89576 | Combined Cycle | WECC_PNW | Washington | Whatcom | 34.5 | 1993 | 9999 | 2019 | 3.4 | 91157 | 0.03888 | NEI 2019
Encogen | 7870_G_CTG2 | 7870 | G | CTG2 | 89577 | Combined Cycle | WECC_PNW | Washington | Whatcom | 34.5 | 1993 | 9999 | 2019 | 2.3 | 86691 | 0.03888 | NEI 2019
Encogen | 7870_G_CTG3 | 7870 | G | CTG3 | 89578 | Combined Cycle | WECC_PNW | Washington | Whatcom | 34.5 | 1993 | 9999 | 2019 | 2.1 | 90778 | 0.03888 | NEI 2019
Encogen | 7870_G_STG | 7870 | G | STG | 89576 | Combined Cycle | WECC_PNW | Washington | Whatcom | 55.9 | 1993 | 9999 |  |  |  | 0.03888 | NEI 2019
Robert P Mone Plant | 7872_G_1 | 7872 | G | 1 | 3336 | Combustion Turbine | PJM_West | Ohio | Van Wert | 145 | 2002 | 9999 | 2019 | 3 | 46144.3343 | 0.13003 | NEI 2019
Robert P Mone Plant | 7872_G_2 | 7872 | G | 2 | 3337 | Combustion Turbine | PJM_West | Ohio | Van Wert | 145 | 2002 | 9999 | 2019 | 2.95 | 46144.3343 | 0.12786 | NEI 2019
Robert P Mone Plant | 7872_G_3 | 7872 | G | 3 | 3338 | Combustion Turbine | PJM_West | Ohio | Van Wert | 145 | 2002 | 9999 | 2019 | 2.94 | 46144.3343 | 0.12743 | NEI 2019
H L Culbreath Bayside Power Station | 7873_G_1A | 7873 | G | 1A | 3339 | Combined Cycle | FRCC | Florida | Hillsborough | 156 | 2003 | 9999 | 2019 | 33.3 | 1808847 | 0.05739 | NEI 2019
H L Culbreath Bayside Power Station | 7873_G_1B | 7873 | G | 1B | 3340 | Combined Cycle | FRCC | Florida | Hillsborough | 156 | 2003 | 9999 | 2019 | 27.2 | 698269 | 0.05739 | NEI 2019
H L Culbreath Bayside Power Station | 7873_G_1C | 7873 | G | 1C | 3341 | Combined Cycle | FRCC | Florida | Hillsborough | 156 | 2003 | 9999 | 2019 | 31.12 | 685701 | 0.05739 | NEI 2019
H L Culbreath Bayside Power Station | 7873_G_1ST | 7873 | G | 1ST | 3339 | Combined Cycle | FRCC | Florida | Hillsborough | 233 | 1965 | 9999 |  |  |  | 0.05739 | NEI 2019
H L Culbreath Bayside Power Station | 7873_G_2A | 7873 | G | 2A | 3342 | Combined Cycle | FRCC | Florida | Hillsborough | 156 | 2004 | 9999 | 2019 | 24.2 | 2344211 | 0.03629 | NEI 2019
H L Culbreath Bayside Power Station | 7873_G_2B | 7873 | G | 2B | 3343 | Combined Cycle | FRCC | Florida | Hillsborough | 156 | 2004 | 9999 | 2019 | 25 | 701154 | 0.03629 | NEI 2019
H L Culbreath Bayside Power Station | 7873_G_2C | 7873 | G | 2C | 3344 | Combined Cycle | FRCC | Florida | Hillsborough | 156 | 2004 | 9999 | 2019 | 16.7 | 793146 | 0.03629 | NEI 2019
H L Culbreath Bayside Power Station | 7873_G_2D | 7873 | G | 2D | 3345 | Combined Cycle | FRCC | Florida | Hillsborough | 156 | 2004 | 9999 | 2019 | 18.45 | 809985 | 0.03629 | NEI 2019
H L Culbreath Bayside Power Station | 7873_G_2ST | 7873 | G | 2ST | 3342 | Combined Cycle | FRCC | Florida | Hillsborough | 305 | 1967 | 9999 |  |  |  | 0.03629 | NEI 2019
H L Culbreath Bayside Power Station | 7873_G_3 | 7873 | G | 3 | 90399 | Combustion Turbine | FRCC | Florida | Hillsborough | 56 | 2009 | 9999 | 2019 | 0.068 | 5301.5 | 0.02565 | NEI 2019
H L Culbreath Bayside Power Station | 7873_G_4 | 7873 | G | 4 | 90401 | Combustion Turbine | FRCC | Florida | Hillsborough | 56 | 2009 | 9999 | 2019 | 0.108 | 5301.5 | 0.04074 | NEI 2019
H L Culbreath Bayside Power Station | 7873_G_5 | 7873 | G | 5 | 90403 | Combustion Turbine | FRCC | Florida | Hillsborough | 56 | 2009 | 9999 | 2019 | 0.58 | 5301.5 | 0.21881 | NEI 2019
H L Culbreath Bayside Power Station | 7873_G_6 | 7873 | G | 6 | 90405 | Combustion Turbine | FRCC | Florida | Hillsborough | 56 | 2009 | 9999 | 2019 | 0.36 | 5301.5 | 0.13581 | NEI 2019
Edgerton | 7874_G_1 | 7874 | G | 1 |  | Combustion Turbine | PJM_West | Ohio | Williams | 1.8 | 2000 | 9999 | 2018 | 0.011 | 100.5 | 0.21891 | Ohio State Emissions Inventory
Edgerton | 7874_G_2 | 7874 | G | 2 |  | Combustion Turbine | PJM_West | Ohio | Williams | 1.8 | 2000 | 9999 | 2018 | 0.0115 | 100.5 | 0.22886 | Ohio State Emissions Inventory
Wellington | 7878_G_1 | 7878 | G | 1 |  | Combustion Turbine | PJM_ATSI | Ohio | Lorain | 1 | 1998 | 9999 | 2018 | 0.97 | 51 | 38.0392 | Ohio State Emissions Inventory
Powell Valley | 7883_G_1 | 7883 | G | 1 |  | Combustion Turbine | S_C_TVA | Tennessee | Hancock | 1.8 | 2000 | 9999 |  |  |  | 7.2573 | Default Emission Factor
Powell Valley | 7883_G_10 | 7883 | G | 10 |  | Combustion Turbine | S_C_TVA | Tennessee | Hancock | 1.8 | 2000 | 9999 |  |  |  | 7.2573 | Default Emission Factor
Powell Valley | 7883_G_11 | 7883 | G | 11 |  | Combustion Turbine | S_C_TVA | Tennessee | Hancock | 1.8 | 2000 | 9999 |  |  |  | 7.2573 | Default Emission Factor
Powell Valley | 7883_G_2 | 7883 | G | 2 |  | Combustion Turbine | S_C_TVA | Tennessee | Hancock | 1.8 | 2000 | 9999 |  |  |  | 7.2573 | Default Emission Factor
Powell Valley | 7883_G_3 | 7883 | G | 3 |  | Combustion Turbine | S_C_TVA | Tennessee | Hancock | 1.8 | 2000 | 9999 |  |  |  | 7.2573 | Default Emission Factor
Powell Valley | 7883_G_4 | 7883 | G | 4 |  | Combustion Turbine | S_C_TVA | Tennessee | Hancock | 1.8 | 2000 | 9999 |  |  |  | 7.2573 | Default Emission Factor
Powell Valley | 7883_G_5 | 7883 | G | 5 |  | Combustion Turbine | S_C_TVA | Tennessee | Hancock | 1.8 | 2000 | 9999 |  |  |  | 7.2573 | Default Emission Factor
Powell Valley | 7883_G_6 | 7883 | G | 6 |  | Combustion Turbine | S_C_TVA | Tennessee | Hancock | 1.8 | 2000 | 9999 |  |  |  | 7.2573 | Default Emission Factor
Powell Valley | 7883_G_7 | 7883 | G | 7 |  | Combustion Turbine | S_C_TVA | Tennessee | Hancock | 1.8 | 2000 | 9999 |  |  |  | 7.2573 | Default Emission Factor
Powell Valley | 7883_G_8 | 7883 | G | 8 |  | Combustion Turbine | S_C_TVA | Tennessee | Hancock | 1.8 | 2000 | 9999 |  |  |  | 7.2573 | Default Emission Factor
Powell Valley | 7883_G_9 | 7883 | G | 9 |  | Combustion Turbine | S_C_TVA | Tennessee | Hancock | 1.8 | 2000 | 9999 |  |  |  | 7.2573 | Default Emission Factor
Dakota Magic | 7884_G_1 | 7884 | G | 1 |  | Combustion Turbine | MIS_MAPP | North Dakota | Richland | 1.5 | 2000 | 9999 |  |  |  | 7.2573 | Default Emission Factor
Terry Bundy Generating Station | 7887_G_1 | 7887 | G | 1 | 8370 | Combined Cycle | SPP_NEBR | Nebraska | Lancaster | 27.3 | 2004 | 9999 |  |  |  | 0.14766 | Default Emission Factor
Terry Bundy Generating Station | 7887_G_2 | 7887 | G | 2 | 8370 | Combined Cycle | SPP_NEBR | Nebraska | Lancaster | 46 | 2003 | 9999 |  |  |  | 0.14766 | Default Emission Factor
Terry Bundy Generating Station | 7887_G_3 | 7887 | G | 3 | 8372 | Combined Cycle | SPP_NEBR | Nebraska | Lancaster | 44.9 | 2004 | 9999 |  |  |  | 0.14766 | Default Emission Factor
Terry Bundy Generating Station | 7887_G_4 | 7887 | G | 4 | 8374 | Combustion Turbine | SPP_NEBR | Nebraska | Lancaster | 45.5 | 2003 | 9999 |  |  |  | 0.72922 | Default Emission Factor
Terry Bundy Generating Station | 7887_G_BSU | 7887 | G | BSU |  | Combustion Turbine | SPP_NEBR | Nebraska | Lancaster | 1.6 | 2004 | 9999 |  |  |  | 7.2573 | Default Emission Factor
Terry Bundy Generating Station | 7887_G_LFG1 | 7887 | G | LFG1 |  | Landfill Gas | SPP_NEBR | Nebraska | Lancaster | 1.6 | 2014 | 9999 |  |  |  | 8.0181 | Default Emission Factor
Terry Bundy Generating Station | 7887_G_LFG2 | 7887 | G | LFG2 |  | Landfill Gas | SPP_NEBR | Nebraska | Lancaster | 1.6 | 2014 | 9999 |  |  |  | 8.0181 | Default Emission Factor
Terry Bundy Generating Station | 7887_G_LFG3 | 7887 | G | LFG3 |  | Landfill Gas | SPP_NEBR | Nebraska | Lancaster | 1.6 | 2014 | 9999 |  |  |  | 8.0181 | Default Emission Factor
E B Harris Electric Generating Plant | 7897_G_CT1A | 7897 | G | CT1A | 3355 | Combined Cycle | S_SOU | Alabama | Autauga | 182.6 | 2003 | 9999 | 2019 | 21.39 | 621928 | 0.04184 | NEI 2019
E B Harris Electric Generating Plant | 7897_G_CT1B | 7897 | G | CT1B | 3356 | Combined Cycle | S_SOU | Alabama | Autauga | 182.6 | 2003 | 9999 | 2019 | 21.23 | 1415246 | 0.04184 | NEI 2019
E B Harris Electric Generating Plant | 7897_G_CT2A | 7897 | G | CT2A | 3357 | Combined Cycle | S_SOU | Alabama | Autauga | 178.3 | 2003 | 9999 | 2019 | 24.99 | 736552 | 0.04858 | NEI 2019
E B Harris Electric Generating Plant | 7897_G_CT2B | 7897 | G | CT2B | 3358 | Combined Cycle | S_SOU | Alabama | Autauga | 178.3 | 2003 | 9999 | 2019 | 32.51 | 1630679 | 0.04858 | NEI 2019
E B Harris Electric Generating Plant | 7897_G_ST1 | 7897 | G | ST1 | 3355 | Combined Cycle | S_SOU | Alabama | Autauga | 293 | 2003 | 9999 |  |  |  | 0.04184 | NEI 2019
E B Harris Electric Generating Plant | 7897_G_ST2 | 7897 | G | ST2 | 3357 | Combined Cycle | S_SOU | Alabama | Autauga | 300 | 2003 | 9999 |  |  |  | 0.04858 | NEI 2019
New Knoxville | 7898_G_1 | 7898 | G | 1 |  | Combustion Turbine | PJM_West | Ohio | Auglaize | 1 | 2000 | 9999 |  |  |  | 7.2573 | Default Emission Factor
Sand Hill | 7900_G_5A | 7900 | G | 5A | 10015 | Combined Cycle | ERC_REST | Texas | Travis | 161 | 2004 | 9999 |  |  |  | 0.0661 | NEI 2019
Sand Hill | 7900_G_5C | 7900 | G | 5C | 10015 | Combined Cycle | ERC_REST | Texas | Travis | 151 | 2004 | 9999 | 2019 | 39.73 | 1202191 | 0.0661 | NEI 2019
Sand Hill | 7900_G_SH1 | 7900 | G | SH1 | 1149 | Combustion Turbine | ERC_REST | Texas | Travis | 47.3 | 2001 | 9999 | 2019 | 11.7335 | 52551.8333 | 0.44655 | NEI 2019
Sand Hill | 7900_G_SH2 | 7900 | G | SH2 | 1150 | Combustion Turbine | ERC_REST | Texas | Travis | 47.3 | 2001 | 9999 | 2019 | 18.9099 | 52551.8333 | 0.71967 | NEI 2019
Sand Hill | 7900_G_SH3 | 7900 | G | SH3 | 1151 | Combustion Turbine | ERC_REST | Texas | Travis | 47.3 | 2001 | 9999 | 2019 | 22.0393 | 52551.8333 | 0.83876 | NEI 2019
Sand Hill | 7900_G_SH4 | 7900 | G | SH4 | 1152 | Combustion Turbine | ERC_REST | Texas | Travis | 47.3 | 2001 | 9999 | 2019 | 22.0354 | 52551.8333 | 0.83862 | NEI 2019
Sand Hill | 7900_G_SH6 | 7900 | G | SH6 | 90519 | Combustion Turbine | ERC_REST | Texas | Travis | 47.3 | 2010 | 9999 | 2019 | 18.593 | 52551.8333 | 0.70761 | NEI 2019
Sand Hill | 7900_G_SH7 | 7900 | G | SH7 | 90520 | Combustion Turbine | ERC_REST | Texas | Travis | 47.3 | 2010 | 9999 | 2019 | 9.2024 | 52551.8333 | 0.35022 | NEI 2019
McCartney | 7903_G_MGS1 | 7903 | G | MGS1 | 3361 | Combustion Turbine | SPP_N | Missouri | Greene | 50 | 2002 | 9999 | 2019 | 15.0724 | 49242.5 | 0.61217 | NEI 2019
McCartney | 7903_G_MSG2 | 7903 | G | MSG2 | 3363 | Combustion Turbine | SPP_N | Missouri | Greene | 50 | 2002 | 9999 | 2019 | 13.497 | 49242.5 | 0.54819 | NEI 2019
Vernon Boulevard | 7909_G_VG02 | 7909 | G | VG02 | 8380 | Combustion Turbine | NY_Z_J | New York | Queens | 40 | 2001 | 9999 |  |  |  | 0.09386 | NEI 2019
Vernon Boulevard | 7909_G_VG03 | 7909 | G | VG03 | 8382 | Combustion Turbine | NY_Z_J | New York | Queens | 39.9 | 2001 | 9999 | 2019 | 1.5035 | 32038 | 0.09386 | NEI 2019
Joseph J Seymour Power Project | 7910_G_1 | 7910 | G | 1 | 8384 | Combustion Turbine | NY_Z_J | New York | Kings | 40 | 2001 | 9999 |  |  |  | 0.07838 | NEI 2019
Joseph J Seymour Power Project | 7910_G_2 | 7910 | G | 2 | 8386 | Combustion Turbine | NY_Z_J | New York | Kings | 39.9 | 2001 | 9999 | 2019 | 2.8594 | 72966 | 0.07838 | NEI 2019
Brentwood | 7912_G_1 | 7912 | G | 1 | 8390 | Combustion Turbine | NY_Z_K | New York | Suffolk | 45.5 | 2001 | 9999 | 2019 | 1.4641 | 50423 | 0.05807 | NEI 2019
Hell Gate | 7913_G_HG01 | 7913 | G | HG01 | 8392 | Combustion Turbine | NY_Z_J | New York | Bronx | 39.9 | 2001 | 9999 |  |  |  | 0.09732 | NEI 2019
Hell Gate | 7913_G_HG02 | 7913 | G | HG02 | 8394 | Combustion Turbine | NY_Z_J | New York | Bronx | 40 | 2001 | 9999 | 2019 | 1.2121 | 24911 | 0.09732 | NEI 2019
Harlem River Yard | 7914_G_HR01 | 7914 | G | HR01 | 8396 | Combustion Turbine | NY_Z_J | New York | Bronx | 39.9 | 2001 | 9999 |  |  |  | 0.07858 | NEI 2019
Harlem River Yard | 7914_G_HR02 | 7914 | G | HR02 | 8398 | Combustion Turbine | NY_Z_J | New York | Bronx | 40 | 2001 | 9999 | 2019 | 0.99586 | 25345 | 0.07858 | NEI 2019
North 1st | 7915_G_N01 | 7915 | G | N01 | 8400 | Combustion Turbine | NY_Z_J | New York | Kings | 46 | 2001 | 9999 | 2019 | 1.0183 | 29372 | 0.06934 | NEI 2019
Talbot County Energy | 7916_G_1 | 7916 | G | 1 | 3365 | Combustion Turbine | S_SOU | Georgia | Talbot | 97 | 2002 | 9999 | 2019 | 18 | 82562.3932 | 0.43603 | NEI 2019
Talbot County Energy | 7916_G_2 | 7916 | G | 2 | 3366 | Combustion Turbine | S_SOU | Georgia | Talbot | 95.8 | 2002 | 9999 | 2019 | 19 | 81541.0028 | 0.46602 | NEI 2019
Talbot County Energy | 7916_G_3 | 7916 | G | 3 | 3367 | Combustion Turbine | S_SOU | Georgia | Talbot | 96.2 | 2002 | 9999 | 2019 | 19.5 | 81881.4662 | 0.4763 | NEI 2019
Talbot County Energy | 7916_G_4 | 7916 | G | 4 | 3368 | Combustion Turbine | S_SOU | Georgia | Talbot | 97.3 | 2002 | 9999 | 2019 | 21 | 82817.7408 | 0.50714 | NEI 2019
Talbot County Energy | 7916_G_5 | 7916 | G | 5 | 3369 | Combustion Turbine | S_SOU | Georgia | Talbot | 96.5 | 2003 | 9999 | 2019 | 12.041 | 82136.8139 | 0.29319 | NEI 2019
Talbot County Energy | 7916_G_6 | 7916 | G | 6 | 3370 | Combustion Turbine | S_SOU | Georgia | Talbot | 96.3 | 2003 | 9999 | 2019 | 18.1 | 81966.5821 | 0.44164 | NEI 2019
Chattahoochee Energy Facility | 7917_G_1 | 7917 | G | 1 | 3371 | Combined Cycle | S_SOU | Georgia | Heard | 142.8 | 2003 | 9999 | 2019 | 468.0453 | 2241956 | 0.57009 | NEI 2019
Chattahoochee Energy Facility | 7917_G_2 | 7917 | G | 2 | 3372 | Combined Cycle | S_SOU | Georgia | Heard | 149.1 | 2003 | 9999 | 2019 | 480.3899 | 1085389 | 0.57009 | NEI 2019
Chattahoochee Energy Facility | 7917_G_3 | 7917 | G | 3 | 3371 | Combined Cycle | S_SOU | Georgia | Heard | 166 | 2003 | 9999 |  |  |  | 0.57009 | NEI 2019
Galion | 7918_G_1 | 7918 | G | 1 |  | Combustion Turbine | PJM_ATSI | Ohio | Crawford | 1.8 | 2001 | 9999 | 2018 | 0.007 | 95 | 0.14737 | Ohio State Emissions Inventory
Galion | 7918_G_2 | 7918 | G | 2 |  | Combustion Turbine | PJM_ATSI | Ohio | Crawford | 1.8 | 2001 | 9999 | 2018 | 0.007 | 95 | 0.14737 | Ohio State Emissions Inventory
Galion | 7918_G_3 | 7918 | G | 3 |  | Combustion Turbine | PJM_ATSI | Ohio | Crawford | 1.8 | 2001 | 9999 | 2018 | 0.007 | 95 | 0.14737 | Ohio State Emissions Inventory
Seville | 7919_G_1 | 7919 | G | 1 |  | Combustion Turbine | PJM_ATSI | Ohio | Medina | 1.8 | 2001 | 9999 | 2018 | 0.0073333 | 64.6667 | 0.2268 | Ohio State Emissions Inventory
Seville | 7919_G_2 | 7919 | G | 2 |  | Combustion Turbine | PJM_ATSI | Ohio | Medina | 1.8 | 2001 | 9999 | 2018 | 0.0076667 | 64.6667 | 0.23711 | Ohio State Emissions Inventory
Seville | 7919_G_3 | 7919 | G | 3 |  | Combustion Turbine | PJM_ATSI | Ohio | Medina | 1.8 | 2001 | 9999 | 2018 | 0.007 | 64.6667 | 0.2165 | Ohio State Emissions Inventory
Traer South | 7920_G_5 | 7920 | G | 5 |  | Combustion Turbine | MIS_MIDA | Iowa | Tama | 1.8 | 2001 | 9999 |  |  |  | 7.2573 | Default Emission Factor
Maquoketa 2 | 7921_G_11 | 7921 | G | 11 |  | Combustion Turbine | MIS_IA | Iowa | Jackson | 1.2 | 2001 | 9999 |  |  |  | 7.2573 | Default Emission Factor
Maquoketa 2 | 7921_G_12 | 7921 | G | 12 |  | Combustion Turbine | MIS_IA | Iowa | Jackson | 1.3 | 2001 | 9999 |  |  |  | 7.2573 | Default Emission Factor
Maquoketa 2 | 7921_G_13 | 7921 | G | 13 |  | Combustion Turbine | MIS_IA | Iowa | Jackson | 1.3 | 2002 | 9999 |  |  |  | 7.2573 | Default Emission Factor
Maquoketa 2 | 7921_G_14 | 7921 | G | 14 |  | Combustion Turbine | MIS_IA | Iowa | Jackson | 1.3 | 2002 | 9999 |  |  |  | 7.2573 | Default Emission Factor
Albertville | 7924_G_DG1 | 7924 | G | DG1 |  | Combustion Turbine | S_C_TVA | Alabama | Marshall | 0.9 | 2000 | 9999 |  |  |  | 7.2573 | Default Emission Factor
Albertville | 7924_G_DG2 | 7924 | G | DG2 |  | Combustion Turbine | S_C_TVA | Alabama | Marshall | 0.9 | 2000 | 9999 |  |  |  | 7.2573 | Default Emission Factor
Albertville | 7924_G_DG3 | 7924 | G | DG3 |  | Combustion Turbine | S_C_TVA | Alabama | Marshall | 0.9 | 2000 | 9999 |  |  |  | 7.2573 | Default Emission Factor
Albertville | 7924_G_DG4 | 7924 | G | DG4 |  | Combustion Turbine | S_C_TVA | Alabama | Marshall | 0.9 | 2000 | 9999 |  |  |  | 7.2573 | Default Emission Factor
Lakefield Junction | 7925_G_1 | 7925 | G | 1 | 3985 | Combustion Turbine | MIS_MNWI | Minnesota | Martin | 83.5 | 2001 | 9999 | 2019 | 1 | 10051.3897 | 0.19898 | NEI 2019
Lakefield Junction | 7925_G_2 | 7925 | G | 2 | 3986 | Combustion Turbine | MIS_MNWI | Minnesota | Martin | 83 | 2001 | 9999 | 2019 | 0.9999 | 9991.2018 | 0.20016 | NEI 2019
Lakefield Junction | 7925_G_3 | 7925 | G | 3 | 3987 | Combustion Turbine | MIS_MNWI | Minnesota | Martin | 82.8 | 2001 | 9999 | 2019 | 3.2 | 9967.1266 | 0.64211 | NEI 2019
Lakefield Junction | 7925_G_4 | 7925 | G | 4 | 3988 | Combustion Turbine | MIS_MNWI | Minnesota | Martin | 83 | 2001 | 9999 | 2019 | 1.101 | 9991.2018 | 0.22039 | NEI 2019
Lakefield Junction | 7925_G_5 | 7925 | G | 5 | 3989 | Combustion Turbine | MIS_MNWI | Minnesota | Martin | 84.2 | 2001 | 9999 | 2019 | 3.7004 | 10135.6529 | 0.73018 | NEI 2019
Lakefield Junction | 7925_G_6 | 7925 | G | 6 | 3990 | Combustion Turbine | MIS_MNWI | Minnesota | Martin | 83.6 | 2001 | 9999 | 2019 | 3.299 | 10063.4273 | 0.65565 | NEI 2019
Lakefield Junction | 7925_G_7 | 7925 | G | 7 |  | Combustion Turbine | MIS_MNWI | Minnesota | Martin | 2 | 2002 | 9999 |  |  |  | 7.2573 | Default Emission Factor
South Strawberry | 7926_G_1A | 7926 | G | 1A |  | Combustion Turbine | MIS_IA | Iowa | Clayton | 1.8 | 2002 | 9999 |  |  |  | 7.2573 | Default Emission Factor
South Strawberry | 7926_G_2A | 7926 | G | 2A |  | Combustion Turbine | MIS_IA | Iowa | Clayton | 1.8 | 2002 | 9999 |  |  |  | 7.2573 | Default Emission Factor
Osawatomie | 7928_G_1 | 7928 | G | 1 | 3383 | Combustion Turbine | SPP_N | Kansas | Miami | 75.7 | 2003 | 9999 | 2019 | 2.2217 | 26103 | 0.17023 | NEI 2019
West Gardner | 7929_G_1 | 7929 | G | 1 | 3391 | Combustion Turbine | SPP_N | Kansas | Johnson | 79.5 | 2003 | 9999 | 2019 | 3.1954 | 34199.9904 | 0.18686 | NEI 2019
West Gardner | 7929_G_2 | 7929 | G | 2 | 3392 | Combustion Turbine | SPP_N | Kansas | Johnson | 78.6 | 2003 | 9999 | 2019 | 3.2882 | 33812.8207 | 0.19449 | NEI 2019
West Gardner | 7929_G_3 | 7929 | G | 3 | 3393 | Combustion Turbine | SPP_N | Kansas | Johnson | 77.3 | 2003 | 9999 | 2019 | 3.104 | 33253.5756 | 0.18668 | NEI 2019
West Gardner | 7929_G_4 | 7929 | G | 4 | 3394 | Combustion Turbine | SPP_N | Kansas | Johnson | 77.5 | 2003 | 9999 | 2019 | 2.5751 | 33339.6133 | 0.15448 | NEI 2019
Russell Energy Center | 7930_G_T-1 | 7930 | G | T-1 |  | Combustion Turbine | SPP_N | Kansas | Russell | 6 | 2002 | 9999 |  |  |  | 0.72922 | Default Emission Factor
Russell Energy Center | 7930_G_T-2 | 7930 | G | T-2 |  | Combustion Turbine | SPP_N | Kansas | Russell | 6 | 2002 | 9999 |  |  |  | 0.72922 | Default Emission Factor
Coyote Springs II | 7931_G_1 | 7931 | G | 1 | 3106 | Combined Cycle | WECC_PNW | Oregon | Morrow | 173 | 2003 | 9999 |  |  |  | 0.14766 | Default Emission Factor
Coyote Springs II | 7931_G_2 | 7931 | G | 2 | 3106 | Combined Cycle | WECC_PNW | Oregon | Morrow | 117 | 2003 | 9999 |  |  |  | 0.14766 | Default Emission Factor
Gaylord - Wolverine | 7932_G_1 | 7932 | G | 1 |  | Combustion Turbine | MIS_LMI | Michigan | Otsego | 20.2 | 2001 | 9999 | 2019 | 15.405 | 21975 | 1.4021 | NEI 2019
Gaylord - Wolverine | 7932_G_2 | 7932 | G | 2 |  | Combustion Turbine | MIS_LMI | Michigan | Otsego | 20.2 | 2001 | 9999 | 2019 | 11.385 | 21975 | 1.0362 | NEI 2019
Gaylord - Wolverine | 7932_G_3 | 7932 | G | 3 |  | Combustion Turbine | MIS_LMI | Michigan | Otsego | 20.2 | 2001 | 9999 | 2019 | 8.135 | 21975 | 0.74039 | NEI 2019
Industrial Park | 7934_G_3 | 7934 | G | 3 |  | Combustion Turbine | PJM_COMD | Illinois | Whiteside | 1.8 | 2001 | 9999 |  |  |  | 7.2573 | Default Emission Factor
Industrial Park | 7934_G_4 | 7934 | G | 4 |  | Combustion Turbine | PJM_COMD | Illinois | Whiteside | 1.8 | 2001 | 9999 |  |  |  | 7.2573 | Default Emission Factor
Industrial Park | 7934_G_5 | 7934 | G | 5 |  | Combustion Turbine | PJM_COMD | Illinois | Whiteside | 1.8 | 2001 | 9999 |  |  |  | 7.2573 | Default Emission Factor
Industrial Park | 7934_G_6 | 7934 | G | 6 |  | Combustion Turbine | PJM_COMD | Illinois | Whiteside | 1.8 | 2002 | 9999 |  |  |  | 7.2573 | Default Emission Factor
Industrial Park | 7934_G_7 | 7934 | G | 7 |  | Combustion Turbine | PJM_COMD | Illinois | Whiteside | 1.8 | 2002 | 9999 |  |  |  | 7.2573 | Default Emission Factor
Industrial Park | 7934_G_8 | 7934 | G | 8 |  | Combustion Turbine | PJM_COMD | Illinois | Whiteside | 2.2 | 2011 | 9999 |  |  |  | 7.2573 | Default Emission Factor
Industrial Park | 7934_G_9 | 7934 | G | 9 |  | Combustion Turbine | PJM_COMD | Illinois | Whiteside | 2.2 | 2011 | 9999 |  |  |  | 7.2573 | Default Emission Factor
Trenton South | 7935_G_1 | 7935 | G | 1 |  | Combustion Turbine | MIS_MO | Missouri | Grundy | 1.8 | 2000 | 9999 |  |  |  | 7.2573 | Default Emission Factor
Trenton South | 7935_G_2 | 7935 | G | 2 |  | Combustion Turbine | MIS_MO | Missouri | Grundy | 1.8 | 2000 | 9999 |  |  |  | 7.2573 | Default Emission Factor
Trenton South | 7935_G_3 | 7935 | G | 3 |  | Combustion Turbine | MIS_MO | Missouri | Grundy | 1.8 | 2000 | 9999 |  |  |  | 7.2573 | Default Emission Factor
Trenton South | 7935_G_4 | 7935 | G | 4 |  | Combustion Turbine | MIS_MO | Missouri | Grundy | 1.8 | 2000 | 9999 |  |  |  | 7.2573 | Default Emission Factor
Trenton South | 7935_G_5 | 7935 | G | 5 |  | Combustion Turbine | MIS_MO | Missouri | Grundy | 2 | 2004 | 9999 |  |  |  | 7.2573 | Default Emission Factor
Trenton South | 7935_G_6 | 7935 | G | 6 |  | Combustion Turbine | MIS_MO | Missouri | Grundy | 2 | 2004 | 9999 |  |  |  | 7.2573 | Default Emission Factor
Trenton South | 7935_G_7 | 7935 | G | 7 |  | Combustion Turbine | MIS_MO | Missouri | Grundy | 2 | 2004 | 9999 |  |  |  | 7.2573 | Default Emission Factor
Ponton Diesel Generating Facility | 7940_G_1 | 7940 | G | 1 |  | Combustion Turbine | PJM_Dom | Virginia | Amelia | 2 | 2002 | 9999 |  |  |  | 7.2573 | Default Emission Factor
Ponton Diesel Generating Facility | 7940_G_2 | 7940 | G | 2 |  | Combustion Turbine | PJM_Dom | Virginia | Amelia | 2 | 2002 | 9999 |  |  |  | 7.2573 | Default Emission Factor
Nottoway Diesel Generating Facility | 7941_G_1 | 7941 | G | 1 |  | Combustion Turbine | PJM_Dom | Virginia | Southampton | 2 | 2002 | 9999 | 2018 | 0.05595 | 128.5 | 0.87082 | Virginia State Emissions
Nottoway Diesel Generating Facility | 7941_G_2 | 7941 | G | 2 |  | Combustion Turbine | PJM_Dom | Virginia | Southampton | 2 | 2002 | 9999 | 2018 | 0.05595 | 128.5 | 0.87082 | Virginia State Emissions
Wansley Unit 9 | 7946_G_CT1 | 7946 | G | CT1 | 8402 | Combined Cycle | S_SOU | Georgia | Heard | 143.4 | 2004 | 9999 | 2019 | 8.15 | 981116 | 0.01341 | NEI 2019
Wansley Unit 9 | 7946_G_CT2 | 7946 | G | CT2 | 8404 | Combined Cycle | S_SOU | Georgia | Heard | 140.6 | 2004 | 9999 | 2017 | 10.14 | 743799 | 0.01341 | NEI 2019
Wansley Unit 9 | 7946_G_ST1 | 7946 | G | ST1 | 8402 | Combined Cycle | S_SOU | Georgia | Heard | 201.7 | 2004 | 9999 |  |  |  | 0.01341 | NEI 2019
Solway CT | 7947_G_1 | 7947 | G | 1 | 8406 | Combustion Turbine | MIS_MAPP | Minnesota | Beltrami | 43.1 | 2003 | 9999 | 2017 | 5.606 | 35913 | 0.3122 | NEI 2019
Solway CT | 7947_G_D1 | 7947 | G | D1 |  | Combustion Turbine | MIS_MAPP | Minnesota | Beltrami | 1.3 | 2005 | 9999 |  |  |  | 7.2573 | Default Emission Factor
Lawrence County Station | 7948_G_1 | 7948 | G | 1 | 8410 | Combustion Turbine | MIS_INKY | Indiana | Lawrence | 43.8 | 2005 | 9999 | 2017 | 2.4435 | 6759 | 0.72304 | NEI 2019
Lawrence County Station | 7948_G_2 | 7948 | G | 2 | 8412 | Combustion Turbine | MIS_INKY | Indiana | Lawrence | 43.8 | 2005 | 9999 | 2017 | 2.7495 | 6759 | 0.81358 | NEI 2019
Lawrence County Station | 7948_G_3 | 7948 | G | 3 | 8414 | Combustion Turbine | MIS_INKY | Indiana | Lawrence | 43.8 | 2005 | 9999 | 2019 | 2.583 | 6724.8333 | 0.7682 | NEI 2019
Lawrence County Station | 7948_G_4 | 7948 | G | 4 | 8416 | Combustion Turbine | MIS_INKY | Indiana | Lawrence | 43.8 | 2005 | 9999 | 2017 | 2.763 | 6759 | 0.81758 | NEI 2019
Lawrence County Station | 7948_G_5 | 7948 | G | 5 | 88290 | Combustion Turbine | MIS_INKY | Indiana | Lawrence | 43.8 | 2005 | 9999 | 2017 | 4.473 | 6759 | 1.3236 | NEI 2019
Lawrence County Station | 7948_G_6 | 7948 | G | 6 | 88291 | Combustion Turbine | MIS_INKY | Indiana | Lawrence | 43.8 | 2005 | 9999 | 2017 | 5.0985 | 6759 | 1.5087 | NEI 2019
Evander Andrews Power Complex | 7953_G_1 | 7953 | G | 1 | 90108 | Combustion Turbine | WECC_ID | Idaho | Elmore | 171 | 2008 | 9999 | 2017 | 28 | 45022.5179 | 1.2438 | NEI 2019
Evander Andrews Power Complex | 7953_G_2 | 7953 | G | 2 | 8422 | Combustion Turbine | WECC_ID | Idaho | Elmore | 41.4 | 2001 | 9999 | 2019 | 7.1 | 48539.6062 | 0.29255 | NEI 2019
Evander Andrews Power Complex | 7953_G_3 | 7953 | G | 3 | 8424 | Combustion Turbine | WECC_ID | Idaho | Elmore | 39 | 2001 | 9999 | 2019 | 8 | 45725.716 | 0.34991 | NEI 2019
Field Street | 7954_G_1 | 7954 | G | 1 |  | Combustion Turbine | FRCC | Florida | Volusia | 22 | 2001 | 9999 |  |  |  | 0.75865 | Default Emission Factor
Field Street | 7954_G_2 | 7954 | G | 2 |  | Combustion Turbine | FRCC | Florida | Volusia | 22 | 2001 | 9999 |  |  |  | 0.75865 | Default Emission Factor
Elk City Station | 7955_G_1 | 7955 | G | 1 |  | Landfill Gas | SPP_NEBR | Nebraska | Douglas | 0.8 | 2002 | 9999 |  |  |  | 8.0181 | Default Emission Factor
Elk City Station | 7955_G_2 | 7955 | G | 2 |  | Landfill Gas | SPP_NEBR | Nebraska | Douglas | 0.8 | 2002 | 9999 |  |  |  | 8.0181 | Default Emission Factor
Elk City Station | 7955_G_3 | 7955 | G | 3 |  | Landfill Gas | SPP_NEBR | Nebraska | Douglas | 0.8 | 2002 | 9999 |  |  |  | 8.0181 | Default Emission Factor
Elk City Station | 7955_G_4 | 7955 | G | 4 |  | Landfill Gas | SPP_NEBR | Nebraska | Douglas | 0.8 | 2002 | 9999 |  |  |  | 8.0181 | Default Emission Factor
Elk City Station | 7955_G_5 | 7955 | G | 5 |  | Landfill Gas | SPP_NEBR | Nebraska | Douglas | 0.8 | 2006 | 9999 |  |  |  | 8.0181 | Default Emission Factor
Elk City Station | 7955_G_6 | 7955 | G | 6 |  | Landfill Gas | SPP_NEBR | Nebraska | Douglas | 0.8 | 2006 | 9999 |  |  |  | 8.0181 | Default Emission Factor
Elk City Station | 7955_G_7 | 7955 | G | 7 |  | Landfill Gas | SPP_NEBR | Nebraska | Douglas | 0.8 | 2006 | 9999 |  |  |  | 8.0181 | Default Emission Factor
Elk City Station | 7955_G_8 | 7955 | G | 8 |  | Landfill Gas | SPP_NEBR | Nebraska | Douglas | 0.8 | 2009 | 9999 |  |  |  | 8.0181 | Default Emission Factor
Sediver | 7957_G_1 | 7957 | G | 1 |  | Combustion Turbine | S_VACA | South Carolina | York | 2.4 | 2003 | 9999 |  |  |  | 7.2573 | Default Emission Factor
Horry Land Fill Gas Site | 7958_G_HG1 | 7958 | G | HG1 |  | Landfill Gas | S_VACA | South Carolina | Horry | 1.1 | 2001 | 9999 |  |  |  | 8.0181 | Default Emission Factor
Horry Land Fill Gas Site | 7958_G_HG2 | 7958 | G | HG2 |  | Landfill Gas | S_VACA | South Carolina | Horry | 1.1 | 2001 | 9999 |  |  |  | 8.0181 | Default Emission Factor
Horry Land Fill Gas Site | 7958_G_HG3 | 7958 | G | HG3 |  | Landfill Gas | S_VACA | South Carolina | Horry | 1.1 | 2003 | 9999 |  |  |  | 8.0181 | Default Emission Factor
Kemper County | 7960_G_GT1 | 7960 | G | GT1 | 3379 | Combustion Turbine | S_C_TVA | Mississippi | Kemper | 73.3 | 2002 | 9999 | 2017 | 7.2 | 56686.25 | 0.25403 | NEI 2019
Kemper County | 7960_G_GT2 | 7960 | G | GT2 | 3380 | Combustion Turbine | S_C_TVA | Mississippi | Kemper | 73.3 | 2002 | 9999 | 2017 | 8.8 | 56686.25 | 0.31048 | NEI 2019
Kemper County | 7960_G_GT3 | 7960 | G | GT3 | 3381 | Combustion Turbine | S_C_TVA | Mississippi | Kemper | 73.3 | 2002 | 9999 | 2017 | 12.3 | 56686.25 | 0.43397 | NEI 2019
Kemper County | 7960_G_GT4 | 7960 | G | GT4 | 3382 | Combustion Turbine | S_C_TVA | Mississippi | Kemper | 73.3 | 2002 | 9999 | 2017 | 9.6 | 56686.25 | 0.33871 | NEI 2019
Warren F Sam Beasley Generation Station | 7962_G_001 | 7962 | G | 001 | 8426 | Combustion Turbine | PJM_EMAC | Delaware | Kent | 48 | 2002 | 9999 | 2019 | 9.13 | 14011.5918 | 1.3032 | NEI 2019
Warren F Sam Beasley Generation Station | 7962_G_002 | 7962 | G | 002 | 90703 | Combustion Turbine | PJM_EMAC | Delaware | Kent | 50 | 2012 | 9999 | 2019 | 10.37 | 14595.4082 | 1.421 | NEI 2019
Peno Creek | 7964_G_GT1 | 7964 | G | GT1 | 9048 | Combustion Turbine | MIS_MO | Missouri | Pike | 47 | 2002 | 9999 | 2019 | 0.758 | 16131.25 | 0.09398 | NEI 2019
Peno Creek | 7964_G_GT2 | 7964 | G | GT2 | 9050 | Combustion Turbine | MIS_MO | Missouri | Pike | 47 | 2002 | 9999 | 2019 | 0.286 | 16131.25 | 0.03546 | NEI 2019
Peno Creek | 7964_G_GT3 | 7964 | G | GT3 | 9052 | Combustion Turbine | MIS_MO | Missouri | Pike | 47 | 2002 | 9999 | 2019 | 0.178 | 16131.25 | 0.02207 | NEI 2019
Peno Creek | 7964_G_GT4 | 7964 | G | GT4 | 9054 | Combustion Turbine | MIS_MO | Missouri | Pike | 47 | 2002 | 9999 | 2019 | 0.377 | 16131.25 | 0.04674 | NEI 2019
Lordsburg Generating | 7967_G_GT1 | 7967 | G | GT1 | 9190 | Combustion Turbine | WECC_NM | New Mexico | Hidalgo | 37 | 2002 | 9999 | 2019 | 3.976 | 9908 | 0.80258 | NEI 2019
Lordsburg Generating | 7967_G_GT2 | 7967 | G | GT2 | 9191 | Combustion Turbine | WECC_NM | New Mexico | Hidalgo | 37 | 2002 | 9999 | 2019 | 4.737 | 9908 | 0.9562 | NEI 2019
Pella Peaking | 7971_G_10 | 7971 | G | 10 |  | Combustion Turbine | MIS_MIDA | Iowa | Marion | 1.8 | 2003 | 9999 |  |  |  | 7.2573 | Default Emission Factor
Pella Peaking | 7971_G_11 | 7971 | G | 11 |  | Combustion Turbine | MIS_MIDA | Iowa | Marion | 1.8 | 2003 | 9999 |  |  |  | 7.2573 | Default Emission Factor
Pella Peaking | 7971_G_12 | 7971 | G | 12 |  | Combustion Turbine | MIS_MIDA | Iowa | Marion | 1.8 | 2003 | 9999 |  |  |  | 7.2573 | Default Emission Factor
Pella Peaking | 7971_G_13 | 7971 | G | 13 |  | Combustion Turbine | MIS_MIDA | Iowa | Marion | 1.8 | 2003 | 9999 |  |  |  | 7.2573 | Default Emission Factor
Pella Peaking | 7971_G_14 | 7971 | G | 14 |  | Combustion Turbine | MIS_MIDA | Iowa | Marion | 1.8 | 2003 | 9999 |  |  |  | 7.2573 | Default Emission Factor
Pella Peaking | 7971_G_15 | 7971 | G | 15 |  | Combustion Turbine | MIS_MIDA | Iowa | Marion | 1.8 | 2003 | 9999 |  |  |  | 7.2573 | Default Emission Factor
Pella Peaking | 7971_G_16 | 7971 | G | 16 |  | Combustion Turbine | MIS_MIDA | Iowa | Marion | 1.8 | 2003 | 9999 |  |  |  | 7.2573 | Default Emission Factor
Pella Peaking | 7971_G_3 | 7971 | G | 3 |  | Combustion Turbine | MIS_MIDA | Iowa | Marion | 1.8 | 2003 | 9999 |  |  |  | 7.2573 | Default Emission Factor
Pella Peaking | 7971_G_4 | 7971 | G | 4 |  | Combustion Turbine | MIS_MIDA | Iowa | Marion | 1.8 | 2003 | 9999 |  |  |  | 7.2573 | Default Emission Factor
Pella Peaking | 7971_G_5 | 7971 | G | 5 |  | Combustion Turbine | MIS_MIDA | Iowa | Marion | 1.8 | 2003 | 9999 |  |  |  | 7.2573 | Default Emission Factor
Pella Peaking | 7971_G_6 | 7971 | G | 6 |  | Combustion Turbine | MIS_MIDA | Iowa | Marion | 1.8 | 2003 | 9999 |  |  |  | 7.2573 | Default Emission Factor
Pella Peaking | 7971_G_7 | 7971 | G | 7 |  | Combustion Turbine | MIS_MIDA | Iowa | Marion | 1.8 | 2003 | 9999 |  |  |  | 7.2573 | Default Emission Factor
Pella Peaking | 7971_G_8 | 7971 | G | 8 |  | Combustion Turbine | MIS_MIDA | Iowa | Marion | 1.8 | 2003 | 9999 |  |  |  | 7.2573 | Default Emission Factor
Pella Peaking | 7971_G_9 | 7971 | G | 9 |  | Combustion Turbine | MIS_MIDA | Iowa | Marion | 1.8 | 2003 | 9999 |  |  |  | 7.2573 | Default Emission Factor
Sumpter | 7972_G_1 | 7972 | G | 1 | 9882 | Combustion Turbine | MIS_LMI | Michigan | Wayne | 77 | 2002 | 9999 | 2019 | 15.83 | 68674.0629 | 0.46102 | NEI 2019
Sumpter | 7972_G_2 | 7972 | G | 2 | 9883 | Combustion Turbine | MIS_LMI | Michigan | Wayne | 77.5 | 2002 | 9999 | 2019 | 10.725 | 69119.9984 | 0.31033 | NEI 2019
Sumpter | 7972_G_3 | 7972 | G | 3 | 9884 | Combustion Turbine | MIS_LMI | Michigan | Wayne | 76.6 | 2002 | 9999 | 2019 | 10.1 | 68317.3145 | 0.29568 | NEI 2019
Sumpter | 7972_G_4 | 7972 | G | 4 | 9885 | Combustion Turbine | MIS_LMI | Michigan | Wayne | 77.3 | 2002 | 9999 | 2019 | 12.065 | 68941.6242 | 0.35001 | NEI 2019
Sharpe | 7973_G_1 | 7973 | G | 1 |  | Combustion Turbine | SPP_N | Kansas | Coffey | 2 | 2002 | 9999 |  |  |  | 7.2573 | Default Emission Factor
Sharpe | 7973_G_10 | 7973 | G | 10 |  | Combustion Turbine | SPP_N | Kansas | Coffey | 2 | 2002 | 9999 |  |  |  | 7.2573 | Default Emission Factor
Sharpe | 7973_G_2 | 7973 | G | 2 |  | Combustion Turbine | SPP_N | Kansas | Coffey | 2 | 2002 | 9999 |  |  |  | 7.2573 | Default Emission Factor
Sharpe | 7973_G_3 | 7973 | G | 3 |  | Combustion Turbine | SPP_N | Kansas | Coffey | 2 | 2002 | 9999 |  |  |  | 7.2573 | Default Emission Factor
Sharpe | 7973_G_4 | 7973 | G | 4 |  | Combustion Turbine | SPP_N | Kansas | Coffey | 2 | 2002 | 9999 |  |  |  | 7.2573 | Default Emission Factor
Sharpe | 7973_G_5 | 7973 | G | 5 |  | Combustion Turbine | SPP_N | Kansas | Coffey | 2 | 2002 | 9999 |  |  |  | 7.2573 | Default Emission Factor
Sharpe | 7973_G_6 | 7973 | G | 6 |  | Combustion Turbine | SPP_N | Kansas | Coffey | 2 | 2002 | 9999 |  |  |  | 7.2573 | Default Emission Factor
Sharpe | 7973_G_7 | 7973 | G | 7 |  | Combustion Turbine | SPP_N | Kansas | Coffey | 2 | 2002 | 9999 |  |  |  | 7.2573 | Default Emission Factor
Sharpe | 7973_G_8 | 7973 | G | 8 |  | Combustion Turbine | SPP_N | Kansas | Coffey | 2 | 2002 | 9999 |  |  |  | 7.2573 | Default Emission Factor
Sharpe | 7973_G_9 | 7973 | G | 9 |  | Combustion Turbine | SPP_N | Kansas | Coffey | 2 | 2002 | 9999 |  |  |  | 7.2573 | Default Emission Factor
Pyramid | 7975_G_1 | 7975 | G | 1 | 9287 | Combustion Turbine | WECC_NM | New Mexico | Hidalgo | 39.5 | 2003 | 9999 | 2019 | 24 | 68446.5 | 0.70128 | NEI 2019
Pyramid | 7975_G_2 | 7975 | G | 2 | 9288 | Combustion Turbine | WECC_NM | New Mexico | Hidalgo | 39.5 | 2003 | 9999 | 2019 | 16.8 | 68446.5 | 0.49089 | NEI 2019
Pyramid | 7975_G_3 | 7975 | G | 3 | 9289 | Combustion Turbine | WECC_NM | New Mexico | Hidalgo | 39.5 | 2003 | 9999 | 2019 | 7.5 | 68446.5 | 0.21915 | NEI 2019
Pyramid | 7975_G_4 | 7975 | G | 4 | 9290 | Combustion Turbine | WECC_NM | New Mexico | Hidalgo | 39.5 | 2003 | 9999 | 2019 | 15.2 | 68446.5 | 0.44414 | NEI 2019
Mulvane 2 | 7976_G_10 | 7976 | G | 10 |  | Combustion Turbine | SPP_N | Kansas | Sedgwick | 3.8 | 2003 | 9999 |  |  |  | 7.2573 | Default Emission Factor
Mulvane 2 | 7976_G_11 | 7976 | G | 11 |  | Combustion Turbine | SPP_N | Kansas | Sedgwick | 3.8 | 2003 | 9999 |  |  |  | 7.2573 | Default Emission Factor
Mulvane 2 | 7976_G_9 | 7976 | G | 9 |  | Combustion Turbine | SPP_N | Kansas | Sedgwick | 1 | 2003 | 9999 |  |  |  | 7.2573 | Default Emission Factor
Granite Falls 2 | 7977_G_1 | 7977 | G | 1 |  | Combustion Turbine | MIS_MNWI | Minnesota | Yellow Medicine | 2 | 2003 | 9999 |  |  |  | 7.2573 | Default Emission Factor
Granite Falls 2 | 7977_G_2 | 7977 | G | 2 |  | Combustion Turbine | MIS_MNWI | Minnesota | Yellow Medicine | 2 | 2003 | 9999 |  |  |  | 7.2573 | Default Emission Factor
Granite Falls 2 | 7977_G_3 | 7977 | G | 3 |  | Combustion Turbine | MIS_MNWI | Minnesota | Yellow Medicine | 2 | 2003 | 9999 |  |  |  | 7.2573 | Default Emission Factor
Mill Creek (SC) | 7981_G_1 | 7981 | G | 1 | 9192 | Combustion Turbine | S_VACA | South Carolina | Cherokee | 71 | 2002 | 9999 | 2019 | 1.4521 | 9218.7762 | 0.31504 | NEI 2019
Mill Creek (SC) | 7981_G_2 | 7981 | G | 2 | 9193 | Combustion Turbine | S_VACA | South Carolina | Cherokee | 70 | 2002 | 9999 | 2019 | 1.5429 | 9088.9343 | 0.33951 | NEI 2019
Mill Creek (SC) | 7981_G_3 | 7981 | G | 3 | 9194 | Combustion Turbine | S_VACA | South Carolina | Cherokee | 71 | 2002 | 9999 | 2019 | 1.5789 | 9218.7762 | 0.34253 | NEI 2019
Mill Creek (SC) | 7981_G_4 | 7981 | G | 4 | 9195 | Combustion Turbine | S_VACA | South Carolina | Cherokee | 70 | 2002 | 9999 | 2019 | 1.5578 | 9088.9343 | 0.34279 | NEI 2019
Mill Creek (SC) | 7981_G_5 | 7981 | G | 5 | 9196 | Combustion Turbine | S_VACA | South Carolina | Cherokee | 69 | 2003 | 9999 | 2017 | 1.3812 | 5740.9716 | 0.48117 | NEI 2019
Mill Creek (SC) | 7981_G_6 | 7981 | G | 6 | 9197 | Combustion Turbine | S_VACA | South Carolina | Cherokee | 71 | 2003 | 9999 | 2017 | 1.4298 | 5907.3766 | 0.48406 | NEI 2019
Mill Creek (SC) | 7981_G_7 | 7981 | G | 7 | 9198 | Combustion Turbine | S_VACA | South Carolina | Cherokee | 70 | 2003 | 9999 | 2017 | 1.4596 | 5824.1741 | 0.50121 | NEI 2019
Mill Creek (SC) | 7981_G_8 | 7981 | G | 8 | 9199 | Combustion Turbine | S_VACA | South Carolina | Cherokee | 71 | 2003 | 9999 | 2019 | 1.4742 | 9218.7762 | 0.31984 | NEI 2019
South Generation | 7982_G_3 | 7982 | G | 3 |  | Combustion Turbine | MIS_MNWI | Minnesota | Redwood | 2 | 2003 | 9999 | 2017 | 0.03941 | 33.5484 | 2.3494 | NEI 2019
South Generation | 7982_G_4 | 7982 | G | 4 |  | Combustion Turbine | MIS_MNWI | Minnesota | Redwood | 2 | 2003 | 9999 | 2017 | 0.03233 | 33.5484 | 1.9274 | NEI 2019
South Generation | 7982_G_5 | 7982 | G | 5 |  | Combustion Turbine | MIS_MNWI | Minnesota | Redwood | 2.2 | 2003 | 9999 | 2017 | 0.04031 | 36.9032 | 2.1846 | NEI 2019
Kalkaska CT #1 | 7984_G_001 | 7984 | G | 001 | 9291 | Combustion Turbine | MIS_LMI | Michigan | Kalkaska | 47.3 | 2002 | 9999 | 2019 | 9.88 | 25391 | 0.77823 | NEI 2019
Greater Des Moines | 7985_G_GT1 | 7985 | G | GT1 | 9886 | Combined Cycle | MIS_MIDA | Iowa | Polk | 155.4 | 2003 | 9999 | 2019 | 24.5 | 132083 | 0.23117 | NEI 2019
Greater Des Moines | 7985_G_GT2 | 7985 | G | GT2 | 9887 | Combined Cycle | MIS_MIDA | Iowa | Polk | 154.4 | 2003 | 9999 | 2019 | 26.2 | 143620 | 0.23117 | NEI 2019
Greater Des Moines | 7985_G_ST1 | 7985 | G | ST1 | 9886 | Combined Cycle | MIS_MIDA | Iowa | Polk | 179 | 2004 | 9999 |  |  |  | 0.23117 | NEI 2019
Lake One | 7987_G_L1 | 7987 | G | L1 | 9888 | Combustion Turbine | WEC_LADW | California | Los Angeles | 48 | 2002 | 9999 |  |  |  | 0.72922 | Default Emission Factor
Silver Creek | 7988_G_1 | 7988 | G | 1 | 88205 | Combustion Turbine | MIS_MS | Mississippi | Jefferson Davis | 75 | 2003 | 9999 | 2017 | 27.34 | 37502.6667 | 1.458 | NEI 2019
Silver Creek | 7988_G_2 | 7988 | G | 2 | 88206 | Combustion Turbine | MIS_MS | Mississippi | Jefferson Davis | 75 | 2004 | 9999 | 2017 | 23.39 | 37502.6667 | 1.2474 | NEI 2019
Silver Creek | 7988_G_3 | 7988 | G | 3 | 88207 | Combustion Turbine | MIS_MS | Mississippi | Jefferson Davis | 75 | 2005 | 9999 | 2019 | 22.47 | 15209.6667 | 2.9547 | NEI 2019
Sylvarena | 7989_G_1 | 7989 | G | 1 | 88208 | Combustion Turbine | MIS_MS | Mississippi | Smith | 43 | 2003 | 9999 | 2019 | 28.0448 | 66513.6667 | 0.84328 | NEI 2019
Sylvarena | 7989_G_2 | 7989 | G | 2 | 88209 | Combustion Turbine | MIS_MS | Mississippi | Smith | 43 | 2003 | 9999 | 2019 | 26.9989 | 66513.6667 | 0.81183 | NEI 2019
Sylvarena | 7989_G_3 | 7989 | G | 3 | 88210 | Combustion Turbine | MIS_MS | Mississippi | Smith | 43 | 2003 | 9999 | 2019 | 26.6138 | 66513.6667 | 0.80025 | NEI 2019
Altamont | 7990_G_1 | 7990 | G | 1 |  | Combustion Turbine | MIS_IL | Illinois | Effingham | 1.8 | 2002 | 9999 |  |  |  | 7.2573 | Default Emission Factor
Altamont | 7990_G_2 | 7990 | G | 2 |  | Combustion Turbine | MIS_IL | Illinois | Effingham | 1.8 | 2002 | 9999 |  |  |  | 7.2573 | Default Emission Factor
Altamont | 7990_G_3 | 7990 | G | 3 |  | Combustion Turbine | MIS_IL | Illinois | Effingham | 1.8 | 2002 | 9999 |  |  |  | 7.2573 | Default Emission Factor
Altamont | 7990_G_4 | 7990 | G | 4 |  | Combustion Turbine | MIS_IL | Illinois | Effingham | 1.8 | 2006 | 9999 |  |  |  | 7.2573 | Default Emission Factor
West Campus Cogeneration Facility | 7991_G_1 | 7991 | G | 1 | 10043 | Combined Cycle | MIS_WUMS | Wisconsin | Dane | 31.6 | 2005 | 9999 |  |  |  | 0.09348 | NEI 2019
West Campus Cogeneration Facility | 7991_G_CT2 | 7991 | G | CT2 | 10044 | Combined Cycle | MIS_WUMS | Wisconsin | Dane | 32 | 2005 | 9999 | 2019 | 7.34 | 114190 | 0.09348 | NEI 2019
West Campus Cogeneration Facility | 7991_G_STG1 | 7991 | G | STG1 | 10043 | Combined Cycle | MIS_WUMS | Wisconsin | Dane | 66.5 | 2005 | 9999 | 2017 | 6.93 | 191104 | 0.09348 | NEI 2019
Airport Industrial | 7995_G_IC1 | 7995 | G | IC1 |  | Combustion Turbine | WECC_CO | Colorado | Pueblo | 2.5 | 2002 | 9999 |  |  |  | 7.2573 | Default Emission Factor
Airport Industrial | 7995_G_IC2 | 7995 | G | IC2 |  | Combustion Turbine | WECC_CO | Colorado | Pueblo | 2.5 | 2002 | 9999 |  |  |  | 7.2573 | Default Emission Factor
Airport Industrial | 7995_G_IC3 | 7995 | G | IC3 |  | Combustion Turbine | WECC_CO | Colorado | Pueblo | 2.5 | 2002 | 9999 |  |  |  | 7.2573 | Default Emission Factor
Airport Industrial | 7995_G_IC4 | 7995 | G | IC4 |  | Combustion Turbine | WECC_CO | Colorado | Pueblo | 2.5 | 2002 | 9999 |  |  |  | 7.2573 | Default Emission Factor
Winston | 7997_G_WD01 | 7997 | G | WD01 |  | Combustion Turbine | FRCC | Florida | Polk | 2.5 | 2001 | 9999 |  |  |  | 7.2573 | Default Emission Factor
Winston | 7997_G_WD02 | 7997 | G | WD02 |  | Combustion Turbine | FRCC | Florida | Polk | 2.5 | 2001 | 9999 |  |  |  | 7.2573 | Default Emission Factor
Winston | 7997_G_WD03 | 7997 | G | WD03 |  | Combustion Turbine | FRCC | Florida | Polk | 2.5 | 2001 | 9999 |  |  |  | 7.2573 | Default Emission Factor
Winston | 7997_G_WD04 | 7997 | G | WD04 |  | Combustion Turbine | FRCC | Florida | Polk | 2.5 | 2001 | 9999 |  |  |  | 7.2573 | Default Emission Factor
Winston | 7997_G_WD05 | 7997 | G | WD05 |  | Combustion Turbine | FRCC | Florida | Polk | 2.5 | 2001 | 9999 |  |  |  | 7.2573 | Default Emission Factor
Winston | 7997_G_WD06 | 7997 | G | WD06 |  | Combustion Turbine | FRCC | Florida | Polk | 2.5 | 2001 | 9999 |  |  |  | 7.2573 | Default Emission Factor
Winston | 7997_G_WD07 | 7997 | G | WD07 |  | Combustion Turbine | FRCC | Florida | Polk | 2.5 | 2001 | 9999 |  |  |  | 7.2573 | Default Emission Factor
Winston | 7997_G_WD08 | 7997 | G | WD08 |  | Combustion Turbine | FRCC | Florida | Polk | 2.5 | 2001 | 9999 |  |  |  | 7.2573 | Default Emission Factor
Winston | 7997_G_WD09 | 7997 | G | WD09 |  | Combustion Turbine | FRCC | Florida | Polk | 2.5 | 2001 | 9999 |  |  |  | 7.2573 | Default Emission Factor
Winston | 7997_G_WD10 | 7997 | G | WD10 |  | Combustion Turbine | FRCC | Florida | Polk | 2.5 | 2001 | 9999 |  |  |  | 7.2573 | Default Emission Factor
Winston | 7997_G_WD11 | 7997 | G | WD11 |  | Combustion Turbine | FRCC | Florida | Polk | 2.5 | 2001 | 9999 |  |  |  | 7.2573 | Default Emission Factor
Winston | 7997_G_WD12 | 7997 | G | WD12 |  | Combustion Turbine | FRCC | Florida | Polk | 2.5 | 2001 | 9999 |  |  |  | 7.2573 | Default Emission Factor
Winston | 7997_G_WD13 | 7997 | G | WD13 |  | Combustion Turbine | FRCC | Florida | Polk | 2.5 | 2001 | 9999 |  |  |  | 7.2573 | Default Emission Factor
Winston | 7997_G_WD14 | 7997 | G | WD14 |  | Combustion Turbine | FRCC | Florida | Polk | 2.5 | 2001 | 9999 |  |  |  | 7.2573 | Default Emission Factor
Winston | 7997_G_WD15 | 7997 | G | WD15 |  | Combustion Turbine | FRCC | Florida | Polk | 2.5 | 2001 | 9999 |  |  |  | 7.2573 | Default Emission Factor
Winston | 7997_G_WD16 | 7997 | G | WD16 |  | Combustion Turbine | FRCC | Florida | Polk | 2.5 | 2001 | 9999 |  |  |  | 7.2573 | Default Emission Factor
Winston | 7997_G_WD17 | 7997 | G | WD17 |  | Combustion Turbine | FRCC | Florida | Polk | 2.5 | 2001 | 9999 |  |  |  | 7.2573 | Default Emission Factor
Winston | 7997_G_WD18 | 7997 | G | WD18 |  | Combustion Turbine | FRCC | Florida | Polk | 2.5 | 2001 | 9999 |  |  |  | 7.2573 | Default Emission Factor
Winston | 7997_G_WD19 | 7997 | G | WD19 |  | Combustion Turbine | FRCC | Florida | Polk | 2.5 | 2001 | 9999 |  |  |  | 7.2573 | Default Emission Factor
Winston | 7997_G_WD20 | 7997 | G | WD20 |  | Combustion Turbine | FRCC | Florida | Polk | 2.5 | 2001 | 9999 |  |  |  | 7.2573 | Default Emission Factor
Grays Harbor Energy Facility | 7999_G_CT1 | 7999 | G | CT1 | 89846 | Combined Cycle | WECC_PNW | Washington | Grays Harbor | 151 | 2008 | 9999 | 2019 | 5.1 | 1022011 | 0.00499 | NEI 2019
Grays Harbor Energy Facility | 7999_G_CT2 | 7999 | G | CT2 | 89847 | Combined Cycle | WECC_PNW | Washington | Grays Harbor | 153 | 2008 | 9999 | 2019 | 3.4 | 1026667 | 0.00499 | NEI 2019
Grays Harbor Energy Facility | 7999_G_ST1 | 7999 | G | ST1 | 89846 | Combined Cycle | WECC_PNW | Washington | Grays Harbor | 300 | 2008 | 9999 |  |  |  | 0.00499 | NEI 2019
Beatrice | 8000_G_CT1 | 8000 | G | CT1 | 88088 | Combined Cycle | SPP_NEBR | Nebraska | Gage | 69 | 2005 | 9999 | 2019 | 1.5189 | 456737 | 0.00866 | NEI 2019
Beatrice | 8000_G_CT2 | 8000 | G | CT2 | 88089 | Combined Cycle | SPP_NEBR | Nebraska | Gage | 68 | 2005 | 9999 | 2019 | 1.2418 | 180637 | 0.00866 | NEI 2019
Beatrice | 8000_G_ST1 | 8000 | G | ST1 | 88088 | Combined Cycle | SPP_NEBR | Nebraska | Gage | 83 | 2005 | 9999 |  |  |  | 0.00866 | NEI 2019
Holtsville | 8007_G_1 | 8007 | G | 1 | 3402 | Combustion Turbine | NY_Z_K | New York | Suffolk | 55.5 | 1974 | 9999 | 2019 | 0.53087 | 19721 | 0.05384 | NEI 2019
Holtsville | 8007_G_10 | 8007 | G | 10 | 3411 | Combustion Turbine | NY_Z_K | New York | Suffolk | 54.1 | 1975 | 9999 |  |  |  | 0.05384 | NEI 2019
Holtsville | 8007_G_2 | 8007 | G | 2 | 3403 | Combustion Turbine | NY_Z_K | New York | Suffolk | 55.6 | 1974 | 9999 |  |  |  | 0.05384 | NEI 2019
Holtsville | 8007_G_3 | 8007 | G | 3 | 3404 | Combustion Turbine | NY_Z_K | New York | Suffolk | 51 | 1974 | 9999 |  |  |  | 0.05384 | NEI 2019
Holtsville | 8007_G_4 | 8007 | G | 4 | 3405 | Combustion Turbine | NY_Z_K | New York | Suffolk | 52.4 | 1974 | 9999 |  |  |  | 0.05384 | NEI 2019
Holtsville | 8007_G_5 | 8007 | G | 5 | 3406 | Combustion Turbine | NY_Z_K | New York | Suffolk | 53.4 | 1974 | 9999 |  |  |  | 0.05384 | NEI 2019
Holtsville | 8007_G_6 | 8007 | G | 6 | 3407 | Combustion Turbine | NY_Z_K | New York | Suffolk | 50.4 | 1975 | 9999 |  |  |  | 0.05384 | NEI 2019
Holtsville | 8007_G_7 | 8007 | G | 7 | 3408 | Combustion Turbine | NY_Z_K | New York | Suffolk | 49.2 | 1975 | 9999 |  |  |  | 0.05384 | NEI 2019
Holtsville | 8007_G_8 | 8007 | G | 8 | 3409 | Combustion Turbine | NY_Z_K | New York | Suffolk | 55.4 | 1975 | 9999 |  |  |  | 0.05384 | NEI 2019
Holtsville | 8007_G_9 | 8007 | G | 9 | 3410 | Combustion Turbine | NY_Z_K | New York | Suffolk | 55.3 | 1975 | 9999 |  |  |  | 0.05384 | NEI 2019
Mickleton Station | 8008_G_MICK | 8008 | G | MICK | 3422 | Combustion Turbine | PJM_EMAC | New Jersey | Gloucester | 64.9 | 1974 | 9999 | 2019 | 0.14 | 59 | 4.7458 | NEI 2019
Murray Turbine | 8010_G_1 | 8010 | G | 1 |  | Combustion Turbine | WECC_UT | Utah | Salt Lake | 12 | 2001 | 9999 | 2017 | 0.30205 | 475 | 1.2718 | NEI 2019
Murray Turbine | 8010_G_2 | 8010 | G | 2 |  | Combustion Turbine | WECC_UT | Utah | Salt Lake | 12 | 2001 | 9999 | 2017 | 0.071178 | 475 | 0.2997 | NEI 2019
Murray Turbine | 8010_G_3 | 8010 | G | 3 |  | Combustion Turbine | WECC_UT | Utah | Salt Lake | 12 | 2002 | 9999 | 2017 | 0.34939 | 475 | 1.4711 | NEI 2019
Croydon CT Generating Station | 8012_G_11 | 8012 | G | 11 | 3423 | Combustion Turbine | PJM_EMAC | Pennsylvania | Bucks | 49 | 1974 | 9999 | 2019 | 0.0078 | 332.0972 | 0.04697 | NEI 2019
Croydon CT Generating Station | 8012_G_12 | 8012 | G | 12 | 3424 | Combustion Turbine | PJM_EMAC | Pennsylvania | Bucks | 49 | 1974 | 9999 | 2019 | 0.005 | 332.0972 | 0.03011 | NEI 2019
Croydon CT Generating Station | 8012_G_21 | 8012 | G | 21 | 3425 | Combustion Turbine | PJM_EMAC | Pennsylvania | Bucks | 49 | 1974 | 9999 | 2017 | 0.0064 | 1139.6573 | 0.01123 | NEI 2019
Croydon CT Generating Station | 8012_G_22 | 8012 | G | 22 | 3426 | Combustion Turbine | PJM_EMAC | Pennsylvania | Bucks | 49 | 1974 | 9999 | 2019 | 0.0086 | 332.0972 | 0.05179 | NEI 2019
Croydon CT Generating Station | 8012_G_31 | 8012 | G | 31 | 3427 | Combustion Turbine | PJM_EMAC | Pennsylvania | Bucks | 49 | 1974 | 9999 | 2019 | 0.008 | 332.0972 | 0.04818 | NEI 2019
Croydon CT Generating Station | 8012_G_32 | 8012 | G | 32 | 3428 | Combustion Turbine | PJM_EMAC | Pennsylvania | Bucks | 48 | 1974 | 9999 | 2019 | 0.0028 | 325.3197 | 0.01721 | NEI 2019
Croydon CT Generating Station | 8012_G_41 | 8012 | G | 41 | 3429 | Combustion Turbine | PJM_EMAC | Pennsylvania | Bucks | 49 | 1974 | 9999 | 2019 | 0.009 | 332.0972 | 0.0542 | NEI 2019
Croydon CT Generating Station | 8012_G_42 | 8012 | G | 42 | 3430 | Combustion Turbine | PJM_EMAC | Pennsylvania | Bucks | 49 | 1974 | 9999 | 2019 | 0.0088 | 332.0972 | 0.053 | NEI 2019
Winter | 8013_G_IC 1 | 8013 | G | IC 1 |  | Combustion Turbine | MIS_MNWI | Wisconsin | Sawyer | 2.8 | 2002 | 9999 |  |  |  | 7.2573 | Default Emission Factor
Winter | 8013_G_IC 2 | 8013 | G | IC 2 |  | Combustion Turbine | MIS_MNWI | Wisconsin | Sawyer | 2.8 | 2002 | 9999 |  |  |  | 7.2573 | Default Emission Factor
Paragould Reciprocating | 8015_G_011 | 8015 | G | 011 |  | Combustion Turbine | SPP_WEST | Arkansas | Greene | 6 | 2001 | 9999 |  |  |  | 3.2013 | Default Emission Factor
Paragould Reciprocating | 8015_G_021 | 8015 | G | 021 |  | Combustion Turbine | SPP_WEST | Arkansas | Greene | 6 | 2001 | 9999 |  |  |  | 3.2013 | Default Emission Factor
Paragould Reciprocating | 8015_G_031 | 8015 | G | 031 |  | Combustion Turbine | SPP_WEST | Arkansas | Greene | 6 | 2001 | 9999 |  |  |  | 3.2013 | Default Emission Factor
Factory | 8016_G_1 | 8016 | G | 1 | 9200 | Combustion Turbine | MIS_IL | Illinois | Sangamon | 18 | 1973 | 9999 |  |  |  | 0.75865 | Default Emission Factor
Portage | 8019_G_1 | 8019 | G | 1 |  | Combustion Turbine | MIS_WUMS | Michigan | Houghton | 17.4 | 1973 | 9999 |  |  |  | 0.75865 | Default Emission Factor
Baldwin City Plant No 2 | 8020_G_7 | 8020 | G | 7 |  | Combustion Turbine | SPP_N | Kansas | Douglas | 3 | 2004 | 9999 |  |  |  | 3.2013 | Default Emission Factor
Baldwin City Plant No 2 | 8020_G_8 | 8020 | G | 8 |  | Combustion Turbine | SPP_N | Kansas | Douglas | 3 | 2004 | 9999 |  |  |  | 3.2013 | Default Emission Factor
Boulder Park | 8022_G_1 | 8022 | G | 1 |  | Combustion Turbine | WECC_PNW | Washington | Spokane | 4.1 | 2002 | 9999 |  |  |  | 3.2013 | Default Emission Factor
Boulder Park | 8022_G_2 | 8022 | G | 2 |  | Combustion Turbine | WECC_PNW | Washington | Spokane | 4.1 | 2002 | 9999 |  |  |  | 3.2013 | Default Emission Factor
Boulder Park | 8022_G_3 | 8022 | G | 3 |  | Combustion Turbine | WECC_PNW | Washington | Spokane | 4.1 | 2002 | 9999 |  |  |  | 3.2013 | Default Emission Factor
Boulder Park | 8022_G_4 | 8022 | G | 4 |  | Combustion Turbine | WECC_PNW | Washington | Spokane | 4.1 | 2002 | 9999 |  |  |  | 3.2013 | Default Emission Factor
Boulder Park | 8022_G_5 | 8022 | G | 5 |  | Combustion Turbine | WECC_PNW | Washington | Spokane | 4.1 | 2002 | 9999 |  |  |  | 3.2013 | Default Emission Factor
Boulder Park | 8022_G_6 | 8022 | G | 6 |  | Combustion Turbine | WECC_PNW | Washington | Spokane | 4.1 | 2002 | 9999 |  |  |  | 3.2013 | Default Emission Factor
Hartzog | 8026_G_1 | 8026 | G | 1 |  | Combustion Turbine | WECC_WY | Wyoming | Campbell | 5 | 2002 | 9999 |  |  |  | 0.72922 | Default Emission Factor
Hartzog | 8026_G_2 | 8026 | G | 2 |  | Combustion Turbine | WECC_WY | Wyoming | Campbell | 5 | 2002 | 9999 |  |  |  | 0.72922 | Default Emission Factor
Hartzog | 8026_G_3 | 8026 | G | 3 |  | Combustion Turbine | WECC_WY | Wyoming | Campbell | 5 | 2002 | 9999 |  |  |  | 0.72922 | Default Emission Factor
Blue Lake | 8027_G_1 | 8027 | G | 1 | 89763 | Combustion Turbine | MIS_MNWI | Minnesota | Scott | 39 | 1974 | 2024 | 2017 | 0.002654 | 6880.2715 | 0.00077 | NEI 2019
Blue Lake | 8027_G_2 | 8027 | G | 2 | 89764 | Combustion Turbine | MIS_MNWI | Minnesota | Scott | 39 | 1974 | 2024 | 2019 | 0.01006 | 5768.298 | 0.00349 | NEI 2019
Blue Lake | 8027_G_3 | 8027 | G | 3 | 89765 | Combustion Turbine | MIS_MNWI | Minnesota | Scott | 36 | 1974 | 2024 | 2017 | 0.03392 | 6351.0199 | 0.01068 | NEI 2019
Blue Lake | 8027_G_4 | 8027 | G | 4 | 89766 | Combustion Turbine | MIS_MNWI | Minnesota | Scott | 39 | 1974 | 2024 | 2017 | 0.008896 | 6880.2715 | 0.00259 | NEI 2019
Blue Lake | 8027_G_7 | 8027 | G | 7 | 89378 | Combustion Turbine | MIS_MNWI | Minnesota | Scott | 150 | 2005 | 9999 | 2019 | 6.189 | 22185.7616 | 0.55793 | NEI 2019
Blue Lake | 8027_G_8 | 8027 | G | 8 | 89379 | Combustion Turbine | MIS_MNWI | Minnesota | Scott | 150 | 2005 | 9999 | 2019 | 2.994 | 22185.7616 | 0.2699 | NEI 2019
Arvada | 8028_G_1 | 8028 | G | 1 |  | Combustion Turbine | WECC_WY | Wyoming | Sheridan | 5 | 2002 | 9999 |  |  |  | 0.72922 | Default Emission Factor
Arvada | 8028_G_2 | 8028 | G | 2 |  | Combustion Turbine | WECC_WY | Wyoming | Sheridan | 5 | 2002 | 9999 |  |  |  | 0.72922 | Default Emission Factor
Arvada | 8028_G_3 | 8028 | G | 3 |  | Combustion Turbine | WECC_WY | Wyoming | Sheridan | 5 | 2002 | 9999 |  |  |  | 0.72922 | Default Emission Factor
Sycamore (IA) | 8029_G_1 | 8029 | G | 1 | 90084 | Combustion Turbine | MIS_MIDA | Iowa | Polk | 76.2 | 1974 | 9999 | 2019 | 0.78287 | 672.7705 | 2.3273 | NEI 2019
Sycamore (IA) | 8029_G_2 | 8029 | G | 2 | 90085 | Combustion Turbine | MIS_MIDA | Iowa | Polk | 74.1 | 1974 | 9999 | 2019 | 0.54742 | 654.2295 | 1.6735 | NEI 2019
Barber Creek | 8030_G_1 | 8030 | G | 1 |  | Combustion Turbine | WECC_WY | Wyoming | Campbell | 5 | 2002 | 9999 |  |  |  | 0.72922 | Default Emission Factor
Barber Creek | 8030_G_2 | 8030 | G | 2 |  | Combustion Turbine | WECC_WY | Wyoming | Campbell | 5 | 2002 | 9999 |  |  |  | 0.72922 | Default Emission Factor
Barber Creek | 8030_G_3 | 8030 | G | 3 |  | Combustion Turbine | WECC_WY | Wyoming | Campbell | 5 | 2002 | 9999 |  |  |  | 0.72922 | Default Emission Factor
Emery Station | 8031_G_11 | 8031 | G | 11 | 88332 | Combined Cycle | MIS_IA | Iowa | Cerro Gordo | 143.4 | 2004 | 9999 | 2019 | 10.51 | 661869 | 0.01805 | NEI 2019
Emery Station | 8031_G_12 | 8031 | G | 12 | 88333 | Combined Cycle | MIS_IA | Iowa | Cerro Gordo | 144.4 | 2004 | 9999 | 2019 | 12.61 | 873802 | 0.01805 | NEI 2019
Emery Station | 8031_G_ST1 | 8031 | G | ST1 | 88332 | Combined Cycle | MIS_IA | Iowa | Cerro Gordo | 231 | 2004 | 9999 |  |  |  | 0.01805 | NEI 2019
Yankton | 8034_G_1 | 8034 | G | 1 |  | Combustion Turbine | SPP_WAUE | South Dakota | Yankton | 2.2 | 1974 | 9999 |  |  |  | 3.2013 | Default Emission Factor
Yankton | 8034_G_2 | 8034 | G | 2 |  | Combustion Turbine | SPP_WAUE | South Dakota | Yankton | 2.8 | 1974 | 9999 |  |  |  | 7.2573 | Default Emission Factor
Yankton | 8034_G_4 | 8034 | G | 4 |  | Combustion Turbine | SPP_WAUE | South Dakota | Yankton | 2 | 1963 | 9999 |  |  |  | 7.2573 | Default Emission Factor
Clifton | 8037_G_2 | 8037 | G | 2 |  | Combustion Turbine | SPP_N | Kansas | Washington | 2.5 | 1974 | 9999 | 2019 | 0.048322 | 10 | 9.6645 | NEI 2019
Intercession City | 8049_G_P1 | 8049 | G | P1 |  | Combustion Turbine | FRCC | Florida | Osceola | 47 | 1974 | 9999 | 2019 | 0.025624 | 17802.7697 | 0.00288 | NEI 2019
Intercession City | 8049_G_P10 | 8049 | G | P10 | 3440 | Combustion Turbine | FRCC | Florida | Osceola | 78 | 1993 | 9999 | 2019 | 1.206 | 29545.0221 | 0.08164 | NEI 2019
Intercession City | 8049_G_P11 | 8049 | G | P11 | 3441 | Combustion Turbine | FRCC | Florida | Osceola | 140 | 1997 | 9999 | 2019 | 0.051273 | 53029.5268 | 0.00193 | NEI 2019
Intercession City | 8049_G_P12 | 8049 | G | P12 | 3442 | Combustion Turbine | FRCC | Florida | Osceola | 73 | 2000 | 9999 | 2019 | 12.1323 | 27651.1104 | 0.87753 | NEI 2019
Intercession City | 8049_G_P13 | 8049 | G | P13 | 3443 | Combustion Turbine | FRCC | Florida | Osceola | 75 | 2000 | 9999 | 2019 | 14.1337 | 28408.6751 | 0.99502 | NEI 2019
Intercession City | 8049_G_P14 | 8049 | G | P14 | 3444 | Combustion Turbine | FRCC | Florida | Osceola | 72 | 2000 | 9999 | 2019 | 3.345 | 27272.3281 | 0.24531 | NEI 2019
Intercession City | 8049_G_P2 | 8049 | G | P2 |  | Combustion Turbine | FRCC | Florida | Osceola | 46 | 1974 | 9999 | 2019 | 0.041927 | 17423.9874 | 0.00481 | NEI 2019
Intercession City | 8049_G_P3 | 8049 | G | P3 |  | Combustion Turbine | FRCC | Florida | Osceola | 46 | 1974 | 9999 | 2019 | 0.040596 | 17423.9874 | 0.00466 | NEI 2019
Intercession City | 8049_G_P4 | 8049 | G | P4 |  | Combustion Turbine | FRCC | Florida | Osceola | 46 | 1974 | 9999 | 2019 | 0.020724 | 17423.9874 | 0.00238 | NEI 2019
Intercession City | 8049_G_P5 | 8049 | G | P5 |  | Combustion Turbine | FRCC | Florida | Osceola | 45 | 1974 | 9999 | 2019 | 0.023683 | 17045.205 | 0.00278 | NEI 2019
Intercession City | 8049_G_P6 | 8049 | G | P6 |  | Combustion Turbine | FRCC | Florida | Osceola | 47 | 1974 | 9999 | 2019 | 0.027569 | 17802.7697 | 0.0031 | NEI 2019
Intercession City | 8049_G_P7 | 8049 | G | P7 | 3445 | Combustion Turbine | FRCC | Florida | Osceola | 78 | 1993 | 9999 | 2019 | 0.62088 | 29545.0221 | 0.04203 | NEI 2019
Intercession City | 8049_G_P8 | 8049 | G | P8 | 3446 | Combustion Turbine | FRCC | Florida | Osceola | 79 | 1993 | 9999 | 2019 | 1.1505 | 29923.8044 | 0.0769 | NEI 2019
Intercession City | 8049_G_P9 | 8049 | G | P9 | 3447 | Combustion Turbine | FRCC | Florida | Osceola | 79 | 1993 | 9999 | 2019 | 1.0083 | 29923.8044 | 0.06739 | NEI 2019
Pouch | 8053_G_N01 | 8053 | G | N01 | 8388 | Combustion Turbine | NY_Z_J | New York | Richmond | 46 | 2001 | 9999 | 2019 | 2.149 | 47443 | 0.09059 | NEI 2019
Waterford 1 & 2 | 8056_G_4 | 8056 | G | 4 | 91255 | Combustion Turbine | MIS_AMSO | Louisiana | St Charles | 32.5 | 2009 | 9999 |  |  |  | 0.75865 | Default Emission Factor
DeCordova Steam Electric Station | 8063_G_CT1 | 8063 | G | CT1 | 90028 | Combustion Turbine | ERC_REST | Texas | Hood | 71 | 1990 | 9999 | 2019 | 0.0664 | 5735.8936 | 0.02315 | NEI 2019
DeCordova Steam Electric Station | 8063_G_CT2 | 8063 | G | CT2 | 90029 | Combustion Turbine | ERC_REST | Texas | Hood | 70 | 1990 | 9999 | 2019 | 0.0369 | 5655.1064 | 0.01305 | NEI 2019
DeCordova Steam Electric Station | 8063_G_CT3 | 8063 | G | CT3 | 90030 | Combustion Turbine | ERC_REST | Texas | Hood | 70 | 1990 | 9999 | 2019 | 0.0361 | 5655.1064 | 0.01277 | NEI 2019
DeCordova Steam Electric Station | 8063_G_CT4 | 8063 | G | CT4 | 90031 | Combustion Turbine | ERC_REST | Texas | Hood | 71 | 1990 | 9999 | 2019 | 0.0467 | 5735.8936 | 0.01628 | NEI 2019
Fort Lupton | 8067_G_1 | 8067 | G | 1 |  | Combustion Turbine | WECC_CO | Colorado | Weld | 44 | 1972 | 2025 | 2017 | 0.65761 | 667 | 1.9718 | NEI 2019
Fort Lupton | 8067_G_2 | 8067 | G | 2 |  | Combustion Turbine | WECC_CO | Colorado | Weld | 44 | 1972 | 2025 | 2019 | 0.70464 | 4023.5 | 0.35026 | NEI 2019
Santan | 8068_G_ST1 | 8068 | G | ST1 |  | Combined Cycle | WECC_AZ | Arizona | Maricopa | 92 | 1974 | 9999 | 2019 | 8.5465 | 230302 | 0.07422 | NEI 2019
Santan | 8068_G_ST2 | 8068 | G | ST2 |  | Combined Cycle | WECC_AZ | Arizona | Maricopa | 92 | 1974 | 9999 | 2019 | 13.4074 | 288879 | 0.09282 | NEI 2019
Santan | 8068_G_ST3 | 8068 | G | ST3 |  | Combined Cycle | WECC_AZ | Arizona | Maricopa | 92 | 1974 | 9999 | 2019 | 16.3482 | 188757 | 0.17322 | NEI 2019
Santan | 8068_G_ST4 | 8068 | G | ST4 |  | Combined Cycle | WECC_AZ | Arizona | Maricopa | 92 | 1975 | 9999 | 2019 | 40.1677 | 304430 | 0.26389 | NEI 2019
Santan | 8068_G_ST5A | 8068 | G | ST5A | 10065 | Combined Cycle | WECC_AZ | Arizona | Maricopa | 151 | 2005 | 9999 | 2019 | 14.7347 | 2264138 | 0.01862 | NEI 2019
Santan | 8068_G_ST5B | 8068 | G | ST5B | 10066 | Combined Cycle | WECC_AZ | Arizona | Maricopa | 151 | 2005 | 9999 | 2019 | 15.4218 | 975893 | 0.01862 | NEI 2019
Santan | 8068_G_ST5S | 8068 | G | ST5S | 10065 | Combined Cycle | WECC_AZ | Arizona | Maricopa | 280 | 2005 | 9999 |  |  |  | 0.01862 | NEI 2019
Santan | 8068_G_ST6A | 8068 | G | ST6A | 10067 | Combined Cycle | WECC_AZ | Arizona | Maricopa | 151 | 2006 | 9999 | 2019 | 3.8904 | 1861224 | 0.00418 | NEI 2019
Santan | 8068_G_ST6S | 8068 | G | ST6S | 10067 | Combined Cycle | WECC_AZ | Arizona | Maricopa | 126 | 2006 | 9999 |  |  |  | 0.00418 | NEI 2019
Beaver | 8073_G_1 | 8073 | G | 1 |  | Combined Cycle | WECC_PNW | Oregon | Columbia | 54 | 1974 | 9999 |  |  |  | 0.32596 | NEI 2019
Beaver | 8073_G_2 | 8073 | G | 2 |  | Combined Cycle | WECC_PNW | Oregon | Columbia | 54 | 1974 | 9999 |  |  |  | 0.32596 | NEI 2019
Beaver | 8073_G_3 | 8073 | G | 3 |  | Combined Cycle | WECC_PNW | Oregon | Columbia | 54 | 1974 | 9999 |  |  |  | 0.32596 | NEI 2019
Beaver | 8073_G_4 | 8073 | G | 4 |  | Combined Cycle | WECC_PNW | Oregon | Columbia | 54 | 1974 | 9999 |  |  |  | 0.32596 | NEI 2019
Beaver | 8073_G_5 | 8073 | G | 5 |  | Combined Cycle | WECC_PNW | Oregon | Columbia | 54 | 1974 | 9999 |  |  |  | 0.32596 | NEI 2019
Beaver | 8073_G_6 | 8073 | G | 6 |  | Combined Cycle | WECC_PNW | Oregon | Columbia | 54 | 1974 | 9999 | 2019 | 81.072 | 497430 | 0.32596 | NEI 2019
Beaver | 8073_G_7 | 8073 | G | 7 |  | Combined Cycle | WECC_PNW | Oregon | Columbia | 137 | 1977 | 9999 |  |  |  | 0.32596 | NEI 2019
Beaver | 8073_G_8 | 8073 | G | 8 |  | Combustion Turbine | WECC_PNW | Oregon | Columbia | 24 | 2001 | 9999 | 2019 | 0.2 | 3121 | 0.12816 | NEI 2019
Springfield (CO) | 8100_G_1 | 8100 | G | 1 |  | Combustion Turbine | WECC_CO | Colorado | Baca | 1.2 | 1965 | 9999 |  |  |  | 3.2013 | Default Emission Factor
Springfield (CO) | 8100_G_2 | 8100 | G | 2 |  | Combustion Turbine | WECC_CO | Colorado | Baca | 0.2 | 1950 | 9999 |  |  |  | 3.2013 | Default Emission Factor
Springfield (CO) | 8100_G_IC4 | 8100 | G | IC4 |  | Combustion Turbine | WECC_CO | Colorado | Baca | 0.5 | 1950 | 9999 |  |  |  | 3.2013 | Default Emission Factor
Springfield (CO) | 8100_G_IC5 | 8100 | G | IC5 |  | Combustion Turbine | WECC_CO | Colorado | Baca | 0.8 | 1960 | 9999 |  |  |  | 3.2013 | Default Emission Factor
Halstad | 8105_G_4 | 8105 | G | 4 |  | Combustion Turbine | MIS_MNWI | Minnesota | Norman | 1.9 | 2007 | 9999 |  |  |  | 7.2573 | Default Emission Factor
Halstad | 8105_G_5 | 8105 | G | 5 |  | Combustion Turbine | MIS_MNWI | Minnesota | Norman | 1.9 | 2007 | 9999 |  |  |  | 7.2573 | Default Emission Factor
Tipton | 8106_G_1A | 8106 | G | 1A |  | Combustion Turbine | MIS_IL | Iowa | Cedar | 2 | 2001 | 9999 |  |  |  | 3.2013 | Default Emission Factor
Tipton | 8106_G_2 | 8106 | G | 2 |  | Combustion Turbine | MIS_IL | Iowa | Cedar | 1.2 | 1971 | 9999 |  |  |  | 3.2013 | Default Emission Factor
Tipton | 8106_G_5 | 8106 | G | 5 |  | Combustion Turbine | MIS_IL | Iowa | Cedar | 2 | 2011 | 9999 |  |  |  | 7.2573 | Default Emission Factor
Tipton | 8106_G_6 | 8106 | G | 6 |  | Combustion Turbine | MIS_IL | Iowa | Cedar | 2 | 2011 | 9999 |  |  |  | 7.2573 | Default Emission Factor
Tipton | 8106_G_7 | 8106 | G | 7 |  | Combustion Turbine | MIS_IL | Iowa | Cedar | 2 | 2019 | 9999 |  |  |  | 18.9233 | Default Emission Factor
Hopkinton | 8108_G_1 | 8108 | G | 1 |  | Combustion Turbine | MIS_IL | Iowa | Delaware | 1.6 | 1973 | 9999 |  |  |  | 7.2573 | Default Emission Factor
Hopkinton | 8108_G_CAT | 8108 | G | CAT |  | Combustion Turbine | MIS_IL | Iowa | Delaware | 2.2 | 2011 | 9999 |  |  |  | 7.2573 | Default Emission Factor
Stanberry | 8110_G_1 | 8110 | G | 1 |  | Combustion Turbine | S_D_AECI | Missouri | Gentry | 1.1 | 1963 | 9999 |  |  |  | 3.2013 | Default Emission Factor
Stanberry | 8110_G_2 | 8110 | G | 2 |  | Combustion Turbine | S_D_AECI | Missouri | Gentry | 1.1 | 1967 | 9999 |  |  |  | 3.2013 | Default Emission Factor
Stanberry | 8110_G_IC5 | 8110 | G | IC5 |  | Combustion Turbine | S_D_AECI | Missouri | Gentry | 0.3 | 1958 | 9999 |  |  |  | 7.2573 | Default Emission Factor
Stanberry | 8110_G_IC6 | 8110 | G | IC6 |  | Combustion Turbine | S_D_AECI | Missouri | Gentry | 1.8 | 1979 | 9999 |  |  |  | 3.2013 | Default Emission Factor
Salmon Diesel | 817_G_1 | 817 | G | 1 |  | Combustion Turbine | WECC_ID | Idaho | Lemhi | 2.7 | 1967 | 9999 |  |  |  | 7.2573 | Default Emission Factor
Salmon Diesel | 817_G_2 | 817 | G | 2 |  | Combustion Turbine | WECC_ID | Idaho | Lemhi | 2.7 | 1967 | 9999 |  |  |  | 7.2573 | Default Emission Factor
Ray D Nixon | 8219_G_GT1 | 8219 | G | GT1 | 3468 | Combustion Turbine | WECC_CO | Colorado | El Paso | 30 | 1999 | 9999 | 2019 | 0.11 | 2807 | 0.07838 | NEI 2019
Ray D Nixon | 8219_G_GT2 | 8219 | G | GT2 | 3467 | Combustion Turbine | WECC_CO | Colorado | El Paso | 30 | 1999 | 9999 | 2017 | 0.08 | 1009 | 0.15857 | NEI 2019
Grand Tower Energy Center LLC | 862_G_1 | 862 | G | 1 | 578 | Combined Cycle | MIS_IL | Illinois | Jackson | 161 | 2001 | 2045 | 2019 | 119.7348 | 479381 | 0.67161 | NEI 2019
Grand Tower Energy Center LLC | 862_G_2 | 862 | G | 2 | 579 | Combined Cycle | MIS_IL | Illinois | Jackson | 159 | 2001 | 2045 | 2017 | 126.1962 | 252987 | 0.67161 | NEI 2019
Grand Tower Energy Center LLC | 862_G_3 | 862 | G | 3 | 578 | Combined Cycle | MIS_IL | Illinois | Jackson | 86 | 1951 | 2045 |  |  |  | 0.67161 | NEI 2019
Grand Tower Energy Center LLC | 862_G_4 | 862 | G | 4 | 579 | Combined Cycle | MIS_IL | Illinois | Jackson | 105 | 1958 | 2045 |  |  |  | 0.67161 | NEI 2019
Waukegan | 883_G_311 | 883 | G | 311 | 9161 | Combustion Turbine | PJM_COMD | Illinois | Lake | 24.6 | 1968 | 2030 |  |  |  | 0.75865 | Default Emission Factor
Waukegan | 883_G_312 | 883 | G | 312 | 9162 | Combustion Turbine | PJM_COMD | Illinois | Lake | 28.5 | 1968 | 2030 |  |  |  | 0.75865 | Default Emission Factor
Waukegan | 883_G_321 | 883 | G | 321 | 9163 | Combustion Turbine | PJM_COMD | Illinois | Lake | 28 | 1968 | 2030 |  |  |  | 0.75865 | Default Emission Factor
Waukegan | 883_G_322 | 883 | G | 322 | 9164 | Combustion Turbine | PJM_COMD | Illinois | Lake | 26.7 | 1968 | 2030 |  |  |  | 0.75865 | Default Emission Factor
Fisk Street | 886_G_311 | 886 | G | 311 | 9165 | Combustion Turbine | PJM_COMD | Illinois | Cook | 25.4 | 1968 | 2030 |  |  |  | 0.1504 | NEI 2019
Fisk Street | 886_G_312 | 886 | G | 312 | 9166 | Combustion Turbine | PJM_COMD | Illinois | Cook | 23.7 | 1968 | 2030 |  |  |  | 0.1504 | NEI 2019
Fisk Street | 886_G_321 | 886 | G | 321 | 9167 | Combustion Turbine | PJM_COMD | Illinois | Cook | 25.4 | 1968 | 2030 |  |  |  | 0.1504 | NEI 2019
Fisk Street | 886_G_322 | 886 | G | 322 | 9168 | Combustion Turbine | PJM_COMD | Illinois | Cook | 25.4 | 1968 | 2030 | 2019 | 0.096876 | 1288.2642 | 0.1504 | NEI 2019
Fisk Street | 886_G_331 | 886 | G | 331 | 9169 | Combustion Turbine | PJM_COMD | Illinois | Cook | 23.7 | 1968 | 2030 |  |  |  | 0.0142 | NEI 2019
Fisk Street | 886_G_332 | 886 | G | 332 | 9170 | Combustion Turbine | PJM_COMD | Illinois | Cook | 25.4 | 1968 | 2030 |  |  |  | 0.0142 | NEI 2019
Fisk Street | 886_G_341 | 886 | G | 341 | 9172 | Combustion Turbine | PJM_COMD | Illinois | Cook | 25.4 | 1968 | 2030 |  |  |  | 0.0142 | NEI 2019
Fisk Street | 886_G_342 | 886 | G | 342 | 9172 | Combustion Turbine | PJM_COMD | Illinois | Cook | 22.8 | 1968 | 2030 | 2019 | 0.008909 | 1254.7358 | 0.0142 | NEI 2019
Astoria Generating Station | 8906_G_1 | 8906 | G | 1 | 3489 | Combustion Turbine | NY_Z_J | New York | Queens | 14 | 1967 | 9999 | 2019 | 0.55635 | 640 | 1.7386 | NEI 2019
Moline | 899_G_GT1 | 899 | G | GT1 |  | Combustion Turbine | MIS_MIDA | Illinois | Rock Island | 16 | 1970 | 2045 |  |  |  | 0.72922 | Default Emission Factor
Moline | 899_G_GT2 | 899 | G | GT2 |  | Combustion Turbine | MIS_MIDA | Illinois | Rock Island | 17.1 | 1970 | 2045 |  |  |  | 0.72922 | Default Emission Factor
Moline | 899_G_GT3 | 899 | G | GT3 |  | Combustion Turbine | MIS_MIDA | Illinois | Rock Island | 16.9 | 1970 | 2045 |  |  |  | 0.72922 | Default Emission Factor
Moline | 899_G_GT4 | 899 | G | GT4 |  | Combustion Turbine | MIS_MIDA | Illinois | Rock Island | 16.7 | 1970 | 2045 |  |  |  | 0.72922 | Default Emission Factor
Copper | 9_G_1 | 9 | G | 1 | 90211 | Combustion Turbine | WECC_NM | Texas | El Paso | 64 | 1980 | 9999 | 2019 | 41.5756 | 39534 | 2.1033 | NEI 2019
Cherry Street | 9038_G_10 | 9038 | G | 10 |  | Combustion Turbine | NENGREST | Massachusetts | Middlesex | 1.9 | 1962 | 2024 | 2019 | 0.0886 | 32.7945 | 5.4033 | NEI 2019
Cherry Street | 9038_G_11 | 9038 | G | 11 |  | Combustion Turbine | NENGREST | Massachusetts | Middlesex | 1.9 | 1962 | 2024 | 2019 | 0.0937 | 32.7945 | 5.7144 | NEI 2019
Cherry Street | 9038_G_12 | 9038 | G | 12 |  | Combustion Turbine | NENGREST | Massachusetts | Middlesex | 4.9 | 1972 | 9999 | 2017 | 0.4273 | 93.9726 | 9.0941 | NEI 2019
Cherry Street | 9038_G_7 | 9038 | G | 7 |  | Combustion Turbine | NENGREST | Massachusetts | Middlesex | 2.5 | 1951 | 9999 | 2019 | 0.2027 | 43.1507 | 9.395 | NEI 2019
Cherry Street | 9038_G_8 | 9038 | G | 8 |  | Combustion Turbine | NENGREST | Massachusetts | Middlesex | 3.4 | 1956 | 9999 | 2017 | 0.2792 | 65.2055 | 8.5637 | NEI 2019
Venice | 913_G_GT2 | 913 | G | GT2 | 9044 | Combustion Turbine | MIS_MO | Illinois | Madison | 48 | 2002 | 2045 | 2017 | 0.38083 | 6311.8522 | 0.12067 | NEI 2019
Venice | 913_G_GT3 | 913 | G | GT3 | 89497 | Combustion Turbine | MIS_MO | Illinois | Madison | 168 | 2005 | 2045 | 2017 | 1.544 | 22091.4825 | 0.13979 | NEI 2019
Venice | 913_G_GT4 | 913 | G | GT4 | 89498 | Combustion Turbine | MIS_MO | Illinois | Madison | 168 | 2005 | 2045 | 2019 | 1.295 | 9521.1499 | 0.27203 | NEI 2019
Venice | 913_G_GT5 | 913 | G | GT5 | 89499 | Combustion Turbine | MIS_MO | Illinois | Madison | 103 | 2005 | 2045 | 2019 | 0.3135 | 5837.3717 | 0.10741 | NEI 2019
Breese | 934_G_2 | 934 | G | 2 |  | Combustion Turbine | MIS_IL | Illinois | Clinton | 3 | 1982 | 2045 | 2019 | 0.044772 | 50.8235 | 1.7619 | NEI 2019
Breese | 934_G_5 | 934 | G | 5 |  | Combustion Turbine | MIS_IL | Illinois | Clinton | 2.5 | 1992 | 9999 |  |  |  | 7.2573 | Default Emission Factor
Breese | 934_G_6 | 934 | G | 6 |  | Combustion Turbine | MIS_IL | Illinois | Clinton | 2.5 | 1997 | 9999 | 2019 | 0.081012 | 42.3529 | 3.8256 | NEI 2019
Breese | 934_G_7 | 934 | G | 7 |  | Combustion Turbine | MIS_IL | Illinois | Clinton | 2.5 | 2008 | 9999 |  |  |  | 7.2573 | Default Emission Factor
Breese | 934_G_8 | 934 | G | 8 |  | Combustion Turbine | MIS_IL | Illinois | Clinton | 2.5 | 2014 | 9999 |  |  |  | 7.2573 | Default Emission Factor
Breese | 934_G_IC1 | 934 | G | IC1 |  | Combustion Turbine | MIS_IL | Illinois | Clinton | 1 | 1953 | 9999 |  |  |  | 7.2573 | Default Emission Factor
Breese | 934_G_IC3 | 934 | G | IC3 |  | Combustion Turbine | MIS_IL | Illinois | Clinton | 3 | 1968 | 2045 | 2019 | 0.08443 | 50.8235 | 3.3225 | NEI 2019
Bushnell | 935_G_1 | 935 | G | 1 |  | Combustion Turbine | MIS_IL | Illinois | McDonough | 0.2 | 1940 | 9999 | 2017 | 0.029126 | 2.9259 | 19.9089 | NEI 2019
Bushnell | 935_G_2 | 935 | G | 2 |  | Combustion Turbine | MIS_IL | Illinois | McDonough | 0.2 | 1940 | 9999 |  |  |  | 7.2573 | Default Emission Factor
Bushnell | 935_G_3 | 935 | G | 3 |  | Combustion Turbine | MIS_IL | Illinois | McDonough | 2.2 | 1965 | 9999 |  |  |  | 7.2573 | Default Emission Factor
Bushnell | 935_G_4 | 935 | G | 4 |  | Combustion Turbine | MIS_IL | Illinois | McDonough | 2.2 | 1965 | 9999 |  |  |  | 7.2573 | Default Emission Factor
Bushnell | 935_G_5 | 935 | G | 5 |  | Combustion Turbine | MIS_IL | Illinois | McDonough | 1 | 1956 | 9999 |  |  |  | 7.2573 | Default Emission Factor
Bushnell | 935_G_6 | 935 | G | 6 |  | Combustion Turbine | MIS_IL | Illinois | McDonough | 2.5 | 2000 | 9999 |  |  |  | 7.2573 | Default Emission Factor
Bushnell | 935_G_7 | 935 | G | 7 |  | Combustion Turbine | MIS_IL | Illinois | McDonough | 2.5 | 2000 | 9999 | 2017 | 0.031843 | 36.5741 | 1.7413 | NEI 2019
Carlyle | 936_G_10 | 936 | G | 10 |  | Combustion Turbine | MIS_IL | Illinois | Clinton | 2.5 | 2003 | 9999 |  |  |  | 7.2573 | Default Emission Factor
Carlyle | 936_G_11 | 936 | G | 11 |  | Combustion Turbine | MIS_IL | Illinois | Clinton | 2.8 | 2019 | 9999 |  |  |  | 18.9233 | Default Emission Factor
Carlyle | 936_G_7 | 936 | G | 7 |  | Combustion Turbine | MIS_IL | Illinois | Clinton | 2 | 1964 | 2045 | 2017 | 0.10687 | 60.4211 | 3.5376 | NEI 2019
Carlyle | 936_G_8 | 936 | G | 8 |  | Combustion Turbine | MIS_IL | Illinois | Clinton | 2.5 | 1998 | 9999 | 2017 | 0.08152 | 75.5263 | 2.1587 | NEI 2019
Carlyle | 936_G_9 | 936 | G | 9 |  | Combustion Turbine | MIS_IL | Illinois | Clinton | 2.5 | 1999 | 9999 | 2019 | 0.10374 | 95.2632 | 2.1779 | NEI 2019
Carmi | 937_G_10 | 937 | G | 10 |  | Combustion Turbine | MIS_IL | Illinois | White | 1.6 | 1958 | 2045 |  |  |  | 3.2013 | Default Emission Factor
Carmi | 937_G_12 | 937 | G | 12 |  | Combustion Turbine | MIS_IL | Illinois | White | 1.8 | 1967 | 2045 |  |  |  | 3.2013 | Default Emission Factor
Carmi | 937_G_13 | 937 | G | 13 |  | Combustion Turbine | MIS_IL | Illinois | White | 4.3 | 1973 | 2045 |  |  |  | 3.2013 | Default Emission Factor
Carmi | 937_G_14 | 937 | G | 14 |  | Combustion Turbine | MIS_IL | Illinois | White | 1.1 | 2013 | 9999 |  |  |  | 7.2573 | Default Emission Factor
Carmi | 937_G_7 | 937 | G | 7 |  | Combustion Turbine | MIS_IL | Illinois | White | 0.9 | 1948 | 9999 |  |  |  | 7.2573 | Default Emission Factor
Carmi | 937_G_8 | 937 | G | 8 |  | Combustion Turbine | MIS_IL | Illinois | White | 1.2 | 1951 | 2045 |  |  |  | 3.2013 | Default Emission Factor
Carmi | 937_G_9 | 937 | G | 9 |  | Combustion Turbine | MIS_IL | Illinois | White | 1.5 | 1958 | 2045 |  |  |  | 3.2013 | Default Emission Factor
Farmer City | 941_G_1 | 941 | G | 1 |  | Combustion Turbine | MIS_IL | Illinois | DeWitt | 1.3 | 1967 | 2045 |  |  |  | 3.2013 | Default Emission Factor
Farmer City | 941_G_2 | 941 | G | 2 |  | Combustion Turbine | MIS_IL | Illinois | DeWitt | 0.9 | 1963 | 9999 |  |  |  | 7.2573 | Default Emission Factor
Farmer City | 941_G_4 | 941 | G | 4 |  | Combustion Turbine | MIS_IL | Illinois | DeWitt | 0.7 | 1951 | 9999 |  |  |  | 7.2573 | Default Emission Factor
Farmer City | 941_G_5 | 941 | G | 5 |  | Combustion Turbine | MIS_IL | Illinois | DeWitt | 2.8 | 1974 | 2045 |  |  |  | 3.2013 | Default Emission Factor
Farmer City | 941_G_6 | 941 | G | 6 |  | Combustion Turbine | MIS_IL | Illinois | DeWitt | 2 | 2012 | 9999 |  |  |  | 7.2573 | Default Emission Factor
Farmer City | 941_G_7 | 941 | G | 7 |  | Combustion Turbine | MIS_IL | Illinois | DeWitt | 2 | 2012 | 9999 |  |  |  | 7.2573 | Default Emission Factor
Freeburg | 943_G_1 | 943 | G | 1 |  | Combustion Turbine | MIS_IL | Illinois | St Clair | 0.4 | 1948 | 9999 | 2019 | 0.009759 | 0.73418 | 26.5849 | NEI 2019
Freeburg | 943_G_10 | 943 | G | 10 |  | Combustion Turbine | MIS_IL | Illinois | St Clair | 1.8 | 2007 | 9999 |  |  |  | 7.2573 | Default Emission Factor
Freeburg | 943_G_11 | 943 | G | 11 |  | Combustion Turbine | MIS_IL | Illinois | St Clair | 1.8 | 2007 | 9999 |  |  |  | 7.2573 | Default Emission Factor
Freeburg | 943_G_12 | 943 | G | 12 |  | Combustion Turbine | MIS_IL | Illinois | St Clair | 1.8 | 2007 | 9999 |  |  |  | 7.2573 | Default Emission Factor
Freeburg | 943_G_2 | 943 | G | 2 |  | Combustion Turbine | MIS_IL | Illinois | St Clair | 0.4 | 1948 | 9999 |  |  |  | 7.2573 | Default Emission Factor
Freeburg | 943_G_3 | 943 | G | 3 |  | Combustion Turbine | MIS_IL | Illinois | St Clair | 0.6 | 1953 | 9999 |  |  |  | 7.2573 | Default Emission Factor
Freeburg | 943_G_4 | 943 | G | 4 |  | Combustion Turbine | MIS_IL | Illinois | St Clair | 1 | 1959 | 9999 |  |  |  | 7.2573 | Default Emission Factor
Freeburg | 943_G_6 | 943 | G | 6 |  | Combustion Turbine | MIS_IL | Illinois | St Clair | 1.8 | 1974 | 9999 |  |  |  | 7.2573 | Default Emission Factor
Freeburg | 943_G_7 | 943 | G | 7 |  | Combustion Turbine | MIS_IL | Illinois | St Clair | 2.6 | 1986 | 9999 |  |  |  | 7.2573 | Default Emission Factor
Freeburg | 943_G_8 | 943 | G | 8 |  | Combustion Turbine | MIS_IL | Illinois | St Clair | 1.8 | 1996 | 9999 | 2017 | 0.007731 | 15.6076 | 0.99067 | NEI 2019
Freeburg | 943_G_9 | 943 | G | 9 |  | Combustion Turbine | MIS_IL | Illinois | St Clair | 1.8 | 1996 | 9999 |  |  |  | 7.2573 | Default Emission Factor
Geneseo | 944_G_1 | 944 | G | 1 |  | Combustion Turbine | MIS_MIDA | Illinois | Henry | 4.4 | 1974 | 2045 |  |  |  | 3.2013 | Default Emission Factor
Geneseo | 944_G_2 | 944 | G | 2 |  | Combustion Turbine | MIS_MIDA | Illinois | Henry | 2.8 | 1967 | 2045 |  |  |  | 3.2013 | Default Emission Factor
Geneseo | 944_G_3 | 944 | G | 3 |  | Combustion Turbine | MIS_MIDA | Illinois | Henry | 2.8 | 1966 | 2045 |  |  |  | 3.2013 | Default Emission Factor
Geneseo | 944_G_4 | 944 | G | 4 |  | Combustion Turbine | MIS_MIDA | Illinois | Henry | 1.3 | 1957 | 2045 |  |  |  | 3.2013 | Default Emission Factor
Geneseo | 944_G_5A | 944 | G | 5A |  | Combustion Turbine | MIS_MIDA | Illinois | Henry | 3.4 | 1990 | 2045 |  |  |  | 3.2013 | Default Emission Factor
Geneseo | 944_G_6A | 944 | G | 6A |  | Combustion Turbine | MIS_MIDA | Illinois | Henry | 2.4 | 2003 | 2045 |  |  |  | 3.2013 | Default Emission Factor
Geneseo | 944_G_7 | 944 | G | 7 |  | Combustion Turbine | MIS_MIDA | Illinois | Henry | 2.4 | 1961 | 2045 |  |  |  | 3.2013 | Default Emission Factor
Geneseo | 944_G_9 | 944 | G | 9 |  | Combustion Turbine | MIS_MIDA | Illinois | Henry | 3.8 | 1998 | 9999 |  |  |  | 7.2573 | Default Emission Factor
Highland | 946_G_IC1 | 946 | G | IC1 |  | Combustion Turbine | MIS_IL | Illinois | Madison | 1.6 | 1993 | 9999 |  |  |  | 7.2573 | Default Emission Factor
Highland | 946_G_IC2 | 946 | G | IC2 |  | Combustion Turbine | MIS_IL | Illinois | Madison | 1.6 | 1993 | 9999 |  |  |  | 7.2573 | Default Emission Factor
Highland | 946_G_IC3 | 946 | G | IC3 |  | Combustion Turbine | MIS_IL | Illinois | Madison | 1.6 | 1993 | 9999 |  |  |  | 7.2573 | Default Emission Factor
Highland | 946_G_IC5 | 946 | G | IC5 |  | Combustion Turbine | MIS_IL | Illinois | Madison | 2 | 1967 | 2045 | 2017 | 0.13895 | 31.7857 | 8.7429 | NEI 2019
Highland | 946_G_IC6 | 946 | G | IC6 |  | Combustion Turbine | MIS_IL | Illinois | Madison | 2 | 1968 | 2045 |  |  |  | 3.2013 | Default Emission Factor
Highland | 946_G_IC7 | 946 | G | IC7 |  | Combustion Turbine | MIS_IL | Illinois | Madison | 4 | 1971 | 2045 |  |  |  | 3.2013 | Default Emission Factor
Highland | 946_G_IC8 | 946 | G | IC8 |  | Combustion Turbine | MIS_IL | Illinois | Madison | 4 | 1971 | 2045 |  |  |  | 3.2013 | Default Emission Factor
McLeansboro | 948_G_2 | 948 | G | 2 |  | Combustion Turbine | MIS_IL | Illinois | Hamilton | 0.4 | 1950 | 9999 |  |  |  | 7.2573 | Default Emission Factor
McLeansboro | 948_G_5 | 948 | G | 5 |  | Combustion Turbine | MIS_IL | Illinois | Hamilton | 1.8 | 1979 | 9999 |  |  |  | 7.2573 | Default Emission Factor
McLeansboro | 948_G_6 | 948 | G | 6 |  | Combustion Turbine | MIS_IL | Illinois | Hamilton | 2.2 | 1979 | 9999 |  |  |  | 7.2573 | Default Emission Factor
McLeansboro | 948_G_7 | 948 | G | 7 |  | Combustion Turbine | MIS_IL | Illinois | Hamilton | 1 | 1995 | 9999 | 2019 | 0.004677 | 9.2857 | 1.0073 | NEI 2019
McLeansboro | 948_G_8 | 948 | G | 8 |  | Combustion Turbine | MIS_IL | Illinois | Hamilton | 1 | 1994 | 9999 |  |  |  | 7.2573 | Default Emission Factor
McLeansboro | 948_G_9 | 948 | G | 9 |  | Combustion Turbine | MIS_IL | Illinois | Hamilton | 2 | 2002 | 9999 |  |  |  | 7.2573 | Default Emission Factor
Marshall (IL) | 949_G_10 | 949 | G | 10 |  | Combustion Turbine | MIS_IL | Illinois | Clark | 1.8 | 2002 | 9999 | 2017 | 0.003659 | 15.8698 | 0.46113 | NEI 2019
Marshall (IL) | 949_G_11 | 949 | G | 11 |  | Combustion Turbine | MIS_IL | Illinois | Clark | 1.8 | 2002 | 9999 | 2017 | 0.003647 | 15.8698 | 0.45961 | NEI 2019
Marshall (IL) | 949_G_12 | 949 | G | 12 |  | Combustion Turbine | MIS_IL | Illinois | Clark | 1.8 | 2007 | 9999 |  |  |  | 7.2573 | Default Emission Factor
Marshall (IL) | 949_G_13 | 949 | G | 13 |  | Combustion Turbine | MIS_IL | Illinois | Clark | 1.8 | 2007 | 9999 |  |  |  | 7.2573 | Default Emission Factor
Marshall (IL) | 949_G_5 | 949 | G | 5 |  | Combustion Turbine | MIS_IL | Illinois | Clark | 2.5 | 2002 | 9999 |  |  |  | 7.2573 | Default Emission Factor
Marshall (IL) | 949_G_6 | 949 | G | 6 |  | Combustion Turbine | MIS_IL | Illinois | Clark | 1.8 | 2002 | 9999 | 2017 | 0.003905 | 15.8698 | 0.49213 | NEI 2019
Marshall (IL) | 949_G_7 | 949 | G | 7 |  | Combustion Turbine | MIS_IL | Illinois | Clark | 1.8 | 2002 | 9999 | 2019 | 0.003852 | 12.2485 | 0.62897 | NEI 2019
Marshall (IL) | 949_G_8 | 949 | G | 8 |  | Combustion Turbine | MIS_IL | Illinois | Clark | 1.8 | 2002 | 9999 | 2017 | 0.003808 | 15.8698 | 0.47991 | NEI 2019
Marshall (IL) | 949_G_9 | 949 | G | 9 |  | Combustion Turbine | MIS_IL | Illinois | Clark | 1.8 | 2002 | 9999 | 2017 | 0.003709 | 15.8698 | 0.46743 | NEI 2019
Peru (IL) | 955_G_11 | 955 | G | 11 |  | Combustion Turbine | PJM_COMD | Illinois | LaSalle | 2.7 | 2011 | 9999 |  |  |  | 7.2573 | Default Emission Factor
Peru (IL) | 955_G_12 | 955 | G | 12 |  | Combustion Turbine | PJM_COMD | Illinois | LaSalle | 2.7 | 2011 | 9999 |  |  |  | 7.2573 | Default Emission Factor
Peru (IL) | 955_G_13 | 955 | G | 13 |  | Combustion Turbine | PJM_COMD | Illinois | LaSalle | 2.7 | 2011 | 9999 |  |  |  | 7.2573 | Default Emission Factor
Peru (IL) | 955_G_14 | 955 | G | 14 |  | Combustion Turbine | PJM_COMD | Illinois | LaSalle | 2.7 | 2011 | 9999 |  |  |  | 7.2573 | Default Emission Factor
Peru (IL) | 955_G_15 | 955 | G | 15 |  | Combustion Turbine | PJM_COMD | Illinois | LaSalle | 2.7 | 2011 | 9999 |  |  |  | 7.2573 | Default Emission Factor
Peru (IL) | 955_G_16 | 955 | G | 16 |  | Combustion Turbine | PJM_COMD | Illinois | LaSalle | 2.7 | 2011 | 9999 |  |  |  | 7.2573 | Default Emission Factor
Peru (IL) | 955_G_17 | 955 | G | 17 |  | Combustion Turbine | PJM_COMD | Illinois | LaSalle | 2.7 | 2011 | 9999 |  |  |  | 7.2573 | Default Emission Factor
Peru (IL) | 955_G_GT1 | 955 | G | GT1 |  | Combustion Turbine | MIS_IL | Illinois | LaSalle | 8.6 | 1968 | 9999 |  |  |  | 0.75865 | Default Emission Factor
Princeton (IL) | 957_G_1 | 957 | G | 1 |  | Combustion Turbine | MIS_IL | Illinois | Bureau | 2.3 | 1953 | 2045 |  |  |  | 3.2013 | Default Emission Factor
Princeton (IL) | 957_G_2 | 957 | G | 2 |  | Combustion Turbine | MIS_IL | Illinois | Bureau | 3 | 1958 | 2045 |  |  |  | 3.2013 | Default Emission Factor
Princeton (IL) | 957_G_3 | 957 | G | 3 |  | Combustion Turbine | MIS_IL | Illinois | Bureau | 3.4 | 1965 | 2045 |  |  |  | 3.2013 | Default Emission Factor
Princeton (IL) | 957_G_4 | 957 | G | 4 |  | Combustion Turbine | MIS_IL | Illinois | Bureau | 3.4 | 1965 | 2045 |  |  |  | 3.2013 | Default Emission Factor
Princeton (IL) | 957_G_5 | 957 | G | 5 |  | Combustion Turbine | MIS_IL | Illinois | Bureau | 4.4 | 1971 | 2045 |  |  |  | 3.2013 | Default Emission Factor
Princeton (IL) | 957_G_6 | 957 | G | 6 |  | Combustion Turbine | MIS_IL | Illinois | Bureau | 5.5 | 1971 | 2045 |  |  |  | 3.2013 | Default Emission Factor
Princeton (IL) | 957_G_7 | 957 | G | 7 |  | Combustion Turbine | MIS_IL | Illinois | Bureau | 7 | 1976 | 2045 |  |  |  | 3.2013 | Default Emission Factor
Princeton (IL) | 957_G_8 | 957 | G | 8 |  | Combustion Turbine | MIS_IL | Illinois | Bureau | 8.7 | 1976 | 2045 | 2019 | 0.034009 | 286.1538 | 0.2377 | NEI 2019
Rantoul | 958_G_10 | 958 | G | 10 |  | Combustion Turbine | MIS_IL | Illinois | Champaign | 1.8 | 2000 | 9999 |  |  |  | 7.2573 | Default Emission Factor
Rantoul | 958_G_11 | 958 | G | 11 |  | Combustion Turbine | MIS_IL | Illinois | Champaign | 1.8 | 2000 | 9999 |  |  |  | 7.2573 | Default Emission Factor
Rantoul | 958_G_12 | 958 | G | 12 |  | Combustion Turbine | MIS_IL | Illinois | Champaign | 1.8 | 2000 | 9999 |  |  |  | 7.2573 | Default Emission Factor
Rantoul | 958_G_13 | 958 | G | 13 |  | Combustion Turbine | MIS_IL | Illinois | Champaign | 1.8 | 2000 | 9999 |  |  |  | 7.2573 | Default Emission Factor
Rantoul | 958_G_14 | 958 | G | 14 |  | Combustion Turbine | MIS_IL | Illinois | Champaign | 1.8 | 2000 | 9999 |  |  |  | 7.2573 | Default Emission Factor
Rantoul | 958_G_15 | 958 | G | 15 |  | Combustion Turbine | MIS_IL | Illinois | Champaign | 1.8 | 2001 | 9999 |  |  |  | 7.2573 | Default Emission Factor
Rantoul | 958_G_16 | 958 | G | 16 |  | Combustion Turbine | MIS_IL | Illinois | Champaign | 1.8 | 2001 | 9999 |  |  |  | 7.2573 | Default Emission Factor
Rantoul | 958_G_9 | 958 | G | 9 |  | Combustion Turbine | MIS_IL | Illinois | Champaign | 1.8 | 2000 | 9999 |  |  |  | 7.2573 | Default Emission Factor
Red Bud | 959_G_1 | 959 | G | 1 |  | Combustion Turbine | MIS_IL | Illinois | Randolph | 2.2 | 1968 | 9999 | 2017 | 0.017068 | 40.4615 | 0.84367 | NEI 2019
Red Bud | 959_G_2 | 959 | G | 2 |  | Combustion Turbine | MIS_IL | Illinois | Randolph | 0.9 | 1959 | 9999 | 2017 | 0.048464 | 16.5524 | 5.8558 | NEI 2019
Red Bud | 959_G_3 | 959 | G | 3 |  | Combustion Turbine | MIS_IL | Illinois | Randolph | 2.2 | 1964 | 9999 | 2019 | 0.02755 | 22 | 2.5046 | NEI 2019
Red Bud | 959_G_4 | 959 | G | 4 |  | Combustion Turbine | MIS_IL | Illinois | Randolph | 3 | 1973 | 9999 |  |  |  | 7.2573 | Default Emission Factor
Red Bud | 959_G_7 | 959 | G | 7 |  | Combustion Turbine | MIS_IL | Illinois | Randolph | 3 | 2002 | 9999 | 2017 | 0.035272 | 55.1748 | 1.2786 | NEI 2019
Red Bud | 959_G_8 | 959 | G | 8 |  | Combustion Turbine | MIS_IL | Illinois | Randolph | 3 | 2002 | 9999 |  |  |  | 7.2573 | Default Emission Factor
North Ninth Street | 960_G_1 | 960 | G | 1 |  | Combustion Turbine | PJM_COMD | Illinois | Ogle | 0.6 | 1940 | 9999 |  |  |  | 7.2573 | Default Emission Factor
North Ninth Street | 960_G_10 | 960 | G | 10 |  | Combustion Turbine | PJM_COMD | Illinois | Ogle | 2 | 1989 | 2045 | 2019 | 0.3435 | 222.0979 | 3.0932 | NEI 2019
North Ninth Street | 960_G_3 | 960 | G | 3 |  | Combustion Turbine | PJM_COMD | Illinois | Ogle | 2 | 1956 | 2045 | 2017 | 0.42525 | 173.007 | 4.916 | NEI 2019
North Ninth Street | 960_G_4 | 960 | G | 4 |  | Combustion Turbine | PJM_COMD | Illinois | Ogle | 0.7 | 1946 | 9999 | 2017 | 0.068858 | 60.5524 | 2.2743 | NEI 2019
North Ninth Street | 960_G_6 | 960 | G | 6 |  | Combustion Turbine | PJM_COMD | Illinois | Ogle | 2 | 1954 | 2045 |  |  |  | 3.2013 | Default Emission Factor
North Ninth Street | 960_G_7 | 960 | G | 7 |  | Combustion Turbine | PJM_COMD | Illinois | Ogle | 3.5 | 1967 | 2045 | 2019 | 1.0617 | 388.6713 | 5.4632 | NEI 2019
North Ninth Street | 960_G_8 | 960 | G | 8 |  | Combustion Turbine | PJM_COMD | Illinois | Ogle | 0.5 | 1949 | 9999 |  |  |  | 7.2573 | Default Emission Factor
North Ninth Street | 960_G_9 | 960 | G | 9 |  | Combustion Turbine | PJM_COMD | Illinois | Ogle | 3 | 1989 | 2045 | 2019 | 0.20757 | 333.1469 | 1.2461 | NEI 2019
South Main Street | 961_G_1 | 961 | G | 1 |  | Combustion Turbine | PJM_COMD | Illinois | Ogle | 1.6 | 1967 | 2045 |  |  |  | 3.2013 | Default Emission Factor
South Main Street | 961_G_13 | 961 | G | 13 |  | Combustion Turbine | PJM_COMD | Illinois | Ogle | 1.8 | 2014 | 9999 |  |  |  | 7.2573 | Default Emission Factor
South Main Street | 961_G_14 | 961 | G | 14 |  | Combustion Turbine | PJM_COMD | Illinois | Ogle | 1.8 | 2014 | 9999 |  |  |  | 7.2573 | Default Emission Factor
South Main Street | 961_G_15 | 961 | G | 15 |  | Combustion Turbine | PJM_COMD | Illinois | Ogle | 1.8 | 2014 | 9999 |  |  |  | 7.2573 | Default Emission Factor
South Main Street | 961_G_16 | 961 | G | 16 |  | Combustion Turbine | PJM_COMD | Illinois | Ogle | 1.8 | 2016 | 9999 |  |  |  | 7.2573 | Default Emission Factor
South Main Street | 961_G_17 | 961 | G | 17 |  | Combustion Turbine | PJM_COMD | Illinois | Ogle | 1.8 | 2016 | 9999 |  |  |  | 7.2573 | Default Emission Factor
South Main Street | 961_G_18 | 961 | G | 18 |  | Combustion Turbine | PJM_COMD | Illinois | Ogle | 1.8 | 2016 | 9999 |  |  |  | 7.2573 | Default Emission Factor
South Main Street | 961_G_2 | 961 | G | 2 |  | Combustion Turbine | PJM_COMD | Illinois | Ogle | 2 | 1967 | 2045 |  |  |  | 3.2013 | Default Emission Factor
Lakeside | 964_G_D1 | 964 | G | D1 |  | Combustion Turbine | MIS_IL | Illinois | Sangamon | 1.7 | 2002 | 9999 |  |  |  | 7.2573 | Default Emission Factor
Lakeside | 964_G_D2 | 964 | G | D2 |  | Combustion Turbine | MIS_IL | Illinois | Sangamon | 1.7 | 2002 | 9999 |  |  |  | 7.2573 | Default Emission Factor
Lakeside | 964_G_D3 | 964 | G | D3 |  | Combustion Turbine | MIS_IL | Illinois | Sangamon | 1.7 | 2002 | 9999 |  |  |  | 7.2573 | Default Emission Factor
Reynolds | 965_G_1 | 965 | G | 1 |  | Combustion Turbine | MIS_IL | Illinois | Sangamon | 14 | 1970 | 9999 |  |  |  | 0.75865 | Default Emission Factor
Sullivan (IL) | 969_G_1 | 969 | G | 1 |  | Combustion Turbine | MIS_IL | Illinois | Moultrie | 4.3 | 1974 | 9999 | 2019 | 0.001164 | 29.6612 | 0.07849 | NEI 2019
Sullivan (IL) | 969_G_10 | 969 | G | 10 |  | Combustion Turbine | MIS_IL | Illinois | Moultrie | 2.2 | 1971 | 9999 | 2017 | 0.011626 | 28.4653 | 0.81685 | NEI 2019
Sullivan (IL) | 969_G_11 | 969 | G | 11 |  | Combustion Turbine | MIS_IL | Illinois | Moultrie | 2 | 1996 | 9999 |  |  |  | 7.2573 | Default Emission Factor
Sullivan (IL) | 969_G_12 | 969 | G | 12 |  | Combustion Turbine | MIS_IL | Illinois | Moultrie | 1 | 1996 | 9999 | 2017 | 0.022726 | 12.9388 | 3.5128 | NEI 2019
Sullivan (IL) | 969_G_13 | 969 | G | 13 |  | Combustion Turbine | MIS_IL | Illinois | Moultrie | 2.3 | 2012 | 9999 |  |  |  | 7.2573 | Default Emission Factor
Sullivan (IL) | 969_G_14 | 969 | G | 14 |  | Combustion Turbine | MIS_IL | Illinois | Moultrie | 2.3 | 2012 | 9999 |  |  |  | 7.2573 | Default Emission Factor
Sullivan (IL) | 969_G_15 | 969 | G | 15 |  | Combustion Turbine | MIS_IL | Illinois | Moultrie | 2.3 | 2012 | 9999 |  |  |  | 7.2573 | Default Emission Factor
Sullivan (IL) | 969_G_2 | 969 | G | 2 |  | Combustion Turbine | MIS_IL | Illinois | Moultrie | 2 | 1961 | 9999 | 2017 | 0.000679 | 25.8776 | 0.05248 | NEI 2019
Sullivan (IL) | 969_G_3 | 969 | G | 3 |  | Combustion Turbine | MIS_IL | Illinois | Moultrie | 1.3 | 1956 | 9999 | 2019 | 0.021852 | 8.9673 | 4.8737 | NEI 2019
Sullivan (IL) | 969_G_4 | 969 | G | 4 |  | Combustion Turbine | MIS_IL | Illinois | Moultrie | 0.9 | 1951 | 9999 | 2019 | 0.001164 | 6.2082 | 0.37499 | NEI 2019
Sullivan (IL) | 969_G_5 | 969 | G | 5 |  | Combustion Turbine | MIS_IL | Illinois | Moultrie | 1.1 | 1948 | 9999 | 2017 | 0.001164 | 14.2327 | 0.16357 | NEI 2019
Sullivan (IL) | 969_G_6 | 969 | G | 6 |  | Combustion Turbine | MIS_IL | Illinois | Moultrie | 0.6 | 1946 | 9999 | 2019 | 0.047945 | 4.1388 | 23.1687 | NEI 2019
Sullivan (IL) | 969_G_9 | 969 | G | 9 |  | Combustion Turbine | MIS_IL | Illinois | Moultrie | 2.2 | 1971 | 9999 | 2017 | 0.031415 | 28.4653 | 2.2073 | NEI 2019
Waterloo | 971_G_1 | 971 | G | 1 |  | Combustion Turbine | MIS_IL | Illinois | Monroe | 2.7 | 1970 | 2045 |  |  |  | 3.2013 | Default Emission Factor
Waterloo | 971_G_10 | 971 | G | 10 |  | Combustion Turbine | MIS_IL | Illinois | Monroe | 1.8 | 1996 | 9999 |  |  |  | 7.2573 | Default Emission Factor
Waterloo | 971_G_11 | 971 | G | 11 |  | Combustion Turbine | MIS_IL | Illinois | Monroe | 1.8 | 1996 | 9999 |  |  |  | 7.2573 | Default Emission Factor
Waterloo | 971_G_12 | 971 | G | 12 |  | Combustion Turbine | MIS_IL | Illinois | Monroe | 6.6 | 2002 | 2045 |  |  |  | 0.72922 | Default Emission Factor
Waterloo | 971_G_13 | 971 | G | 13 |  | Combustion Turbine | MIS_IL | Illinois | Monroe | 6.6 | 2012 | 2045 |  |  |  | 0.72922 | Default Emission Factor
Waterloo | 971_G_2 | 971 | G | 2 |  | Combustion Turbine | MIS_IL | Illinois | Monroe | 0.2 | 1954 | 9999 |  |  |  | 7.2573 | Default Emission Factor
Waterloo | 971_G_3 | 971 | G | 3 |  | Combustion Turbine | MIS_IL | Illinois | Monroe | 0.2 | 1946 | 9999 |  |  |  | 7.2573 | Default Emission Factor
Waterloo | 971_G_4 | 971 | G | 4 |  | Combustion Turbine | MIS_IL | Illinois | Monroe | 1.8 | 1963 | 2045 |  |  |  | 3.2013 | Default Emission Factor
Waterloo | 971_G_5 | 971 | G | 5 |  | Combustion Turbine | MIS_IL | Illinois | Monroe | 0.4 | 1950 | 9999 | 2017 | 0.11151 | 5.6689 | 39.3422 | NEI 2019
Waterloo | 971_G_6 | 971 | G | 6 |  | Combustion Turbine | MIS_IL | Illinois | Monroe | 0.5 | 1950 | 9999 | 2017 | 0.086946 | 7.0861 | 24.5399 | NEI 2019
Waterloo | 971_G_7 | 971 | G | 7 |  | Combustion Turbine | MIS_IL | Illinois | Monroe | 1.5 | 1959 | 2045 | 2017 | 0.066174 | 21.2583 | 6.2257 | NEI 2019
Waterloo | 971_G_8 | 971 | G | 8 |  | Combustion Turbine | MIS_IL | Illinois | Monroe | 2.4 | 1973 | 9999 | 2019 | 0.085426 | 24 | 7.1188 | NEI 2019
Waterloo | 971_G_9 | 971 | G | 9 |  | Combustion Turbine | MIS_IL | Illinois | Monroe | 1.8 | 1996 | 9999 |  |  |  | 7.2573 | Default Emission Factor
Winnetka | 972_G_8 | 972 | G | 8 |  | Combustion Turbine | PJM_COMD | Illinois | Cook | 2.6 | 1979 | 9999 |  |  |  | 7.2573 | Default Emission Factor
Winnetka | 972_G_9 | 972 | G | 9 |  | Combustion Turbine | PJM_COMD | Illinois | Cook | 2.6 | 1979 | 9999 |  |  |  | 7.2573 | Default Emission Factor
Marion | 976_G_5 | 976 | G | 5 | 9174 | Combustion Turbine | MIS_IL | Illinois | Williamson | 70 | 2003 | 2045 | 2019 | 0.0784 | 4053 | 0.03869 | NEI 2019
Marion | 976_G_6 | 976 | G | 6 | 9175 | Combustion Turbine | MIS_IL | Illinois | Williamson | 70 | 2003 | 2045 | 2017 | 0.1927 | 3814.5 | 0.10104 | NEI 2019
Frederickson | 99_G_1 | 99 | G | 1 |  | Combustion Turbine | WECC_PNW | Washington | Pierce | 67 | 1981 | 9999 | 2019 | 11.393 | 40682.5 | 0.56009 | NEI 2019
Frederickson | 99_G_2 | 99 | G | 2 |  | Combustion Turbine | WECC_PNW | Washington | Pierce | 67 | 1981 | 9999 | 2019 | 8.5015 | 40682.5 | 0.41794 | NEI 2019
Harding Street | 990_G_GT1 | 990 | G | GT1 |  | Combustion Turbine | MIS_INKY | Indiana | Marion | 19.1 | 1973 | 9999 |  |  |  | 0.75865 | Default Emission Factor
Harding Street | 990_G_GT2 | 990 | G | GT2 |  | Combustion Turbine | MIS_INKY | Indiana | Marion | 17.9 | 1973 | 9999 | 2019 | 0.0068805 | 8953.3045 | 0.00154 | NEI 2019
Harding Street | 990_G_GT4 | 990 | G | GT4 | 682 | Combustion Turbine | MIS_INKY | Indiana | Marion | 67 | 1994 | 2030 |  |  |  | 0.72922 | Default Emission Factor
Harding Street | 990_G_GT5 | 990 | G | GT5 | 683 | Combustion Turbine | MIS_INKY | Indiana | Marion | 67 | 1995 | 2030 |  |  |  | 0.72922 | Default Emission Factor
Harding Street | 990_G_GT6 | 990 | G | GT6 | 684 | Combustion Turbine | MIS_INKY | Indiana | Marion | 154 | 2002 | 2030 |  |  |  | 0.72922 | Default Emission Factor
Harding Street | 990_G_IC1 | 990 | G | IC1 |  | Combustion Turbine | MIS_INKY | Indiana | Marion | 3 | 1967 | 9999 |  |  |  | 7.2573 | Default Emission Factor
Eagle Valley (IN) | 991_G_GT1 | 991 | G | GT1 | 91143 | Combined Cycle | MIS_INKY | Indiana | Morgan | 207 | 2018 | 9999 |  |  |  | 0.0995 | NEI 2019
Eagle Valley (IN) | 991_G_GT2 | 991 | G | GT2 | 91144 | Combined Cycle | MIS_INKY | Indiana | Morgan | 207 | 2018 | 9999 | 2019 | 128.8169 | 1673902 | 0.0995 | NEI 2019
Eagle Valley (IN) | 991_G_STG1 | 991 | G | STG1 | 91143 | Combined Cycle | MIS_INKY | Indiana | Morgan | 230 | 2018 | 9999 |  |  |  | 0.0995 | NEI 2019
AES Petersburg | 994_G_IC1 | 994 | G | IC1 |  | Combustion Turbine | MIS_INKY | Indiana | Pike | 3 | 1967 | 9999 |  |  |  | 7.2573 | Default Emission Factor
AES Petersburg | 994_G_IC2 | 994 | G | IC2 |  | Combustion Turbine | MIS_INKY | Indiana | Pike | 3 | 1967 | 9999 |  |  |  | 7.2573 | Default Emission Factor
AES Petersburg | 994_G_IC3 | 994 | G | IC3 |  | Combustion Turbine | MIS_INKY | Indiana | Pike | 3 | 1967 | 9999 |  |  |  | 7.2573 | Default Emission Factor
Quest Diagnostics | 83001_G_1 | 83001 | G | 1 |  | Combustion Turbine | PJM_Dom | Virginia | Loudoun | 4 | 2016 | 9999 |  |  |  | 7.2573 | Default Emission Factor
Micron Technology Incorporated | 83002_G_1 | 83002 | G | 1 |  | Combustion Turbine | PJM_Dom | Virginia | Prince William | 6 | 2016 | 9999 |  |  |  | 7.2573 | Default Emission Factor
AOL | 83003_G_1 | 83003 | G | 1 |  | Combustion Turbine | PJM_Dom | Virginia | Loudoun | 14 | 2016 | 9999 |  |  |  | 7.2573 | Default Emission Factor
AOL | 83004_G_1 | 83004 | G | 1 |  | Combustion Turbine | PJM_Dom | Virginia | Prince William | 25 | 2016 | 9999 |  |  |  | 7.2573 | Default Emission Factor
MCI | 83005_G_1 | 83005 | G | 1 |  | Combustion Turbine | PJM_Dom | Virginia | Loudoun | 32 | 2016 | 9999 |  |  |  | 7.2573 | Default Emission Factor
AOL | 83006_G_1 | 83006 | G | 1 |  | Combustion Turbine | PJM_Dom | Virginia | Fairfax | 44 | 2016 | 9999 |  |  |  | 7.2573 | Default Emission Factor
DuPont Fabros | 83007_G_1 | 83007 | G | 1 |  | Combustion Turbine | PJM_Dom | Virginia | Loudoun | 60 | 2016 | 9999 |  |  |  | 7.2573 | Default Emission Factor
OES Biogas Power | 63622_G_OES01 | 63622 | G | OES01 |  | Non-Fossil Waste | WECC_SCE | California | San Bernardino | 1.3 | 2020 | 9999 |  |  |  | 13.0867 | Default Emission Factor
OES Biogas Power | 63622_G_OES02 | 63622 | G | OES02 |  | Non-Fossil Waste | WECC_SCE | California | San Bernardino | 1.3 | 2020 | 9999 |  |  |  | 13.0867 | Default Emission Factor
Burlington (IA) | 1104_B_1 | 1104 | B | 1 | 764 | O/G Steam | MIS_IA | Iowa | Des Moines | 214 | 1968 | 9999 |  |  |  | 0.95219 | Default Emission Factor
Big Bend | 645_G_BBST1 | 645 | G | BBST1 |  | Combined Cycle | FRCC | Florida | Hillsborough | 335 | 2023 | 9999 |  |  |  | 0.03343 | Default Emission Factor
Big Bend | 645_G_GT5 | 645 | G | GT5 |  | Combined Cycle | FRCC | Florida | Hillsborough | 360 | 2023 | 9999 |  |  |  | 0.03343 | Default Emission Factor
Big Bend | 645_G_GT6 | 645 | G | GT6 |  | Combined Cycle | FRCC | Florida | Hillsborough | 360 | 2023 | 9999 |  |  |  | 0.03343 | Default Emission Factor
Greenleaf 2 Power Plant | 10349_G_GEN1 | 10349 | G | GEN1 |  | Combustion Turbine | WEC_CALN | California | Sutter | 49.5 | 1989 | 9999 | 2017 | 42.26 | 234028 | 0.36115 | NEI 2019
Ormond Beach | 350_B_1 | 350 | B | 1 | 229 | O/G Steam | WECC_SCE | California | Ventura | 741 | 1971 | 2024 | 2019 | 30.8453 | 39051 | 1.5797 | NEI 2019
Ormond Beach | 350_B_2 | 350 | B | 2 | 230 | O/G Steam | WECC_SCE | California | Ventura | 750 | 1973 | 2024 | 2019 | 29.9093 | 121798 | 0.49113 | NEI 2019
Ellwood | 8076_G_01 | 8076 | G | 01 |  | Combustion Turbine | WECC_SCE | California | Santa Barbara | 54 | 1974 | 2024 |  |  |  | 0.72922 | Default Emission Factor
Morgantown Energy Facility | 10743_B_CFB1 | 10743 | B | CFB1 | 10078 | Coal Steam | PJM_AP | West Virginia | Monongalia | 25 | 1991 | 9999 |  |  |  | 1.2479 | NEI 2019
Morgantown Energy Facility | 10743_B_CFB2 | 10743 | B | CFB2 | 10079 | Coal Steam | PJM_AP | West Virginia | Monongalia | 25 | 1991 | 9999 | 2019 | 214.7256 | 344130 | 1.2479 | NEI 2019
Quindaro | 1295_B_2 | 1295 | B | 2 | 856 | O/G Steam | SPP_N | Kansas | Wyandotte | 85 | 1971 | 9999 |  |  |  | 0.95219 | Default Emission Factor
Edgewater | 4050_B_5 | 4050 | B | 5 | 2600 | Coal Steam | MIS_WUMS | Wisconsin | Sheboygan | 416 | 1985 | 2025 | 2019 | 307.86 | 1427122 | 0.43144 | NEI 2019
Coal Creek | 6030_B_1 | 6030 | B | 1 | 2692 | Coal Steam | MIS_MNWI | North Dakota | McLean | 574 | 1979 | 9999 | 2019 | 930.555 | 4591071 | 0.40538 | NEI 2019
Coal Creek | 6030_B_2 | 6030 | B | 2 | 2693 | Coal Steam | MIS_MNWI | North Dakota | McLean | 573 | 1981 | 9999 | 2017 | 709.9529 | 4391678 | 0.32332 | NEI 2019
R M Schahfer | 6085_B_17 | 6085 | B | 17 | 2764 | Coal Steam | MIS_INKY | Indiana | Jasper | 361 | 1983 | 2025 | 2019 | 173.6069 | 1258301 | 0.27594 | NEI 2019
R M Schahfer | 6085_B_18 | 6085 | B | 18 | 2765 | Coal Steam | MIS_INKY | Indiana | Jasper | 361 | 1986 | 2025 | 2019 | 191.2513 | 1456635 | 0.26259 | NEI 2019
Merom | 6213_B_1SG1 | 6213 | B | 1SG1 | 2853 | Coal Steam | MIS_INKY | Indiana | Sullivan | 496 | 1983 | 9999 |  |  |  | 0.54816 | Default Emission Factor
Merom | 6213_B_2SG1 | 6213 | B | 2SG1 | 2854 | Coal Steam | MIS_INKY | Indiana | Sullivan | 492 | 1982 | 9999 |  |  |  | 0.54816 | Default Emission Factor
Big Bend | 645_B_BB01 | 645 | B | BB01 | 467 | Coal Steam | FRCC | Florida | Hillsborough | 385 | 1970 | 9999 | 2019 | 351.7181 | 632611 | 1.112 | NEI 2019
North Valmy | 8224_B_1 | 8224 | B | 1 | 3473 | Coal Steam | WECC_NNV | Nevada | Humboldt | 254 | 1981 | 2025 | 2017 | 606.684 | 304177 | 3.989 | NEI 2019
Quindaro | 1295_G_ST1 | 1295 | G | ST1 | 855 | O/G Steam | SPP_N | Kansas | Wyandotte | 72 | 1965 | 9999 |  |  |  | 0.95219 | Default Emission Factor
FirstEnergy W H Sammis | 2866_G_A1 | 2866 | G | A1 |  | Combustion Turbine | PJM_ATSI | Ohio | Jefferson | 3 | 1972 | 2028 |  |  |  | 7.2573 | Default Emission Factor
FirstEnergy W H Sammis | 2866_G_B1 | 2866 | G | B1 |  | Combustion Turbine | PJM_ATSI | Ohio | Jefferson | 3 | 1972 | 2028 |  |  |  | 7.2573 | Default Emission Factor
FirstEnergy W H Sammis | 2866_G_B2 | 2866 | G | B2 |  | Combustion Turbine | PJM_ATSI | Ohio | Jefferson | 3 | 1972 | 2028 |  |  |  | 7.2573 | Default Emission Factor
FirstEnergy W H Sammis | 2866_G_B3 | 2866 | G | B3 |  | Combustion Turbine | PJM_ATSI | Ohio | Jefferson | 2 | 1972 | 2028 |  |  |  | 7.2573 | Default Emission Factor
FirstEnergy W H Sammis | 2866_G_B4 | 2866 | G | B4 |  | Combustion Turbine | PJM_ATSI | Ohio | Jefferson | 2 | 1972 | 2028 |  |  |  | 7.2573 | Default Emission Factor
North Fork Community Power | 60192_G_NFCP1 | 60192 | G | NFCP1 |  | Non-Fossil Waste | WEC_CALN | California | Madera | 2 | 2020 | 9999 |  |  |  | 13.0867 | Default Emission Factor
Coal Creek | 6030_G_4 | 6030 | G | 4 |  | Combustion Turbine | MIS_MNWI | North Dakota | McLean | 3 | 2016 | 9999 |  |  |  | 7.2573 | Default Emission Factor
Coal Creek | 6030_G_5 | 6030 | G | 5 |  | Combustion Turbine | MIS_MNWI | North Dakota | McLean | 3 | 2016 | 9999 |  |  |  | 7.2573 | Default Emission Factor
Rio Grande | 2444_B_7 | 2444 | B | 7 | 1587 | O/G Steam | WECC_NM | New Mexico | Dona Ana | 46 | 1972 | 2024 |  |  |  | 0.95219 | Default Emission Factor
Fort Churchill | 2330_B_2 | 2330 | B | 2 | 1406 | O/G Steam | WECC_NNV | Nevada | Lyon | 113 | 1971 | 2029 |  |  |  | 0.95219 | Default Emission Factor
Houston Plant | 52065_G_GEN2 | 52065 | G | GEN2 |  | Non-Fossil Waste | ERC_REST | Texas | Harris | 1.5 | 1970 | 9999 |  |  |  | 6.5998 | Default Emission Factor
Manatee | 6042_B_PMT1 | 6042 | B | PMT1 | 2706 | O/G Steam | FRCC | Florida | Manatee | 809 | 1976 | 9999 |  |  |  | 0.95219 | Default Emission Factor
Manatee | 6042_B_PMT2 | 6042 | B | PMT2 | 2707 | O/G Steam | FRCC | Florida | Manatee | 809 | 1977 | 9999 |  |  |  | 0.95219 | Default Emission Factor
Oroville Cogeneration LP | 54477_G_GEN1 | 54477 | G | GEN1 |  | Combustion Turbine | WEC_CALN | California | Butte | 1.1 | 1990 | 2025 |  |  |  | 3.2013 | Default Emission Factor
Oroville Cogeneration LP | 54477_G_GEN2 | 54477 | G | GEN2 |  | Combustion Turbine | WEC_CALN | California | Butte | 1.1 | 1990 | 2025 | 2019 | 0.017 | 19.7143 | 1.7246 | NEI 2019
Oroville Cogeneration LP | 54477_G_GEN3 | 54477 | G | GEN3 |  | Combustion Turbine | WEC_CALN | California | Butte | 1.1 | 1990 | 2025 |  |  |  | 3.2013 | Default Emission Factor
Oroville Cogeneration LP | 54477_G_GEN4 | 54477 | G | GEN4 |  | Combustion Turbine | WEC_CALN | California | Butte | 1.1 | 1990 | 2025 |  |  |  | 3.2013 | Default Emission Factor
Oroville Cogeneration LP | 54477_G_GEN5 | 54477 | G | GEN5 |  | Combustion Turbine | WEC_CALN | California | Butte | 1.1 | 1990 | 2025 |  |  |  | 3.2013 | Default Emission Factor
Oroville Cogeneration LP | 54477_G_GEN6 | 54477 | G | GEN6 |  | Combustion Turbine | WEC_CALN | California | Butte | 1.1 | 1990 | 2025 |  |  |  | 3.2013 | Default Emission Factor
Oroville Cogeneration LP | 54477_G_GEN7 | 54477 | G | GEN7 |  | Combustion Turbine | WEC_CALN | California | Butte | 1.1 | 1990 | 2025 |  |  |  | 3.2013 | Default Emission Factor
Osceola | 55192_G_CTG1 | 55192 | G | CTG1 |  | Combustion Turbine | FRCC | Florida | Osceola | 157 | 2001 | 9999 |  |  |  | 0.72922 | Default Emission Factor
Osceola | 55192_G_CTG2 | 55192 | G | CTG2 |  | Combustion Turbine | FRCC | Florida | Osceola | 157 | 2001 | 9999 |  |  |  | 0.72922 | Default Emission Factor
Osceola | 55192_G_CTG3 | 55192 | G | CTG3 |  | Combustion Turbine | FRCC | Florida | Osceola | 157 | 2002 | 9999 |  |  |  | 0.72922 | Default Emission Factor
AES Alamitos LLC | 315_B_3 | 315 | B | 3 | 201 | O/G Steam | WECC_SCE | California | Los Angeles | 332 | 1961 | 2024 |  |  |  | 0.95219 | Default Emission Factor
AES Alamitos LLC | 315_B_4 | 315 | B | 4 | 202 | O/G Steam | WECC_SCE | California | Los Angeles | 335 | 1962 | 2024 |  |  |  | 0.95219 | Default Emission Factor
AES Alamitos LLC | 315_B_5 | 315 | B | 5 | 203 | O/G Steam | WECC_SCE | California | Los Angeles | 485 | 1964 | 2024 |  |  |  | 0.95219 | Default Emission Factor
AES Huntington Beach LLC | 335_B_2 | 335 | B | 2 | 224 | O/G Steam | WECC_SCE | California | Orange | 225.8 | 1958 | 2024 |  |  |  | 0.95219 | Default Emission Factor
AES Redondo Beach LLC | 356_B_5 | 356 | B | 5 | 238 | O/G Steam | WECC_SCE | California | Los Angeles | 175 | 1954 | 2024 |  |  |  | 0.95219 | Default Emission Factor
AES Redondo Beach LLC | 356_B_6 | 356 | B | 6 | 239 | O/G Steam | WECC_SCE | California | Los Angeles | 175 | 1957 | 2024 |  |  |  | 0.95219 | Default Emission Factor
AES Redondo Beach LLC | 356_B_8 | 356 | B | 8 | 241 | O/G Steam | WECC_SCE | California | Los Angeles | 480 | 1967 | 2024 |  |  |  | 0.95219 | Default Emission Factor
Collinwood BioEnergy Facility | 58439_G_CBE01 | 58439 | G | CBE01 |  | Non-Fossil Waste | PJM_ATSI | Ohio | Cuyahoga | 1 | 2011 | 2025 |  |  |  | 6.5998 | Default Emission Factor
Red Shield Envir Old Town Facility | 10700_G_TG4 | 10700 | G | TG4 |  | Non-Fossil Waste | NENG_ME | Maine | Penobscot | 7.5 | 1965 | 9999 |  |  |  | 6.5998 | Default Emission Factor
University of Iowa Main Power Plant | 54775_G_GEN12 | 54775 | G | GEN12 |  | O/G Steam | MIS_MIDA | Iowa | Johnson | 5.8 | 2021 | 9999 |  |  |  | 0.10472 | Default Emission Factor
University of Iowa Main Power Plant | 54775_G_GEN13 | 54775 | G | GEN13 |  | O/G Steam | MIS_MIDA | Iowa | Johnson | 10 | 2021 | 9999 |  |  |  | 0.10472 | Default Emission Factor
POET Biorefining - Jewell | 63826_G_1 | 63826 | G | 1 |  | O/G Steam | MIS_MIDA | Iowa | Hamilton | 0.9 | 2019 | 9999 |  |  |  | 0.10472 | Default Emission Factor
POET Biorefining - Marion, LLC | 63829_G_1 | 63829 | G | 1 |  | O/G Steam | PJM_ATSI | Ohio | Marion | 3.9 | 2017 | 9999 |  |  |  | 0.95219 | Default Emission Factor
POET Biorefining - Marion, LLC | 63829_G_2 | 63829 | G | 2 |  | O/G Steam | PJM_ATSI | Ohio | Marion | 3.9 | 2017 | 9999 |  |  |  | 0.95219 | Default Emission Factor
POET Biorefining Caro, LLC | 63831_G_1 | 63831 | G | 1 |  | O/G Steam | MIS_LMI | Michigan | Tuscola | 3.8 | 2018 | 9999 |  |  |  | 0.95219 | Default Emission Factor
POET Biorefining-Hanlontown, LLC | 63832_G_1 | 63832 | G | 1 |  | O/G Steam | MIS_IA | Iowa | Worth | 4 | 2019 | 9999 |  |  |  | 0.10472 | Default Emission Factor
POET Biorefining - North Manchester, LLC | 63852_G_K745 | 63852 | G | K745 |  | O/G Steam | MIS_INKY | Indiana | Wabash | 3.9 | 2017 | 9999 |  |  |  | 0.95219 | Default Emission Factor
POET Biorefining - Hudson | 63918_G_1 | 63918 | G | 1 |  | O/G Steam | SPP_WAUE | South Dakota | Lincoln | 3.6 | 2019 | 9999 |  |  |  | 0.10472 | Default Emission Factor
POET Biorefining LLC - Corning | 63919_G_1 | 63919 | G | 1 |  | O/G Steam | MIS_IA | Iowa | Adams | 5 | 2018 | 9999 |  |  |  | 0.95219 | Default Emission Factor
POET Biorefining - Fostoria | 63920_G_1 | 63920 | G | 1 |  | O/G Steam | PJM_ATSI | Ohio | Seneca | 3.5 | 2017 | 9999 |  |  |  | 0.95219 | Default Emission Factor
POET Biorefining - Shelbyville | 63921_G_1 | 63921 | G | 1 |  | O/G Steam | MIS_INKY | Indiana | Shelby | 5.5 | 2020 | 9999 |  |  |  | 0.10472 | Default Emission Factor
POET Biorefining - Portland | 63922_G_G-745 | 63922 | G | G-745 |  | O/G Steam | PJM_West | Indiana | Jay | 3.5 | 2017 | 9999 |  |  |  | 0.95219 | Default Emission Factor
POET Biorefining - Gowrie | 63923_G_1 | 63923 | G | 1 |  | O/G Steam | MIS_IA | Iowa | Webster | 5 | 2018 | 9999 |  |  |  | 0.95219 | Default Emission Factor
POET Biorefining- Alexandria, LLC | 63924_G_1 | 63924 | G | 1 |  | O/G Steam | PJM_West | Indiana | Madison | 3.6 | 2008 | 9999 |  |  |  | 0.95219 | Default Emission Factor
POET Biorefining - Leipsic, LLC | 63927_G_1 | 63927 | G | 1 |  | O/G Steam | PJM_West | Ohio | Putnam | 3.5 | 2017 | 9999 |  |  |  | 0.95219 | Default Emission Factor
Still Water Power | 64141_G_4 | 64141 | G | 4 |  | Non-Fossil Waste | WEC_CALN | California | Kings | 1 | 2020 | 9999 |  |  |  | 13.0867 | Default Emission Factor
3 MW LLC | 64592_G_GEN1 | 64592 | G | GEN1 |  | Fossil Waste | WECC_CO | Colorado | Gunnison | 1 | 2013 | 9999 |  |  |  | 2.1082 | Default Emission Factor
3 MW LLC | 64592_G_GEN2 | 64592 | G | GEN2 |  | Fossil Waste | WECC_CO | Colorado | Gunnison | 1 | 2013 | 9999 |  |  |  | 2.1082 | Default Emission Factor
3 MW LLC | 64592_G_GEN3 | 64592 | G | GEN3 |  | Fossil Waste | WECC_CO | Colorado | Gunnison | 1 | 2013 | 9999 |  |  |  | 2.1082 | Default Emission Factor
Diamond H Dairy Power | 64622_G_GEN1 | 64622 | G | GEN1 |  | Non-Fossil Waste | WEC_CALN | California | Madera | 1 | 2021 | 9999 |  |  |  | 13.0867 | Default Emission Factor
Diamond H Dairy Power | 64622_G_GEN2 | 64622 | G | GEN2 |  | Non-Fossil Waste | WEC_CALN | California | Madera | 1 | 2021 | 9999 |  |  |  | 13.0867 | Default Emission Factor
WLWPCF Cogeneration Facility | 64663_G_EG075 | 64663 | G | EG075 |  | Non-Fossil Waste | WECC_PNW | Oregon | Marion | 1.1 | 2020 | 9999 |  |  |  | 13.0867 | Default Emission Factor
Tinker | 63628_G_5A | 63628 | G | 5A |  | Combustion Turbine | SPP_WEST | Oklahoma | Oklahoma | 33 | 1971 | 2025 |  |  |  | 0.72922 | Default Emission Factor
Tinker | 63628_G_5B | 63628 | G | 5B |  | Combustion Turbine | SPP_WEST | Oklahoma | Oklahoma | 31 | 1971 | 2025 |  |  |  | 0.72922 | Default Emission Factor
Sabine | 3459_B_1 | 3459 | B | 3 | 2340 | O/G Steam | MIS_WOTA | Texas | Orange | 212 | 1966 | 2025 | 2019 | 4.878 | 285335 | 0.03419 | NEI 2019

## NH3
Plant Name | UniqueID_Final | ORIS Plant Code | Boiler/Generator/Committed Unit | Unit ID | CAMD Database UnitID | PlantType | Region Name | State Name | County | Capacity (MW) | On Line Year | Retirement Year | Emission & Generation Vintage | NH3 Emissions (Tons) | Form 923 Generation (MWh) | NH3 Emission Factor (lbs/MWh) | NH3 Emission Factor Source
Greene County | 10_B_1 | 10 | B | 1 | 19 | O/G Steam | S_SOU | Alabama | Greene | 258 | 1965 | 9999 |  |  |  | 0.087133 | Default Emission Factor
Greene County | 10_B_2 | 10 | B | 2 | 20 | O/G Steam | S_SOU | Alabama | Greene | 258 | 1966 | 9999 |  |  |  | 0.087133 | Default Emission Factor
Colorado Energy Nations Company | 10003_B_BLR1 | 10003 | B | BLR1 |  | O/G Steam | WECC_CO | Colorado | Jefferson | 10 | 1967 | 9999 |  |  |  | 0.087133 | Default Emission Factor
Colorado Energy Nations Company | 10003_B_BLR2 | 10003 | B | BLR2 |  | O/G Steam | WECC_CO | Colorado | Jefferson | 10 | 1967 | 9999 |  |  |  | 0.087133 | Default Emission Factor
Colorado Energy Nations Company | 10003_B_BLR4 | 10003 | B | BLR4 |  | O/G Steam | WECC_CO | Colorado | Jefferson | 10 | 1974 | 9999 |  |  |  | 0.087133 | Default Emission Factor
Colorado Energy Nations Company | 10003_B_BLR5 | 10003 | B | BLR5 |  | O/G Steam | WECC_CO | Colorado | Jefferson | 10 | 1979 | 9999 |  |  |  | 0.087133 | Default Emission Factor
Cayuga | 1001_B_1 | 1001 | B | 1 | 706 | Coal Steam | MIS_INKY | Indiana | Vermillion | 500 | 1970 | 2028 | 2019 | 0.41312 | 2251110 | 0.000367 | NEI 2019
Cayuga | 1001_B_2 | 1001 | B | 2 | 707 | Coal Steam | MIS_INKY | Indiana | Vermillion | 495 | 1972 | 2028 | 2019 | 0.24965 | 1254072 | 0.000398 | NEI 2019
Covanta Hennepin Energy | 10013_B_1 | 10013 | B | 1 |  | Municipal Solid Waste | MIS_MNWI | Minnesota | Hennepin | 16.8 | 1989 | 9999 |  |  |  | 0.083127 | Default Emission Factor
Covanta Hennepin Energy | 10013_B_2 | 10013 | B | 2 |  | Municipal Solid Waste | MIS_MNWI | Minnesota | Hennepin | 16.8 | 1989 | 9999 |  |  |  | 0.083127 | Default Emission Factor
RED-Rochester, LLC | 10025_B_41 | 10025 | B | 41 | 3518 | O/G Steam | NY_Z_B | New York | Monroe | 17.3 | 1964 | 9999 |  |  |  | 0.087133 | Default Emission Factor
RED-Rochester, LLC | 10025_B_42 | 10025 | B | 42 | 3516 | O/G Steam | NY_Z_B | New York | Monroe | 17.3 | 1968 | 9999 |  |  |  | 0.087133 | Default Emission Factor
RED-Rochester, LLC | 10025_B_43 | 10025 | B | 43 | 3517 | O/G Steam | NY_Z_B | New York | Monroe | 23.8 | 1969 | 9999 |  |  |  | 0.087133 | Default Emission Factor
RED-Rochester, LLC | 10025_B_44 | 10025 | B | 44 | 3518 | O/G Steam | NY_Z_B | New York | Monroe | 23.8 | 1948 | 9999 |  |  |  | 0.087133 | Default Emission Factor
RED-Rochester, LLC | 10025_B_45 | 10025 | B | 45 |  | O/G Steam | NY_Z_B | New York | Monroe | 0.94 | 2017 | 9999 |  |  |  | 0.087133 | Default Emission Factor
RED-Rochester, LLC | 10025_B_46 | 10025 | B | 46 |  | O/G Steam | NY_Z_B | New York | Monroe | 10.9 | 2017 | 9999 |  |  |  | 0.087133 | Default Emission Factor
RED-Rochester, LLC | 10025_B_47 | 10025 | B | 47 |  | O/G Steam | NY_Z_B | New York | Monroe | 10.9 | 2017 | 9999 |  |  |  | 0.087133 | Default Emission Factor
RED-Rochester, LLC | 10025_B_48 | 10025 | B | 48 |  | O/G Steam | NY_Z_B | New York | Monroe | 10.9 | 2017 | 9999 |  |  |  | 0.087133 | Default Emission Factor
RED-Rochester, LLC | 10025_B_PB1 | 10025 | B | PB1 |  | O/G Steam | NY_Z_B | New York | Monroe | 0.38 | 1966 | 9999 |  |  |  | 0.076038 | Default Emission Factor
RED-Rochester, LLC | 10025_B_PB2 | 10025 | B | PB2 |  | O/G Steam | NY_Z_B | New York | Monroe | 0.38 | 1966 | 9999 |  |  |  | 0.076038 | Default Emission Factor
RED-Rochester, LLC | 10025_B_PB3 | 10025 | B | PB3 |  | O/G Steam | NY_Z_B | New York | Monroe | 0.38 | 1966 | 9999 |  |  |  | 0.076038 | Default Emission Factor
RED-Rochester, LLC | 10025_B_PB4 | 10025 | B | PB4 |  | O/G Steam | NY_Z_B | New York | Monroe | 0.38 | 1966 | 9999 |  |  |  | 0.076038 | Default Emission Factor
Fairhaven Power | 10052_B_BLR1 | 10052 | B | BLR1 |  | Biomass | WEC_CALN | California | Humboldt | 16 | 1986 | 9999 | 2017 | 0.0068061 | 1013 | 0.013437 | NEI 2019
Miami Dade County Resource Recovery Fac | 10062_B_BLR1 | 10062 | B | BLR1 |  | Municipal Solid Waste | FRCC | Florida | Miami Dade | 17.9 | 1983 | 9999 |  |  |  | 0.083127 | Default Emission Factor
Miami Dade County Resource Recovery Fac | 10062_B_BLR2 | 10062 | B | BLR2 |  | Municipal Solid Waste | FRCC | Florida | Miami Dade | 17.9 | 1983 | 9999 |  |  |  | 0.083127 | Default Emission Factor
Miami Dade County Resource Recovery Fac | 10062_B_BLR3 | 10062 | B | BLR3 |  | Municipal Solid Waste | FRCC | Florida | Miami Dade | 17.9 | 1983 | 9999 |  |  |  | 0.083127 | Default Emission Factor
Miami Dade County Resource Recovery Fac | 10062_B_BLR4 | 10062 | B | BLR4 |  | Municipal Solid Waste | FRCC | Florida | Miami Dade | 17.9 | 1983 | 9999 |  |  |  | 0.083127 | Default Emission Factor
Engineered Carbons Borger Cogen | 10072_B_WHBOIL | 10072 | B | WHBOIL |  | Fossil Waste | SPP_SPS | Texas | Hutchinson | 18.8 | 1982 | 9999 |  |  |  | 0.028605 | Default Emission Factor
John B Rich Memorial Power Station | 10113_B_CFB1 | 10113 | B | CFB1 | 3527 | Coal Steam | PJM_WMAC | Pennsylvania | Schuylkill | 40 | 1988 | 9999 | 2017 | 0.1291 | 317277.5 | 0.000814 | NEI 2019
John B Rich Memorial Power Station | 10113_B_CFB2 | 10113 | B | CFB2 | 3528 | Coal Steam | PJM_WMAC | Pennsylvania | Schuylkill | 40 | 1988 | 9999 | 2019 | 0.1237 | 312153.5 | 0.000793 | NEI 2019
Harrisburg Facility | 10118_B_1 | 10118 | B | 1 |  | Municipal Solid Waste | PJM_WMAC | Pennsylvania | Dauphin | 5.6 | 2005 | 9999 | 2019 | 1.52 | 37125.6287 | 0.081884 | NEI 2019
Harrisburg Facility | 10118_B_2 | 10118 | B | 2 |  | Municipal Solid Waste | PJM_WMAC | Pennsylvania | Dauphin | 5.6 | 2005 | 9999 | 2019 | 0.8 | 37125.6287 | 0.043097 | NEI 2019
Harrisburg Facility | 10118_B_3 | 10118 | B | 3 |  | Municipal Solid Waste | PJM_WMAC | Pennsylvania | Dauphin | 5.6 | 2005 | 9999 | 2019 | 0.65 | 37125.6287 | 0.035016 | NEI 2019
F B Culley | 1012_B_2 | 1012 | B | 2 | 727 | Coal Steam | MIS_INKY | Indiana | Warrick | 90 | 1955 | 2024 | 2019 | 0.020902 | 1379277 | 3e-05 | NEI 2019
F B Culley | 1012_B_3 | 1012 | B | 3 | 728 | Coal Steam | MIS_INKY | Indiana | Warrick | 270 | 1973 | 9999 |  |  |  | 3e-05 | NEI 2019
Colver Power Project | 10143_B_ABB01 | 10143 | B | ABB01 | 3529 | Coal Steam | PJM_PENE | Pennsylvania | Cambria | 110 | 1995 | 9999 | 2019 | 2.19 | 766678 | 0.005713 | NEI 2019
Sierra Pacific Lincoln Facility | 10144_B_BLR3 | 10144 | B | BLR3 |  | Biomass | WEC_CALN | California | Placer | 17.5 | 2005 | 9999 |  |  |  | 0.26668 | Default Emission Factor
Grant Town Power Plant | 10151_B_BLR1A | 10151 | B | BLR1A | 10068 | Coal Steam | PJM_AP | West Virginia | Marion | 40 | 1993 | 9999 |  |  |  | 0.074246 | Default Emission Factor
Grant Town Power Plant | 10151_B_BLR1B | 10151 | B | BLR1B | 10069 | Coal Steam | PJM_AP | West Virginia | Marion | 40 | 1993 | 9999 |  |  |  | 0.074246 | Default Emission Factor
Mosaic Co Tampa Facility | 10204_B_7-1 | 10204 | B | 7-1 |  | Non-Fossil Waste | FRCC | Florida | Hillsborough | 10.4 | 1999 | 9999 |  |  |  | 0.029032 | Default Emission Factor
Mosaic Co Tampa Facility | 10204_B_7-2 | 10204 | B | 7-2 |  | Non-Fossil Waste | FRCC | Florida | Hillsborough | 10.4 | 1999 | 9999 |  |  |  | 0.029032 | Default Emission Factor
Mosaic Co Tampa Facility | 10204_B_9-1 | 10204 | B | 9-1 |  | Non-Fossil Waste | FRCC | Florida | Hillsborough | 10.4 | 1999 | 9999 |  |  |  | 0.029032 | Default Emission Factor
Mosaic Co Tampa Facility | 10204_B_9-2 | 10204 | B | 9-2 |  | Non-Fossil Waste | FRCC | Florida | Hillsborough | 10.4 | 2000 | 9999 |  |  |  | 0.029032 | Default Emission Factor
Alabama River Pulp | 10216_B_PB1 | 10216 | B | PB1 |  | Non-Fossil Waste | S_SOU | Alabama | Monroe | 21.8 | 1978 | 9999 | 2019 | 0.023 | 127110.59 | 0.000362 | NEI 2019
Alabama River Pulp | 10216_B_RB1 | 10216 | B | RB1 |  | Non-Fossil Waste | S_SOU | Alabama | Monroe | 21.8 | 1978 | 9999 |  |  |  | 0.029032 | Default Emission Factor
Leaf River Cellulose LLC | 10233_B_PB | 10233 | B | PB |  | Non-Fossil Waste | S_SOU | Mississippi | Perry | 26 | 1984 | 9999 |  |  |  | 0.029032 | Default Emission Factor
Leaf River Cellulose LLC | 10233_B_RB | 10233 | B | RB |  | Non-Fossil Waste | S_SOU | Mississippi | Perry | 26 | 1984 | 9999 |  |  |  | 0.029032 | Default Emission Factor
Crawfordsville Power Plant | 1024_B_5 | 1024 | B | 5 |  | Coal Steam | MIS_INKY | Indiana | Montgomery | 10.6 | 1956 | 9999 |  |  |  | 0.0026736 | Default Emission Factor
Crawfordsville Power Plant | 1024_B_6 | 1024 | B | 6 |  | Coal Steam | MIS_INKY | Indiana | Montgomery | 12.6 | 1965 | 9999 |  |  |  | 0.0026736 | Default Emission Factor
Bridgewater Power LP | 10290_B_EU1 | 10290 | B | EU1 |  | Biomass | NENGREST | New Hampshire | Grafton | 16 | 1987 | 9999 | 2017 | 0.63812 | 121464 | 0.010507 | NEI 2019
Desert View Power | 10300_B_BLR1 | 10300 | B | BLR1 |  | Biomass | WECC_IID | California | Riverside | 23.5 | 1992 | 9999 |  |  |  | 0.000982 | NEI 2019
Desert View Power | 10300_B_BLR2 | 10300 | B | BLR2 |  | Biomass | WECC_IID | California | Riverside | 23.5 | 1992 | 9999 | 2017 | 0.16983 | 345749 | 0.000982 | NEI 2019
T B Simon Power Plant | 10328_B_BLR1 | 10328 | B | BLR1 | 89142 | O/G Steam | MIS_LMI | Michigan | Ingham | 17 | 1965 | 9999 | 2019 | 0.3754 | 55666.4622 | 0.013487 | NEI 2019
T B Simon Power Plant | 10328_B_BLR2 | 10328 | B | BLR2 | 89143 | O/G Steam | MIS_LMI | Michigan | Ingham | 17 | 1965 | 9999 | 2019 | 0.36445 | 55666.4622 | 0.013094 | NEI 2019
T B Simon Power Plant | 10328_B_BLR3 | 10328 | B | BLR3 | 89144 | O/G Steam | MIS_LMI | Michigan | Ingham | 17 | 1973 | 9999 | 2019 | 0.46855 | 55666.4622 | 0.016834 | NEI 2019
T B Simon Power Plant | 10328_B_BLR4 | 10328 | B | BLR4 | 89145 | O/G Steam | MIS_LMI | Michigan | Ingham | 17 | 1990 | 9999 | 2019 | 0.2493 | 55666.4622 | 0.008957 | NEI 2019
T B Simon Power Plant | 10328_B_BLR6 | 10328 | B | BLR6 | 89142 | O/G Steam | MIS_LMI | Michigan | Ingham | 17 | 2004 | 9999 | 2019 | 0.111 | 55666.4622 | 0.003988 | NEI 2019
Foster Wheeler Mt Carmel Cogen | 10343_B_SG-101 | 10343 | B | SG-101 | 3542 | Coal Steam | PJM_WMAC | Pennsylvania | Northumberland | 43 | 1990 | 9999 | 2019 | 0.06 | 81195 | 0.001478 | NEI 2019
Hillman Power LLC | 10346_B_BOIL01 | 10346 | B | BOIL01 |  | Biomass | MIS_LMI | Michigan | Montmorency | 17.7 | 1987 | 9999 |  |  |  | 0.26668 | Default Emission Factor
ReEnergy Livermore Falls | 10354_B_1 | 10354 | B | 1 |  | Biomass | NENG_ME | Maine | Androscoggin | 36 | 1992 | 9999 | 2019 | 39.9513 | 222953 | 0.35838 | NEI 2019
Lumberton | 10382_B_UNIT1 | 10382 | B | UNIT1 | 3545 | Biomass | S_VACA | North Carolina | Robeson | 17.4 | 2015 | 9999 |  |  |  | 0.29186 | NEI 2019
Lumberton | 10382_B_UNIT2 | 10382 | B | UNIT2 | 3546 | Biomass | S_VACA | North Carolina | Robeson | 17.4 | 2015 | 9999 | 2019 | 19.4992 | 133621 | 0.29186 | NEI 2019
ArcelorMittal Indiana Harbor West | 10397_B_5HPB | 10397 | B | 5HPB |  | Fossil Waste | MIS_INKY | Indiana | Lake | 11.1 | 1952 | 9999 |  |  |  | 0.028605 | Default Emission Factor
ArcelorMittal Indiana Harbor West | 10397_B_6HPB | 10397 | B | 6HPB |  | Fossil Waste | MIS_INKY | Indiana | Lake | 11.1 | 1956 | 9999 | 2019 | 0.5536 | 29626.6787 | 0.037372 | NEI 2019
ArcelorMittal Indiana Harbor West | 10397_B_7HPB | 10397 | B | 7HPB |  | Fossil Waste | MIS_INKY | Indiana | Lake | 11.1 | 1956 | 9999 | 2019 | 0.7776 | 29626.6787 | 0.052493 | NEI 2019
ArcelorMittal Indiana Harbor West | 10397_B_8HPB | 10397 | B | 8HPB |  | Fossil Waste | MIS_INKY | Indiana | Lake | 24 | 1967 | 9999 | 2019 | 2.2672 | 64192.1297 | 0.070638 | NEI 2019
ArcelorMittal Indiana Harbor West | 10397_B_9HPB | 10397 | B | 9HPB |  | Fossil Waste | MIS_INKY | Indiana | Lake | 17 | 2000 | 9999 |  |  |  | 0.028605 | Default Emission Factor
Whitewater Valley | 1040_B_1 | 1040 | B | 1 | 729 | Coal Steam | PJM_West | Indiana | Wayne | 35 | 1955 | 9999 | 2019 | 0.010204 | 12098 | 0.001687 | NEI 2019
Whitewater Valley | 1040_B_2 | 1040 | B | 2 | 730 | Coal Steam | PJM_West | Indiana | Wayne | 65 | 1973 | 9999 | 2019 | 0.021102 | 26495 | 0.001593 | NEI 2019
Pensacola Florida Plant | 10416_B_BO4 | 10416 | B | BO4 |  | O/G Steam | S_SOU | Florida | Escambia | 2.7 | 1953 | 9999 |  |  |  | 0.087133 | Default Emission Factor
Pensacola Florida Plant | 10416_B_BO5 | 10416 | B | BO5 |  | O/G Steam | S_SOU | Florida | Escambia | 2.7 | 1957 | 9999 |  |  |  | 0.087133 | Default Emission Factor
Pensacola Florida Plant | 10416_B_BO6 | 10416 | B | BO6 |  | O/G Steam | S_SOU | Florida | Escambia | 2.7 | 1957 | 9999 |  |  |  | 0.087133 | Default Emission Factor
Pensacola Florida Plant | 10416_B_BO7 | 10416 | B | BO7 |  | O/G Steam | S_SOU | Florida | Escambia | 2.7 | 1953 | 9999 |  |  |  | 0.087133 | Default Emission Factor
Pensacola Florida Plant | 10416_B_BO8 | 10416 | B | BO8 |  | O/G Steam | S_SOU | Florida | Escambia | 2.7 | 1953 | 9999 |  |  |  | 0.087133 | Default Emission Factor
Pensacola Florida Plant | 10416_B_BO9 | 10416 | B | BO9 |  | O/G Steam | S_SOU | Florida | Escambia | 2.7 | 2007 | 9999 |  |  |  | 0.087133 | Default Emission Factor
Camden Resource Recovery Facility | 10435_B_SG101A | 10435 | B | SG101A |  | Municipal Solid Waste | PJM_EMAC | New Jersey | Camden | 11 | 1991 | 9999 | 2019 | 7.57 | 50045.4995 | 0.30252 | NEI 2019
Camden Resource Recovery Facility | 10435_B_SG101B | 10435 | B | SG101B |  | Municipal Solid Waste | PJM_EMAC | New Jersey | Camden | 11 | 1991 | 9999 |  |  |  | 0.083127 | Default Emission Factor
Camden Resource Recovery Facility | 10435_B_SG101C | 10435 | B | SG101C |  | Municipal Solid Waste | PJM_EMAC | New Jersey | Camden | 11 | 1991 | 9999 |  |  |  | 0.083127 | Default Emission Factor
ReEnergy Black River | 10464_B_E0001 | 10464 | B | E0001 | 3547 | Biomass | NY_Z_C&E | New York | Jefferson | 18.3 | 2013 | 9999 |  |  |  | 0.26668 | Default Emission Factor
ReEnergy Black River | 10464_B_E0002 | 10464 | B | E0002 | 3548 | Biomass | NY_Z_C&E | New York | Jefferson | 18.3 | 2013 | 9999 |  |  |  | 0.26668 | Default Emission Factor
ReEnergy Black River | 10464_B_E0003 | 10464 | B | E0003 | 3549 | Biomass | NY_Z_C&E | New York | Jefferson | 18.3 | 2013 | 9999 |  |  |  | 0.26668 | Default Emission Factor
Puente Hills Energy Recovery | 10472_B_B300 | 10472 | B | B300 |  | Landfill Gas | WECC_SCE | California | Los Angeles | 22.5 | 1986 | 9999 |  |  |  | 0.056969 | Default Emission Factor
Puente Hills Energy Recovery | 10472_B_B400 | 10472 | B | B400 |  | Landfill Gas | WECC_SCE | California | Los Angeles | 22.5 | 1986 | 9999 |  |  |  | 0.056969 | Default Emission Factor
Wisconsin Rapids Pulp Mill | 10477_B_P1 | 10477 | B | P1 |  | Non-Fossil Waste | MIS_WUMS | Wisconsin | Wood | 10.8 | 1966 | 9999 |  |  |  | 0.029032 | Default Emission Factor
Wisconsin Rapids Pulp Mill | 10477_B_P2 | 10477 | B | P2 |  | Non-Fossil Waste | MIS_WUMS | Wisconsin | Wood | 10.8 | 1966 | 9999 |  |  |  | 0.029032 | Default Emission Factor
Wisconsin Rapids Pulp Mill | 10477_B_P3 | 10477 | B | P3 |  | Non-Fossil Waste | MIS_WUMS | Wisconsin | Wood | 10.8 | 1991 | 9999 |  |  |  | 0.029032 | Default Emission Factor
Wisconsin Rapids Pulp Mill | 10477_B_R1 | 10477 | B | R1 |  | Non-Fossil Waste | MIS_WUMS | Wisconsin | Wood | 10.8 | 1966 | 9999 |  |  |  | 0.029032 | Default Emission Factor
Wisconsin Rapids Pulp Mill | 10477_B_R2 | 10477 | B | R2 |  | Non-Fossil Waste | MIS_WUMS | Wisconsin | Wood | 10.8 | 1975 | 9999 |  |  |  | 0.029032 | Default Emission Factor
Wisconsin Rapids Pulp Mill | 10477_B_R3 | 10477 | B | R3 |  | Non-Fossil Waste | MIS_WUMS | Wisconsin | Wood | 10.8 | 1989 | 9999 |  |  |  | 0.029032 | Default Emission Factor
Rumford Cogeneration | 10495_B_6 | 10495 | B | 6 |  | Tires | NENG_ME | Maine | Oxford | 26 | 1990 | 9999 | 2019 | 0.0463 | 169473.1026 | 0.000546 | NEI 2019
Rumford Cogeneration | 10495_B_7 | 10495 | B | 7 |  | Tires | NENG_ME | Maine | Oxford | 26 | 1990 | 9999 | 2017 | 0.0452 | 173865.7771 | 0.00052 | NEI 2019
Rumford Cogeneration | 10495_B_CRECV | 10495 | B | CRECV |  | Non-Fossil Waste | NENG_ME | Maine | Oxford | 34 | 1981 | 9999 | 2019 | 0.73 | 221054.7947 | 0.006605 | NEI 2019
Wheelabrator Hudson Falls | 10503_B_SG201A | 10503 | B | SG201A |  | Municipal Solid Waste | NY_Z_F | New York | Washington | 5.8 | 1992 | 9999 |  |  |  | 0.083127 | Default Emission Factor
Wheelabrator Hudson Falls | 10503_B_SG201B | 10503 | B | SG201B |  | Municipal Solid Waste | NY_Z_F | New York | Washington | 5.8 | 1992 | 9999 |  |  |  | 0.083127 | Default Emission Factor
Craven County Wood Energy LP | 10525_B_4A | 10525 | B | 4A | 89655 | Biomass | S_VACA | North Carolina | Craven | 47 | 1990 | 9999 |  |  |  | 0.26668 | Default Emission Factor
Fernandina Plant | 10562_B_PB6 | 10562 | B | PB6 |  | Biomass | FRCC | Florida | Nassau | 21 | 2006 | 9999 |  |  |  | 0.26668 | Default Emission Factor
Fernandina Plant | 10562_B_REC5 | 10562 | B | REC5 |  | Biomass | FRCC | Florida | Nassau | 21 | 1976 | 9999 |  |  |  | 0.26668 | Default Emission Factor
Agrilectric Power Partners Ltd | 10593_B_BLR1 | 10593 | B | BLR1 |  | Biomass | MIS_WOTA | Louisiana | Calcasieu | 10.9 | 1984 | 9999 |  |  |  | 0.26668 | Default Emission Factor
Ebensburg Power | 10603_B_031 | 10603 | B | 031 | 3557 | Coal Steam | PJM_PENE | Pennsylvania | Cambria | 50 | 1991 | 9999 | 2017 | 0.111 | 249137 | 0.000891 | NEI 2019
Domtar - Woodland Mill | 10613_B_3RB | 10613 | B | 3RB |  | Non-Fossil Waste | NENG_ME | Maine | Washington | 23 | 1989 | 9999 | 2019 | 1.04 | 166443.5 | 0.012497 | NEI 2019
Domtar - Woodland Mill | 10613_B_9PB | 10613 | B | 9PB |  | Non-Fossil Waste | NENG_ME | Maine | Washington | 23 | 1969 | 9999 | 2019 | 2.3 | 166443.5 | 0.027637 | NEI 2019
Pine Bluff Mill | 10627_B_BB1 | 10627 | B | BB1 |  | O/G Steam | MIS_AR | Arkansas | Jefferson | 12.2 | 1957 | 9999 |  |  |  | 0.087133 | Default Emission Factor
Pine Bluff Mill | 10627_B_PB1 | 10627 | B | PB1 |  | O/G Steam | MIS_AR | Arkansas | Jefferson | 12.2 | 1957 | 9999 |  |  |  | 0.087133 | Default Emission Factor
Pine Bluff Mill | 10627_B_RB2 | 10627 | B | RB2 |  | Non-Fossil Waste | MIS_AR | Arkansas | Jefferson | 12.2 | 1957 | 9999 |  |  |  | 0.029032 | Default Emission Factor
Pine Bluff Mill | 10627_B_RB3 | 10627 | B | RB3 |  | Non-Fossil Waste | MIS_AR | Arkansas | Jefferson | 12.2 | 1957 | 9999 |  |  |  | 0.029032 | Default Emission Factor
Pine Bluff Mill | 10627_B_RB4 | 10627 | B | RB4 |  | Non-Fossil Waste | MIS_AR | Arkansas | Jefferson | 12.2 | 1957 | 9999 |  |  |  | 0.029032 | Default Emission Factor
Wheelabrator Baltimore Refuse | 10629_B_BLR1 | 10629 | B | BLR1 |  | Municipal Solid Waste | PJM_SMAC | Maryland | Baltimore City | 20.4 | 1985 | 9999 |  |  |  | 0.083127 | Default Emission Factor
Wheelabrator Baltimore Refuse | 10629_B_BLR2 | 10629 | B | BLR2 |  | Municipal Solid Waste | PJM_SMAC | Maryland | Baltimore City | 20.4 | 1985 | 9999 |  |  |  | 0.083127 | Default Emission Factor
Wheelabrator Baltimore Refuse | 10629_B_BLR3 | 10629 | B | BLR3 |  | Municipal Solid Waste | PJM_SMAC | Maryland | Baltimore City | 20.4 | 1985 | 9999 |  |  |  | 0.083127 | Default Emission Factor
Covanta Hempstead | 10642_B_1 | 10642 | B | 1 |  | Municipal Solid Waste | NY_Z_K | New York | Nassau | 23.9 | 1989 | 9999 |  |  |  | 0.091672 | NEI 2019
Covanta Hempstead | 10642_B_2 | 10642 | B | 2 |  | Municipal Solid Waste | NY_Z_K | New York | Nassau | 23.9 | 1989 | 9999 |  |  |  | 0.091672 | NEI 2019
Covanta Hempstead | 10642_B_3 | 10642 | B | 3 |  | Municipal Solid Waste | NY_Z_K | New York | Nassau | 23.9 | 1989 | 9999 | 2019 | 24.8623 | 542418.5758 | 0.091672 | NEI 2019
Covanta Essex Company | 10643_B_1 | 10643 | B | 1 |  | Municipal Solid Waste | PJM_EMAC | New Jersey | Essex | 20 | 1990 | 9999 |  |  |  | 0.05149 | NEI 2019
Covanta Essex Company | 10643_B_2 | 10643 | B | 2 |  | Municipal Solid Waste | PJM_EMAC | New Jersey | Essex | 20 | 1990 | 9999 |  |  |  | 0.05149 | NEI 2019
Covanta Essex Company | 10643_B_3 | 10643 | B | 3 |  | Municipal Solid Waste | PJM_EMAC | New Jersey | Essex | 20 | 1990 | 9999 | 2019 | 12.7992 | 497157.0284 | 0.05149 | NEI 2019
Covanta Southeastern Connecticut Company | 10646_B_BLR1 | 10646 | B | BLR1 |  | Municipal Solid Waste | NENG_CT | Connecticut | New London | 8.2 | 1991 | 9999 | 2019 | 8.2158 | 65394 | 0.25127 | NEI 2019
Covanta Southeastern Connecticut Company | 10646_B_BLR2 | 10646 | B | BLR2 |  | Municipal Solid Waste | NENG_CT | Connecticut | New London | 8.2 | 1991 | 9999 | 2019 | 3.2056 | 65394 | 0.098039 | NEI 2019
Burney Forest Products | 10652_B_BLR1 | 10652 | B | BLR1 |  | Biomass | WEC_CALN | California | Shasta | 15.5 | 1989 | 9999 |  |  |  | 0.26668 | Default Emission Factor
Burney Forest Products | 10652_B_BLR2 | 10652 | B | BLR2 |  | Biomass | WEC_CALN | California | Shasta | 15.5 | 1989 | 9999 |  |  |  | 0.26668 | Default Emission Factor
River Valley | 10671_B_1A | 10671 | B | 1A | 90961 | Coal Steam | SPP_WEST | Oklahoma | Le Flore | 80 | 1991 | 9999 |  |  |  | 0.054586 | Default Emission Factor
River Valley | 10671_B_1B | 10671 | B | 1B | 90962 | Coal Steam | SPP_WEST | Oklahoma | Le Flore | 80 | 1991 | 9999 |  |  |  | 0.054586 | Default Emission Factor
River Valley | 10671_B_2A | 10671 | B | 2A | 90963 | Coal Steam | SPP_WEST | Oklahoma | Le Flore | 80 | 1991 | 9999 |  |  |  | 0.054586 | Default Emission Factor
River Valley | 10671_B_2B | 10671 | B | 2B | 90964 | Coal Steam | SPP_WEST | Oklahoma | Le Flore | 80 | 1991 | 9999 |  |  |  | 0.054586 | Default Emission Factor
AES Warrior Run Cogeneration Facility | 10678_B_BLR1 | 10678 | B | BLR1 | 3575 | Coal Steam | PJM_AP | Maryland | Allegany | 180 | 2000 | 9999 |  |  |  | 0.074246 | Default Emission Factor
Argus Cogen Plant | 10684_B_BLR22 | 10684 | B | BLR22 |  | Coal Steam | WECC_SCE | California | San Bernardino | 2.3 | 1967 | 9999 |  |  |  | 0.0026736 | Default Emission Factor
Argus Cogen Plant | 10684_B_BLR25 | 10684 | B | BLR25 |  | Coal Steam | WECC_SCE | California | San Bernardino | 27 | 1978 | 9999 |  |  |  | 0.1322 | Default Emission Factor
Argus Cogen Plant | 10684_B_BLR26 | 10684 | B | BLR26 |  | Coal Steam | WECC_SCE | California | San Bernardino | 27 | 1978 | 9999 |  |  |  | 0.1322 | Default Emission Factor
Rapids Energy Center | 10686_B_5 | 10686 | B | 5 |  | Biomass | MIS_MNWI | Minnesota | Itasca | 10.8 | 1980 | 9999 | 2019 | 0.061183 | 8336.5 | 0.014678 | NEI 2019
Rapids Energy Center | 10686_B_6 | 10686 | B | 6 |  | Biomass | MIS_MNWI | Minnesota | Itasca | 10.8 | 1980 | 9999 | 2019 | 0.053217 | 8336.5 | 0.012767 | NEI 2019
Rapids Energy Center | 10686_B_7 | 10686 | B | 7 |  | Biomass | MIS_MNWI | Minnesota | Itasca | 3.3 | 2001 | 9999 |  |  |  | 0.26668 | Default Emission Factor
Rapids Energy Center | 10686_B_8 | 10686 | B | 8 |  | Biomass | MIS_MNWI | Minnesota | Itasca | 3.3 | 2001 | 9999 | 2017 | 1.18 | 10114.84 | 0.23332 | NEI 2019
Prairie Creek | 1073_B_3 | 1073 | B | 3 | 746 | Coal Steam | MIS_IA | Iowa | Linn | 30.4 | 1958 | 9999 |  |  |  | 0.0026736 | Default Emission Factor
Prairie Creek | 1073_B_4 | 1073 | B | 4 | 747 | O/G Steam | MIS_IA | Iowa | Linn | 110 | 1967 | 9999 |  |  |  | 0.087133 | Default Emission Factor
Covanta Delaware Valley | 10746_B_BLR1 | 10746 | B | BLR1 |  | Municipal Solid Waste | PJM_EMAC | Pennsylvania | Delaware | 13.3 | 1991 | 9999 |  |  |  | 0.083127 | Default Emission Factor
Covanta Delaware Valley | 10746_B_BLR2 | 10746 | B | BLR2 |  | Municipal Solid Waste | PJM_EMAC | Pennsylvania | Delaware | 13.3 | 1991 | 9999 |  |  |  | 0.083127 | Default Emission Factor
Covanta Delaware Valley | 10746_B_BLR3 | 10746 | B | BLR3 |  | Municipal Solid Waste | PJM_EMAC | Pennsylvania | Delaware | 13.3 | 1991 | 9999 |  |  |  | 0.083127 | Default Emission Factor
Covanta Delaware Valley | 10746_B_BLR4 | 10746 | B | BLR4 |  | Municipal Solid Waste | PJM_EMAC | Pennsylvania | Delaware | 13.3 | 1991 | 9999 |  |  |  | 0.083127 | Default Emission Factor
Covanta Delaware Valley | 10746_B_BLR5 | 10746 | B | BLR5 |  | Municipal Solid Waste | PJM_EMAC | Pennsylvania | Delaware | 13.3 | 1991 | 9999 |  |  |  | 0.083127 | Default Emission Factor
Covanta Delaware Valley | 10746_B_BLR6 | 10746 | B | BLR6 |  | Municipal Solid Waste | PJM_EMAC | Pennsylvania | Delaware | 13.3 | 1991 | 9999 |  |  |  | 0.083127 | Default Emission Factor
Blue Lake Power LLC | 10764_B_Zurn | 10764 | B | Zurn |  | Biomass | WEC_CALN | California | Humboldt | 11.5 | 1985 | 9999 |  |  |  | 0.26668 | Default Emission Factor
Indeck Jonesboro Energy Center | 10765_B_CFB002 | 10765 | B | CFB002 |  | Biomass | NENG_ME | Maine | Washington | 20.2 | 1987 | 9999 |  |  |  | 0.26668 | Default Emission Factor
Indeck West Enfield Energy Center | 10766_B_CFB001 | 10766 | B | CFB001 |  | Biomass | NENG_ME | Maine | Penobscot | 20.4 | 1987 | 9999 |  |  |  | 0.26668 | Default Emission Factor
Rio Bravo Fresno | 10767_B_CFB | 10767 | B | CFB |  | Biomass | WEC_CALN | California | Fresno | 24.3 | 1988 | 9999 | 2019 | 4.899 | 187525 | 0.052249 | NEI 2019
Hopewell Power Station | 10771_B_1 | 10771 | B | 1 | 3591 | Biomass | PJM_Dom | Virginia | Hopewell City | 26 | 1992 | 2029 | 2019 | 19.44 | 142918 | 0.27204 | NEI 2019
Hopewell Power Station | 10771_B_2 | 10771 | B | 2 | 3592 | Biomass | PJM_Dom | Virginia | Hopewell City | 26 | 1992 | 2029 | 2019 | 19.46 | 142918 | 0.27232 | NEI 2019
Rio Bravo Rocklin | 10772_B_CFB | 10772 | B | CFB |  | Biomass | WEC_CALN | California | Placer | 24.4 | 1990 | 9999 | 2017 | 4.0825 | 164302 | 0.049695 | NEI 2019
Altavista Power Station | 10773_B_1 | 10773 | B | 1 | 3593 | Biomass | PJM_West | Virginia | Campbell | 26 | 1992 | 2029 | 2017 | 17.2563 | 137801.5 | 0.25045 | NEI 2019
Altavista Power Station | 10773_B_2 | 10773 | B | 2 | 3594 | Biomass | PJM_West | Virginia | Campbell | 26 | 1992 | 2029 | 2019 | 17.2062 | 136228.5 | 0.25261 | NEI 2019
Southampton Power Station | 10774_B_1 | 10774 | B | 1 | 3595 | Biomass | PJM_Dom | Virginia | Southampton | 26 | 1992 | 2029 | 2019 | 20.148 | 132785.5 | 0.30347 | NEI 2019
Southampton Power Station | 10774_B_2 | 10774 | B | 2 | 3596 | Biomass | PJM_Dom | Virginia | Southampton | 26 | 1992 | 2029 | 2019 | 20.5305 | 132785.5 | 0.30923 | NEI 2019
HL Power | 10777_B_ZURN1 | 10777 | B | ZURN1 |  | Biomass | WEC_CALN | California | Lassen | 30 | 1989 | 9999 | 2019 | 130.953 | 188963 | 1.386 | NEI 2019
Colstrip Energy LP | 10784_B_BLR1 | 10784 | B | BLR1 |  | Coal Steam | WECC_MT | Montana | Rosebud | 38 | 1990 | 9999 |  |  |  | 0.054586 | Default Emission Factor
Holcomb | 108_B_SGU1 | 108 | B | SGU1 | 60 | Coal Steam | SPP_N | Kansas | Finney | 359 | 1983 | 9999 | 2019 | 0.4376 | 1569548 | 0.000558 | NEI 2019
Walter Scott Jr Energy Center | 1082_B_3 | 1082 | B | 3 | 756 | Coal Steam | MIS_MIDA | Iowa | Pottawattamie | 708 | 1978 | 9999 | 2019 | 0.97965 | 3858814 | 0.000508 | NEI 2019
Walter Scott Jr Energy Center | 1082_B_4 | 1082 | B | 4 | 89556 | Coal Steam | MIS_MIDA | Iowa | Pottawattamie | 814 | 2007 | 9999 | 2019 | 6.6347 | 4155389 | 0.003193 | NEI 2019
Grayling Generating Station | 10822_B_BOIL1 | 10822 | B | BOIL1 | 90210 | Biomass | MIS_LMI | Michigan | Crawford | 38 | 1992 | 9999 |  |  |  | 0.26668 | Default Emission Factor
Deer Island Treatment Plant | 10823_B_B101 | 10823 | B | B101 |  | Non-Fossil Waste | NENGREST | Massachusetts | Suffolk | 4.5 | 1997 | 9999 |  |  |  | 0.029032 | Default Emission Factor
Deer Island Treatment Plant | 10823_B_B201 | 10823 | B | B201 |  | Non-Fossil Waste | NENGREST | Massachusetts | Suffolk | 4.5 | 1997 | 9999 |  |  |  | 0.029032 | Default Emission Factor
Woodland Biomass Power Ltd | 10836_B_BLR1 | 10836 | B | BLR1 |  | Biomass | WEC_CALN | California | Yolo | 25 | 1989 | 9999 |  |  |  | 0.26668 | Default Emission Factor
Springfield Power LLC | 10838_B_BLR1 | 10838 | B | BLR1 |  | Biomass | NENGREST | New Hampshire | Sullivan | 16.1 | 1987 | 9999 |  |  |  | 0.26668 | Default Emission Factor
DG Whitefield LLC | 10839_B_BLR1 | 10839 | B | BLR1 |  | Biomass | NENGREST | New Hampshire | Coos | 17 | 1986 | 9999 |  |  |  | 0.26668 | Default Emission Factor
Silver Bay Power | 10849_B_BLR1 | 10849 | B | BLR1 | 89908 | Coal Steam | MIS_MNWI | Minnesota | Lake | 36 | 1955 | 9999 | 2017 | 0.10762 | 149771 | 0.001437 | NEI 2019
Silver Bay Power | 10849_B_BLR2 | 10849 | B | BLR2 | 89909 | Coal Steam | MIS_MNWI | Minnesota | Lake | 69 | 1963 | 9999 | 2019 | 0.05928 | 81195 | 0.00146 | NEI 2019
Archer Daniels Midland Cedar Rapids | 10864_B_1 | 10864 | B | 1 |  | Coal Steam | MIS_IA | Iowa | Linn | 40 | 1988 | 9999 | 2019 | 16.1585 | 119941.5626 | 0.26944 | NEI 2019
Archer Daniels Midland Cedar Rapids | 10864_B_2 | 10864 | B | 2 |  | Coal Steam | MIS_IA | Iowa | Linn | 40 | 1988 | 9999 | 2019 | 17.6753 | 119941.5626 | 0.29473 | NEI 2019
Archer Daniels Midland Cedar Rapids | 10864_B_3 | 10864 | B | 3 |  | Coal Steam | MIS_IA | Iowa | Linn | 40 | 1989 | 9999 | 2019 | 16.651 | 119941.5626 | 0.27765 | NEI 2019
Archer Daniels Midland Cedar Rapids | 10864_B_4 | 10864 | B | 4 |  | Coal Steam | MIS_IA | Iowa | Linn | 40 | 1994 | 9999 | 2019 | 16.7941 | 119941.5626 | 0.28004 | NEI 2019
Archer Daniels Midland Cedar Rapids | 10864_B_5 | 10864 | B | 5 |  | Coal Steam | MIS_IA | Iowa | Linn | 100 | 2001 | 9999 | 2019 | 10.9438 | 301749.1191 | 0.072536 | NEI 2019
Biomass One LP | 10869_B_NORTH | 10869 | B | NORTH |  | Biomass | WECC_PNW | Oregon | Jackson | 18.2 | 1985 | 9999 |  |  |  | 0.26668 | Default Emission Factor
Biomass One LP | 10869_B_SOUTH | 10869 | B | SOUTH |  | Biomass | WECC_PNW | Oregon | Jackson | 18.2 | 1985 | 9999 |  |  |  | 0.26668 | Default Emission Factor
Medical Area Total Energy Plant | 10883_B_GTHSG1 | 10883 | B | GTHSG1 |  | O/G Steam | NENGREST | Massachusetts | Suffolk | 2.8 | 2004 | 9999 |  |  |  | 0.087133 | Default Emission Factor
Medical Area Total Energy Plant | 10883_B_GTHSG2 | 10883 | B | GTHSG2 |  | O/G Steam | NENGREST | Massachusetts | Suffolk | 2.8 | 2004 | 9999 |  |  |  | 0.087133 | Default Emission Factor
Medical Area Total Energy Plant | 10883_B_GTHSG3 | 10883 | B | GTHSG3 |  | O/G Steam | NENGREST | Massachusetts | Suffolk | 2.8 | 2017 | 9999 |  |  |  | 0.087133 | Default Emission Factor
Medical Area Total Energy Plant | 10883_B_HSG1 | 10883 | B | HSG1 |  | O/G Steam | NENGREST | Massachusetts | Suffolk | 2.8 | 1979 | 9999 | 2019 | 0.32 | 9552.3175 | 0.066999 | NEI 2019
Medical Area Total Energy Plant | 10883_B_HSG2 | 10883 | B | HSG2 |  | O/G Steam | NENGREST | Massachusetts | Suffolk | 2.8 | 1979 | 9999 | 2019 | 0.28 | 9552.3175 | 0.058625 | NEI 2019
Medical Area Total Energy Plant | 10883_B_PSG1 | 10883 | B | PSG1 |  | O/G Steam | NENGREST | Massachusetts | Suffolk | 2.8 | 2010 | 9999 | 2019 | 0.75 | 9552.3175 | 0.15703 | NEI 2019
Medical Area Total Energy Plant | 10883_B_PSG2 | 10883 | B | PSG2 |  | O/G Steam | NENGREST | Massachusetts | Suffolk | 2.8 | 2004 | 9999 | 2019 | 0.313 | 9552.3175 | 0.065534 | NEI 2019
Medical Area Total Energy Plant | 10883_B_PSG3 | 10883 | B | PSG3 |  | O/G Steam | NENGREST | Massachusetts | Suffolk | 2.8 | 2004 | 9999 | 2019 | 0.5465 | 9552.3175 | 0.11442 | NEI 2019
George Neal North | 1091_B_3 | 1091 | B | 3 | 762 | Coal Steam | MIS_MIDA | Iowa | Woodbury | 515 | 1975 | 9999 | 2019 | 0.81613 | 1628432 | 0.001002 | NEI 2019
Ames Electric Services Power Plant | 1122_B_7 | 1122 | B | 7 | 767 | O/G Steam | MIS_MIDA | Iowa | Story | 32 | 1968 | 9999 | 2017 | 0.027269 | 47683 | 0.001144 | NEI 2019
Ames Electric Services Power Plant | 1122_B_8 | 1122 | B | 8 | 768 | O/G Steam | MIS_MIDA | Iowa | Story | 63 | 1982 | 9999 | 2019 | 2.2357 | 129433 | 0.034546 | NEI 2019
Cholla | 113_B_1 | 113 | B | 1 | 62 | Coal Steam | WECC_AZ | Arizona | Navajo | 116 | 1980 | 2025 |  |  |  | 0.0026736 | Default Emission Factor
Cholla | 113_B_3 | 113 | B | 3 | 64 | Coal Steam | WECC_AZ | Arizona | Navajo | 271 | 1980 | 2025 |  |  |  | 0.0026736 | Default Emission Factor
Streeter Station | 1131_B_6 | 1131 | B | 6 |  | O/G Steam | MIS_MIDA | Iowa | Black Hawk | 19.6 | 1963 | 9999 |  |  |  | 0.087133 | Default Emission Factor
Streeter Station | 1131_B_7 | 1131 | B | 7 | 772 | O/G Steam | MIS_MIDA | Iowa | Black Hawk | 37 | 1973 | 9999 |  |  |  | 0.087133 | Default Emission Factor
Muscatine Plant #1 | 1167_B_9 | 1167 | B | 9 | 788 | Coal Steam | MIS_IA | Iowa | Muscatine | 163 | 1983 | 9999 | 2017 | 0.019168 | 677514 | 5.7e-05 | NEI 2019
Yucca | 120_B_1 | 120 | B | 1 | 74 | O/G Steam | WECC_AZ | Arizona | Yuma | 75 | 1978 | 9999 |  |  |  | 0.087133 | Default Emission Factor
Earl F Wisdom | 1217_B_1 | 1217 | B | 1 | 806 | O/G Steam | MIS_MIDA | Iowa | Clay | 38 | 1960 | 9999 | 2017 | 0.12838 | 257 | 0.99905 | NEI 2019
Cimarron River | 1230_B_1 | 1230 | B | 1 | 808 | O/G Steam | SPP_N | Kansas | Seward | 52 | 1963 | 9999 | 2019 | 0.01696 | 703 | 0.04825 | NEI 2019
Fort Dodge | 1233_B_4 | 1233 | B | 4 | 810 | O/G Steam | SPP_N | Kansas | Ford | 147 | 1969 | 9999 | 2019 | 0.11589 | 3171 | 0.073092 | NEI 2019
Great Bend - Sunflower | 1235_B_3 | 1235 | B | 3 | 811 | O/G Steam | SPP_N | Kansas | Barton | 93 | 1963 | 9999 | 2019 | 0.042624 | 324 | 0.26311 | NEI 2019
La Cygne | 1241_B_1 | 1241 | B | 1 | 819 | Coal Steam | SPP_N | Kansas | Linn | 736 | 1973 | 2025 | 2019 | 0.00499 | 2626438 | 4e-06 | NEI 2019
La Cygne | 1241_B_2 | 1241 | B | 2 | 820 | Coal Steam | SPP_N | Kansas | Linn | 662 | 1977 | 2039 |  |  |  | 0.01709 | Default Emission Factor
H Wilson Sundt Generating Station | 126_B_3 | 126 | B | 3 | 79 | O/G Steam | WECC_AZ | Arizona | Pima | 104 | 1962 | 9999 | 2019 | 7.1731 | 412126 | 0.03481 | NEI 2019
H Wilson Sundt Generating Station | 126_B_4 | 126 | B | 4 | 80 | O/G Steam | WECC_AZ | Arizona | Pima | 156 | 1967 | 9999 |  |  |  | 0.087133 | Default Emission Factor
Cross | 130_B_1 | 130 | B | 1 | 82 | Coal Steam | S_VACA | South Carolina | Berkeley | 580 | 2008 | 9999 | 2019 | 143.3168 | 2154811 | 0.13302 | NEI 2019
Cross | 130_B_2 | 130 | B | 2 | 83 | Coal Steam | S_VACA | South Carolina | Berkeley | 570 | 1984 | 9999 | 2019 | 12.5107 | 143300 | 0.17461 | NEI 2019
Cross | 130_B_3 | 130 | B | 3 | 89490 | Coal Steam | S_VACA | South Carolina | Berkeley | 600 | 2007 | 9999 | 2019 | 212.8351 | 3217262 | 0.13231 | NEI 2019
Cross | 130_B_4 | 130 | B | 4 | 89491 | Coal Steam | S_VACA | South Carolina | Berkeley | 600 | 2008 | 9999 | 2017 | 183.5186 | 2723937 | 0.13475 | NEI 2019
Pratt | 1317_B_5 | 1317 | B | 5 |  | O/G Steam | SPP_N | Kansas | Pratt | 13 | 1965 | 9999 |  |  |  | 0.087133 | Default Emission Factor
Wellington 1 | 1330_B_4 | 1330 | B | 4 |  | O/G Steam | SPP_N | Kansas | Sumner | 19.5 | 1970 | 9999 | 2019 | 0.001576 | 55 | 0.057309 | NEI 2019
Big Sandy | 1353_B_BSU1 | 1353 | B | BSU1 | 872 | O/G Steam | PJM_West | Kentucky | Lawrence | 260 | 1963 | 9999 |  |  |  | 0.087133 | Default Emission Factor
E W Brown | 1355_B_3 | 1355 | B | 3 | 878 | Coal Steam | S_C_KY | Kentucky | Mercer | 409 | 1971 | 2028 |  |  |  | 0.01709 | Default Emission Factor
Ghent | 1356_B_1 | 1356 | B | 1 | 884 | Coal Steam | S_C_KY | Kentucky | Carroll | 474 | 1973 | 9999 |  |  |  | 0.01709 | Default Emission Factor
Ghent | 1356_B_2 | 1356 | B | 2 | 885 | Coal Steam | S_C_KY | Kentucky | Carroll | 495 | 1977 | 9999 |  |  |  | 0.0026736 | Default Emission Factor
Ghent | 1356_B_3 | 1356 | B | 3 | 886 | Coal Steam | S_C_KY | Kentucky | Carroll | 485 | 1981 | 9999 |  |  |  | 0.01709 | Default Emission Factor
Ghent | 1356_B_4 | 1356 | B | 4 | 887 | Coal Steam | S_C_KY | Kentucky | Carroll | 465 | 1984 | 9999 |  |  |  | 0.01709 | Default Emission Factor
Seminole (FL) | 136_B_2 | 136 | B | 2 | 85 | Coal Steam | FRCC | Florida | Putnam | 657 | 1984 | 9999 | 2017 | 2.7314 | 4247979 | 0.001286 | NEI 2019
Mill Creek (KY) | 1364_B_1 | 1364 | B | 1 | 905 | Coal Steam | S_C_KY | Kentucky | Jefferson | 300 | 1972 | 2024 | 2019 | 0.26143 | 1499827 | 0.000349 | NEI 2019
Mill Creek (KY) | 1364_B_2 | 1364 | B | 2 | 906 | Coal Steam | S_C_KY | Kentucky | Jefferson | 297 | 1974 | 2028 | 2017 | 0.27946 | 1683758 | 0.000332 | NEI 2019
Mill Creek (KY) | 1364_B_3 | 1364 | B | 3 | 907 | Coal Steam | S_C_KY | Kentucky | Jefferson | 391 | 1978 | 9999 | 2019 | 13.3152 | 1844658 | 0.014436 | NEI 2019
Mill Creek (KY) | 1364_B_4 | 1364 | B | 4 | 908 | Coal Steam | S_C_KY | Kentucky | Jefferson | 477 | 1982 | 9999 | 2019 | 21.632 | 3095493 | 0.013976 | NEI 2019
Shawnee | 1379_B_1 | 1379 | B | 1 | 916 | Coal Steam | S_C_TVA | Kentucky | McCracken | 134 | 1953 | 2034 |  |  |  | 0.01709 | Default Emission Factor
Shawnee | 1379_B_2 | 1379 | B | 2 | 918 | Coal Steam | S_C_TVA | Kentucky | McCracken | 134 | 1953 | 2034 |  |  |  | 0.0026736 | Default Emission Factor
Shawnee | 1379_B_3 | 1379 | B | 3 | 919 | Coal Steam | S_C_TVA | Kentucky | McCracken | 134 | 1953 | 2033 |  |  |  | 0.0026736 | Default Emission Factor
Shawnee | 1379_B_4 | 1379 | B | 4 | 920 | Coal Steam | S_C_TVA | Kentucky | McCracken | 134 | 1954 | 2034 |  |  |  | 0.01709 | Default Emission Factor
Shawnee | 1379_B_5 | 1379 | B | 5 | 921 | Coal Steam | S_C_TVA | Kentucky | McCracken | 134 | 1954 | 2034 |  |  |  | 0.0026736 | Default Emission Factor
Shawnee | 1379_B_6 | 1379 | B | 6 | 922 | Coal Steam | S_C_TVA | Kentucky | McCracken | 134 | 1954 | 2034 |  |  |  | 0.0026736 | Default Emission Factor
Shawnee | 1379_B_7 | 1379 | B | 7 | 923 | Coal Steam | S_C_TVA | Kentucky | McCracken | 134 | 1954 | 2034 |  |  |  | 0.0026736 | Default Emission Factor
Shawnee | 1379_B_8 | 1379 | B | 8 | 924 | Coal Steam | S_C_TVA | Kentucky | McCracken | 134 | 1955 | 2034 |  |  |  | 0.0026736 | Default Emission Factor
Shawnee | 1379_B_9 | 1379 | B | 9 | 925 | Coal Steam | S_C_TVA | Kentucky | McCracken | 134 | 1955 | 2034 |  |  |  | 0.0026736 | Default Emission Factor
Cooper | 1384_B_1 | 1384 | B | 1 | 932 | Coal Steam | PJM_West | Kentucky | Pulaski | 116 | 1969 | 9999 |  |  |  | 0.0026736 | Default Emission Factor
Cooper | 1384_B_2 | 1384 | B | 2 | 933 | Coal Steam | PJM_West | Kentucky | Pulaski | 225 | 1969 | 9999 |  |  |  | 0.01709 | Default Emission Factor
Louisiana 1 | 1391_B_1A | 1391 | B | 1A | 936 | Fossil Waste | MIS_LA | Louisiana | East Baton Rouge | 21.3 | 1954 | 9999 | 2019 | 1.7722 | 135745.4457 | 0.026111 | NEI 2019
Louisiana 1 | 1391_B_2A | 1391 | B | 2A | 937 | Fossil Waste | MIS_LA | Louisiana | East Baton Rouge | 21.3 | 1954 | 9999 | 2019 | 1.5113 | 135745.4457 | 0.022267 | NEI 2019
Louisiana 1 | 1391_B_3A | 1391 | B | 3A | 938 | Fossil Waste | MIS_LA | Louisiana | East Baton Rouge | 23.5 | 1953 | 9999 | 2019 | 1.6457 | 149867.7706 | 0.021963 | NEI 2019
Louisiana 1 | 1391_B_4A | 1391 | B | 4A | 939 | Fossil Waste | MIS_LA | Louisiana | East Baton Rouge | 21.3 | 1987 | 9999 |  |  |  | 0.028605 | Default Emission Factor
Louisiana 1 | 1391_B_5A | 1391 | B | 5A | 940 | Fossil Waste | MIS_LA | Louisiana | East Baton Rouge | 36 | 1999 | 9999 |  |  |  | 0.028605 | Default Emission Factor
Louisiana 1 | 1391_B_9 | 1391 | B | 9 |  | Fossil Waste | MIS_LA | Louisiana | East Baton Rouge | 4.4 | 1949 | 9999 |  |  |  | 0.028605 | Default Emission Factor
R S Nelson | 1393_B_1A | 1393 | B | 1A | 90014 | Coal Steam | MIS_WOTA | Louisiana | Calcasieu | 104 | 1992 | 9999 | 2017 | 69.3494 | 822469 | 0.16864 | NEI 2019
R S Nelson | 1393_B_2A | 1393 | B | 2A | 90015 | Coal Steam | MIS_WOTA | Louisiana | Calcasieu | 100 | 1992 | 9999 | 2019 | 64.1843 | 705891 | 0.18185 | NEI 2019
R S Nelson | 1393_B_6 | 1393 | B | 6 | 950 | Coal Steam | MIS_WOTA | Louisiana | Calcasieu | 550 | 1982 | 9999 |  |  |  | 0.0026736 | Default Emission Factor
Teche | 1400_B_3 | 1400 | B | 3 | 962 | O/G Steam | MIS_LA | Louisiana | St Mary | 331 | 1971 | 9999 | 2019 | 15.858 | 989464 | 0.032054 | NEI 2019
Little Gypsy | 1402_B_2 | 1402 | B | 2 | 964 | O/G Steam | MIS_AMSO | Louisiana | St Charles | 416 | 1966 | 2025 |  |  |  | 0.087133 | Default Emission Factor
Little Gypsy | 1402_B_3 | 1402 | B | 3 | 965 | O/G Steam | MIS_AMSO | Louisiana | St Charles | 524 | 1969 | 9999 | 2019 | 26.9037 | 1627984 | 0.033052 | NEI 2019
Nine Mile Point | 1403_B_4 | 1403 | B | 4 | 969 | O/G Steam | MIS_AMSO | Louisiana | Jefferson | 737 | 1971 | 9999 | 2019 | 47.3796 | 2920161.5 | 0.03245 | NEI 2019
Nine Mile Point | 1403_B_5 | 1403 | B | 5 | 970 | O/G Steam | MIS_AMSO | Louisiana | Jefferson | 737 | 1973 | 9999 | 2019 | 43.1014 | 2920161.5 | 0.02952 | NEI 2019
Agua Fria | 141_B_1 | 141 | B | 1 | 86 | O/G Steam | WECC_AZ | Arizona | Maricopa | 113 | 1958 | 9999 | 2017 | 1.1208 | 54257 | 0.041316 | NEI 2019
Agua Fria | 141_B_2 | 141 | B | 2 | 87 | O/G Steam | WECC_AZ | Arizona | Maricopa | 113 | 1957 | 9999 | 2019 | 0.94648 | 45545 | 0.041562 | NEI 2019
Agua Fria | 141_B_3 | 141 | B | 3 | 88 | O/G Steam | WECC_AZ | Arizona | Maricopa | 181 | 1961 | 9999 | 2019 | 2.0627 | 116246 | 0.035489 | NEI 2019
Arsenal Hill | 1416_B_5A | 1416 | B | 5A | 979 | O/G Steam | SPP_WEST | Louisiana | Caddo | 116 | 1960 | 2025 | 2019 | 1.4607 | 61216 | 0.047722 | NEI 2019
Lieberman | 1417_B_3 | 1417 | B | 3 | 980 | O/G Steam | SPP_WEST | Louisiana | Caddo | 109 | 1957 | 9999 | 2019 | 0.73126 | 40142 | 0.036434 | NEI 2019
Lieberman | 1417_B_4 | 1417 | B | 4 | 981 | O/G Steam | SPP_WEST | Louisiana | Caddo | 108 | 1959 | 9999 | 2019 | 0.57459 | 30979 | 0.037095 | NEI 2019
Houma | 1439_B_14 | 1439 | B | 14 |  | O/G Steam | MIS_AMSO | Louisiana | Terrebonne | 10 | 1994 | 9999 |  |  |  | 0.087133 | Default Emission Factor
Houma | 1439_B_15 | 1439 | B | 15 | 982 | O/G Steam | MIS_AMSO | Louisiana | Terrebonne | 23.5 | 1969 | 9999 | 2019 | 0.36726 | 32343 | 0.022711 | NEI 2019
Houma | 1439_B_16 | 1439 | B | 16 | 983 | O/G Steam | MIS_AMSO | Louisiana | Terrebonne | 39 | 1976 | 9999 | 2019 | 0.55505 | 22328 | 0.049718 | NEI 2019
Big Cajun 1 | 1464_B_1B1 | 1464 | B | 1B1 | 994 | O/G Steam | MIS_LA | Louisiana | Pointe Coupee | 110 | 1972 | 9999 |  |  |  | 0.087133 | Default Emission Factor
Big Cajun 1 | 1464_B_1B2 | 1464 | B | 1B2 | 995 | O/G Steam | MIS_LA | Louisiana | Pointe Coupee | 110 | 1972 | 9999 |  |  |  | 0.087133 | Default Emission Factor
William F Wyman | 1507_B_3 | 1507 | B | 3 | 1002 | O/G Steam | NENG_ME | Maine | Cumberland | 111 | 1965 | 9999 | 2019 | 0.099 | 2069 | 0.095698 | NEI 2019
William F Wyman | 1507_B_4 | 1507 | B | 4 | 1003 | O/G Steam | NENG_ME | Maine | Cumberland | 602 | 1978 | 9999 | 2017 | 0.207 | 89985 | 0.004601 | NEI 2019
Herbert A Wagner | 1554_B_1 | 1554 | B | 1 | 1007 | O/G Steam | PJM_SMAC | Maryland | Anne Arundel | 126 | 1956 | 9999 |  |  |  | 0.087133 | Default Emission Factor
Herbert A Wagner | 1554_B_3 | 1554 | B | 3 | 1009 | Coal Steam | PJM_SMAC | Maryland | Anne Arundel | 305 | 1966 | 2025 |  |  |  | 0.01709 | Default Emission Factor
Herbert A Wagner | 1554_B_4 | 1554 | B | 4 | 1010 | O/G Steam | PJM_SMAC | Maryland | Anne Arundel | 397 | 1972 | 9999 |  |  |  | 0.076038 | Default Emission Factor
Vienna Operations | 1564_B_8 | 1564 | B | 8 | 1043 | O/G Steam | PJM_EMAC | Maryland | Dorchester | 153 | 1971 | 9999 |  |  |  | 0.076038 | Default Emission Factor
Chalk Point LLC | 1571_B_3 | 1571 | B | 3 | 1052 | O/G Steam | PJM_SMAC | Maryland | Prince Georges | 582 | 1975 | 9999 |  |  |  | 0.087133 | Default Emission Factor
Chalk Point LLC | 1571_B_4 | 1571 | B | 4 | 1053 | O/G Steam | PJM_SMAC | Maryland | Prince Georges | 582 | 1981 | 9999 |  |  |  | 0.087133 | Default Emission Factor
Canal | 1599_B_1 | 1599 | B | 1 | 1102 | O/G Steam | NENGREST | Massachusetts | Barnstable | 560 | 1968 | 9999 | 2019 | 0.0119 | 21589 | 0.001102 | NEI 2019
Canal | 1599_B_2 | 1599 | B | 2 | 1103 | O/G Steam | NENGREST | Massachusetts | Barnstable | 553 | 1976 | 9999 | 2019 | 0.55857 | 14023 | 0.079665 | NEI 2019
Apache Station | 160_B_1 | 160 | B | 1 | 92 | O/G Steam | WECC_AZ | Arizona | Cochise | 72 | 1979 | 9999 |  |  |  | 0.087133 | Default Emission Factor
Apache Station | 160_B_2 | 160 | B | 2 | 93 | O/G Steam | WECC_AZ | Arizona | Cochise | 175 | 1979 | 9999 |  |  |  | 0.087133 | Default Emission Factor
Apache Station | 160_B_3 | 160 | B | 3 | 94 | Coal Steam | WECC_AZ | Arizona | Cochise | 175 | 1979 | 9999 |  |  |  | 0.1322 | Default Emission Factor
GREC | 165_B_2 | 165 | B | 2 | 96 | Coal Steam | SPP_WEST | Oklahoma | Mayes | 492 | 1982 | 9999 |  |  |  | 0.0026736 | Default Emission Factor
Lake Catherine | 170_B_4 | 170 | B | 4 | 107 | O/G Steam | MIS_AR | Arkansas | Hot Spring | 522 | 1970 | 2025 | 2019 | 2.7215 | 127495 | 0.042692 | NEI 2019
Dan E Karn | 1702_B_3 | 1702 | B | 3 | 1155 | O/G Steam | MIS_LMI | Michigan | Bay | 600 | 1974 | 9999 |  |  |  | 0.087133 | Default Emission Factor
Dan E Karn | 1702_B_4 | 1702 | B | 4 | 1156 | O/G Steam | MIS_LMI | Michigan | Bay | 603 | 1977 | 9999 |  |  |  | 0.087133 | Default Emission Factor
J H Campbell | 1710_B_1 | 1710 | B | 1 | 1157 | Coal Steam | MIS_LMI | Michigan | Ottawa | 260 | 1962 | 2025 | 2019 | 0.28715 | 1453194 | 0.000395 | NEI 2019
J H Campbell | 1710_B_2 | 1710 | B | 2 | 1158 | Coal Steam | MIS_LMI | Michigan | Ottawa | 348 | 1967 | 2025 | 2017 | 8.3656 | 1178883 | 0.014192 | NEI 2019
J H Campbell | 1710_B_3 | 1710 | B | 3 | 1159 | Coal Steam | MIS_LMI | Michigan | Ottawa | 838 | 1980 | 2025 | 2019 | 7.061 | 5273925 | 0.002678 | NEI 2019
Monroe (MI) | 1733_B_1 | 1733 | B | 1 | 1182 | Coal Steam | MIS_LMI | Michigan | Monroe | 758 | 1972 | 2040 | 2019 | 0.0997 | 4348989 | 4.6e-05 | NEI 2019
Monroe (MI) | 1733_B_2 | 1733 | B | 2 | 1183 | Coal Steam | MIS_LMI | Michigan | Monroe | 773 | 1973 | 2040 | 2019 | 0.29065 | 4045189 | 0.000144 | NEI 2019
Monroe (MI) | 1733_B_3 | 1733 | B | 3 | 1184 | Coal Steam | MIS_LMI | Michigan | Monroe | 773 | 1973 | 2040 | 2019 | 0.1385 | 3020007 | 9.2e-05 | NEI 2019
Monroe (MI) | 1733_B_4 | 1733 | B | 4 | 1185 | Coal Steam | MIS_LMI | Michigan | Monroe | 762 | 1974 | 2040 | 2019 | 0.21255 | 3907692 | 0.000109 | NEI 2019
John H Warden | 1772_B_1 | 1772 | B | 1 |  | Biomass | MIS_WUMS | Michigan | Baraga | 17.7 | 2009 | 9999 |  |  |  | 0.26668 | Default Emission Factor
Wyandotte | 1866_B_5 | 1866 | B | 5 | 1223 | O/G Steam | MIS_LMI | Michigan | Wayne | 21.25 | 1958 | 9999 | 2019 | 0.21505 | 563 | 0.76394 | NEI 2019
Wyandotte | 1866_B_7 | 1866 | B | 7 | 1224 | O/G Steam | MIS_LMI | Michigan | Wayne | 21.25 | 1958 | 9999 | 2019 | 0.03033 | 563 | 0.10774 | NEI 2019
Syl Laskin | 1891_B_1 | 1891 | B | 1 | 1229 | O/G Steam | MIS_MNWI | Minnesota | St Louis | 44 | 1953 | 9999 | 2017 | 0.08856 | 3113 | 0.056897 | NEI 2019
Syl Laskin | 1891_B_2 | 1891 | B | 2 | 1230 | O/G Steam | MIS_MNWI | Minnesota | St Louis | 44 | 1953 | 9999 | 2017 | 0.06914 | 2505 | 0.055202 | NEI 2019
Clay Boswell | 1893_B_3 | 1893 | B | 3 | 1233 | Coal Steam | MIS_MNWI | Minnesota | Itasca | 364 | 1973 | 2030 | 2019 | 0.33463 | 1571076 | 0.000426 | NEI 2019
Clay Boswell | 1893_B_4 | 1893 | B | 4 | 1234 | Coal Steam | MIS_MNWI | Minnesota | Itasca | 584 | 1980 | 9999 | 2019 | 0.60506 | 3239904 | 0.000374 | NEI 2019
M L Hibbard | 1897_B_3 | 1897 | B | 3 | 1235 | Biomass | MIS_MNWI | Minnesota | St Louis | 30 | 1988 | 9999 |  |  |  | 0.26668 | Default Emission Factor
M L Hibbard | 1897_B_4 | 1897 | B | 4 | 1236 | Biomass | MIS_MNWI | Minnesota | St Louis | 30 | 1988 | 9999 |  |  |  | 0.26668 | Default Emission Factor
Allen S King | 1915_B_1 | 1915 | B | 1 | 1248 | Coal Steam | MIS_MNWI | Minnesota | Washington | 511 | 1968 | 2028 | 2017 | 51.7545 | 2913347 | 0.035529 | NEI 2019
Red Wing | 1926_B_1 | 1926 | B | 1 |  | Municipal Solid Waste | MIS_MNWI | Minnesota | Goodhue | 9 | 1986 | 2027 | 2017 | 0.04528 | 53896 | 0.00168 | NEI 2019
Red Wing | 1926_B_2 | 1926 | B | 2 |  | Municipal Solid Waste | MIS_MNWI | Minnesota | Goodhue | 9 | 1986 | 2027 | 2017 | 0.05199 | 53896 | 0.001929 | NEI 2019
Wilmarth | 1934_B_1 | 1934 | B | 1 |  | Municipal Solid Waste | MIS_MNWI | Minnesota | Blue Earth | 9 | 1987 | 2027 | 2019 | 0.03238 | 53629 | 0.001208 | NEI 2019
Wilmarth | 1934_B_2 | 1934 | B | 2 |  | Municipal Solid Waste | MIS_MNWI | Minnesota | Blue Earth | 9 | 1987 | 2027 | 2019 | 0.03229 | 53629 | 0.001204 | NEI 2019
Hibbing | 1979_B_1 | 1979 | B | 1 |  | Coal Steam | MIS_MNWI | Minnesota | St Louis | 7.6 | 1952 | 9999 |  |  |  | 0.0026736 | Default Emission Factor
Hibbing | 1979_B_2 | 1979 | B | 2 |  | Coal Steam | MIS_MNWI | Minnesota | St Louis | 7.6 | 1952 | 9999 |  |  |  | 0.0026736 | Default Emission Factor
Hibbing | 1979_B_3 | 1979 | B | 3 |  | Coal Steam | MIS_MNWI | Minnesota | St Louis | 7.6 | 1974 | 9999 | 2017 | 0.13819 | 34433.5 | 0.008026 | NEI 2019
Hibbing | 1979_B_4 | 1979 | B | 4 |  | Coal Steam | MIS_MNWI | Minnesota | St Louis | 7.6 | 2006 | 9999 | 2019 | 5.9608 | 3749.0113 | 3.1799 | NEI 2019
New Ulm | 2001_B_1 | 2001 | B | 1 |  | O/G Steam | MIS_MNWI | Minnesota | Brown | 1.6 | 1941 | 9999 | 2017 | 0.08688 | 192.3314 | 0.90344 | NEI 2019
New Ulm | 2001_B_2 | 2001 | B | 2 |  | O/G Steam | MIS_MNWI | Minnesota | Brown | 1.6 | 1947 | 9999 |  |  |  | 0.087133 | Default Emission Factor
New Ulm | 2001_B_4 | 2001 | B | 4 |  | O/G Steam | MIS_MNWI | Minnesota | Brown | 14.8 | 1965 | 9999 | 2019 | 0.1 | 4160.3315 | 0.048073 | NEI 2019
Virginia | 2018_B_10 | 2018 | B | 10 |  | Biomass | MIS_MNWI | Minnesota | St Louis | 6.2 | 1993 | 9999 |  |  |  | 0.26668 | Default Emission Factor
Virginia | 2018_B_11 | 2018 | B | 11 |  | Biomass | MIS_MNWI | Minnesota | St Louis | 6.2 | 2006 | 9999 | 2017 | 10.6814 | 32643.75 | 0.65442 | NEI 2019
Virginia | 2018_B_7 | 2018 | B | 7 |  | Biomass | MIS_MNWI | Minnesota | St Louis | 6.2 | 1954 | 9999 |  |  |  | 0.26668 | Default Emission Factor
Virginia | 2018_B_9 | 2018 | B | 9 |  | Biomass | MIS_MNWI | Minnesota | St Louis | 6.2 | 1975 | 9999 |  |  |  | 0.26668 | Default Emission Factor
Carl Bailey | 202_B_01 | 202 | B | 01 | 111 | O/G Steam | MIS_AR | Arkansas | Woodruff | 122 | 1966 | 9999 |  |  |  | 0.087133 | Default Emission Factor
McClellan (AR) | 203_B_01 | 203 | B | 01 | 112 | O/G Steam | MIS_AR | Arkansas | Ouachita | 134 | 1972 | 9999 | 2019 | 0.63581 | 34073 | 0.03732 | NEI 2019
Jack Watson | 2049_B_4 | 2049 | B | 4 | 1291 | O/G Steam | S_SOU | Mississippi | Harrison | 236 | 1968 | 9999 |  |  |  | 0.087133 | Default Emission Factor
Jack Watson | 2049_B_5 | 2049 | B | 5 | 1292 | O/G Steam | S_SOU | Mississippi | Harrison | 480 | 1973 | 9999 |  |  |  | 0.087133 | Default Emission Factor
Moselle | 2070_B_3 | 2070 | B | 3 | 1309 | O/G Steam | MIS_MS | Mississippi | Jones | 59 | 1970 | 2025 | 2019 | 0.30068 | 14256 | 0.042183 | NEI 2019
Hawthorn | 2079_B_5A | 2079 | B | 5A | 1315 | Coal Steam | SPP_N | Missouri | Jackson | 564 | 2000 | 9999 | 2017 | 25.9558 | 3168593 | 0.016383 | NEI 2019
Lake Road (MO) | 2098_B_1 | 2098 | B | 1 |  | O/G Steam | SPP_N | Missouri | Buchanan | 5.6 | 1961 | 9999 |  |  |  | 0.087133 | Default Emission Factor
Lake Road (MO) | 2098_B_2 | 2098 | B | 2 |  | O/G Steam | SPP_N | Missouri | Buchanan | 5.6 | 1961 | 9999 |  |  |  | 0.087133 | Default Emission Factor
Lake Road (MO) | 2098_B_3 | 2098 | B | 3 |  | O/G Steam | SPP_N | Missouri | Buchanan | 1.1 | 1938 | 9999 |  |  |  | 0.087133 | Default Emission Factor
Lake Road (MO) | 2098_B_4 | 2098 | B | 4 |  | O/G Steam | SPP_N | Missouri | Buchanan | 12.4 | 1951 | 2024 |  |  |  | 0.087133 | Default Emission Factor
Lake Road (MO) | 2098_B_5 | 2098 | B | 5 |  | O/G Steam | SPP_N | Missouri | Buchanan | 15.5 | 1957 | 9999 |  |  |  | 0.087133 | Default Emission Factor
Lake Road (MO) | 2098_B_8 | 2098 | B | 8 |  | O/G Steam | SPP_N | Missouri | Buchanan | 1.9 | 2006 | 9999 |  |  |  | 0.087133 | Default Emission Factor
Labadie | 2103_B_1 | 2103 | B | 1 | 1328 | Coal Steam | MIS_MO | Missouri | Franklin | 593 | 1970 | 2036 | 2019 | 0.542 | 3445715 | 0.000315 | NEI 2019
Labadie | 2103_B_2 | 2103 | B | 2 | 1329 | Coal Steam | MIS_MO | Missouri | Franklin | 593 | 1971 | 2036 | 2017 | 0.5273 | 4211503 | 0.00025 | NEI 2019
Labadie | 2103_B_3 | 2103 | B | 3 | 1330 | Coal Steam | MIS_MO | Missouri | Franklin | 593 | 1972 | 2042 | 2019 | 0.7058 | 4198554 | 0.000336 | NEI 2019
Labadie | 2103_B_4 | 2103 | B | 4 | 1331 | Coal Steam | MIS_MO | Missouri | Franklin | 593 | 1973 | 2042 | 2019 | 0.6535 | 3704184 | 0.000353 | NEI 2019
Sioux | 2107_B_1 | 2107 | B | 1 | 1336 | Coal Steam | MIS_MO | Missouri | St Charles | 487 | 1967 | 2029 | 2019 | 0.3714 | 2446814 | 0.000304 | NEI 2019
Sioux | 2107_B_2 | 2107 | B | 2 | 1337 | Coal Steam | MIS_MO | Missouri | St Charles | 487 | 1968 | 2029 | 2019 | 0.2328 | 1438752 | 0.000324 | NEI 2019
Columbia (MO) | 2123_B_8 | 2123 | B | 8 | 1341 | O/G Steam | MIS_MO | Missouri | Boone | 35 | 1970 | 9999 | 2019 | 0.4768 | 7492.9251 | 0.12727 | NEI 2019
New Madrid | 2167_B_1 | 2167 | B | 1 | 1357 | Coal Steam | S_D_AECI | Missouri | New Madrid | 579 | 1972 | 9999 | 2019 | 8.7271 | 3316776 | 0.005262 | NEI 2019
New Madrid | 2167_B_2 | 2167 | B | 2 | 1358 | Coal Steam | S_D_AECI | Missouri | New Madrid | 575 | 1977 | 9999 | 2019 | 5.8035 | 3563777 | 0.003257 | NEI 2019
Thomas Hill | 2168_B_MB1 | 2168 | B | MB1 | 1359 | Coal Steam | S_D_AECI | Missouri | Randolph | 165 | 1966 | 9999 | 2019 | 10.6457 | 1116739 | 0.019066 | NEI 2019
Thomas Hill | 2168_B_MB2 | 2168 | B | MB2 | 1360 | Coal Steam | S_D_AECI | Missouri | Randolph | 270 | 1969 | 9999 | 2019 | 13.2809 | 1652820 | 0.016071 | NEI 2019
Thomas Hill | 2168_B_MB3 | 2168 | B | MB3 | 1361 | Coal Steam | S_D_AECI | Missouri | Randolph | 699 | 1982 | 9999 | 2019 | 2.9904 | 5352693 | 0.001117 | NEI 2019
Canaday | 2226_B_1 | 2226 | B | 1 | 1367 | O/G Steam | SPP_NEBR | Nebraska | Gosper | 99 | 1958 | 9999 |  |  |  | 0.087133 | Default Emission Factor
Lon Wright | 2240_B_6 | 2240 | B | 6 |  | Coal Steam | SPP_NEBR | Nebraska | Dodge | 15.5 | 1958 | 9999 | 2019 | 0.029125 | 25565 | 0.002278 | NEI 2019
Lon Wright | 2240_B_7 | 2240 | B | 7 |  | Coal Steam | SPP_NEBR | Nebraska | Dodge | 21 | 1963 | 9999 | 2019 | 0.070154 | 62160 | 0.002257 | NEI 2019
Lon Wright | 2240_B_8 | 2240 | B | 8 | 1371 | Coal Steam | SPP_NEBR | Nebraska | Dodge | 82 | 1976 | 9999 | 2019 | 0.23459 | 359108 | 0.001307 | NEI 2019
North Denver | 2244_B_4 | 2244 | B | 4 |  | O/G Steam | SPP_NEBR | Nebraska | Adams | 16 | 1957 | 9999 |  |  |  | 0.087133 | Default Emission Factor
North Denver | 2244_B_5 | 2244 | B | 5 |  | O/G Steam | SPP_NEBR | Nebraska | Adams | 25 | 1957 | 9999 |  |  |  | 0.087133 | Default Emission Factor
Sheldon | 2277_B_1 | 2277 | B | 1 | 1379 | Coal Steam | SPP_NEBR | Nebraska | Lancaster | 104 | 1968 | 9999 | 2019 | 0.4009 | 370614 | 0.002163 | NEI 2019
Sheldon | 2277_B_2 | 2277 | B | 2 | 1380 | Coal Steam | SPP_NEBR | Nebraska | Lancaster | 115 | 1961 | 9999 | 2017 | 0.39047 | 429574 | 0.001818 | NEI 2019
North Omaha | 2291_B_1 | 2291 | B | 1 | 1381 | O/G Steam | SPP_NEBR | Nebraska | Douglas | 65 | 1954 | 2024 |  |  |  | 0.087133 | Default Emission Factor
North Omaha | 2291_B_2 | 2291 | B | 2 | 1382 | O/G Steam | SPP_NEBR | Nebraska | Douglas | 91 | 1957 | 2024 |  |  |  | 0.087133 | Default Emission Factor
North Omaha | 2291_B_3 | 2291 | B | 3 | 1383 | O/G Steam | SPP_NEBR | Nebraska | Douglas | 86 | 1959 | 2024 |  |  |  | 0.087133 | Default Emission Factor
North Omaha | 2291_B_4 | 2291 | B | 4 | 1384 | Coal Steam | SPP_NEBR | Nebraska | Douglas | 120 | 1963 | 9999 | 2019 | 0.17 | 669627 | 0.000508 | NEI 2019
North Omaha | 2291_B_5 | 2291 | B | 5 | 1385 | Coal Steam | SPP_NEBR | Nebraska | Douglas | 216 | 1968 | 9999 | 2019 | 0.26 | 1150577 | 0.000452 | NEI 2019
Fort Churchill | 2330_B_1 | 2330 | B | 1 | 1406 | O/G Steam | WECC_NNV | Nevada | Lyon | 113 | 1968 | 2029 | 2019 | 6.3458 | 344679 | 0.036822 | NEI 2019
Tracy | 2336_B_3 | 2336 | B | 3 | 1410 | O/G Steam | WECC_NNV | Nevada | Storey | 108 | 1974 | 9999 | 2019 | 5.3949 | 284785 | 0.037888 | NEI 2019
Merrimack | 2364_B_1 | 2364 | B | 1 | 1417 | Coal Steam | NENGREST | New Hampshire | Merrimack | 108 | 1960 | 9999 | 2019 | 0.02913 | 65697 | 0.000887 | NEI 2019
Merrimack | 2364_B_2 | 2364 | B | 2 | 1418 | Coal Steam | NENGREST | New Hampshire | Merrimack | 330 | 1968 | 9999 | 2019 | 0.039144 | 235588 | 0.000332 | NEI 2019
Schiller | 2367_B_4 | 2367 | B | 4 | 1421 | Coal Steam | NENGREST | New Hampshire | Rockingham | 48 | 1952 | 9999 |  |  |  | 0.1322 | Default Emission Factor
Schiller | 2367_B_5W | 2367 | B | 5W | 1422 | Biomass | NENGREST | New Hampshire | Rockingham | 43 | 2006 | 9999 | 2019 | 2.5821 | 211338 | 0.024436 | NEI 2019
Schiller | 2367_B_6 | 2367 | B | 6 | 1423 | Coal Steam | NENGREST | New Hampshire | Rockingham | 48 | 1957 | 9999 |  |  |  | 0.1322 | Default Emission Factor
Four Corners | 2442_B_4 | 2442 | B | 4 | 1584 | Coal Steam | WECC_NM | New Mexico | San Juan | 770 | 1969 | 2031 |  |  |  | 0.01709 | Default Emission Factor
Four Corners | 2442_B_5 | 2442 | B | 5 | 1585 | Coal Steam | WECC_NM | New Mexico | San Juan | 770 | 1963 | 2031 |  |  |  | 0.01709 | Default Emission Factor
Rio Grande | 2444_B_8 | 2444 | B | 8 | 1588 | O/G Steam | WECC_NM | New Mexico | Dona Ana | 142 | 1972 | 9999 | 2017 | 9.008 | 503689 | 0.035768 | NEI 2019
Maddox | 2446_B_051B | 2446 | B | 051B | 1590 | O/G Steam | SPP_SPS | New Mexico | Lea | 112 | 1967 | 9999 | 2019 | 10.9738 | 580795 | 0.037789 | NEI 2019
Reeves | 2450_B_1 | 2450 | B | 1 | 1593 | O/G Steam | WECC_NM | New Mexico | Bernalillo | 44 | 1959 | 9999 | 2019 | 1.1901 | 52517 | 0.045324 | NEI 2019
Reeves | 2450_B_2 | 2450 | B | 2 | 1594 | O/G Steam | WECC_NM | New Mexico | Bernalillo | 44 | 1960 | 9999 | 2019 | 0.8468 | 32899 | 0.051479 | NEI 2019
Reeves | 2450_B_3 | 2450 | B | 3 | 1595 | O/G Steam | WECC_NM | New Mexico | Bernalillo | 66 | 1962 | 9999 | 2019 | 2.2483 | 102020 | 0.044076 | NEI 2019
Cunningham | 2454_B_122B | 2454 | B | 122B | 1601 | O/G Steam | SPP_SPS | New Mexico | Lea | 183 | 1965 | 2025 | 2019 | 10.0221 | 548422 | 0.036549 | NEI 2019
Danskammer Generating Station | 2480_B_1 | 2480 | B | 1 | 1606 | O/G Steam | NY_Z_G-I | New York | Orange | 71 | 1951 | 9999 | 2019 | 0.0304 | 1244 | 0.048875 | NEI 2019
Danskammer Generating Station | 2480_B_2 | 2480 | B | 2 | 1607 | O/G Steam | NY_Z_G-I | New York | Orange | 66 | 1954 | 9999 | 2019 | 0.0304 | 1249 | 0.048679 | NEI 2019
Danskammer Generating Station | 2480_B_3 | 2480 | B | 3 | 1608 | O/G Steam | NY_Z_G-I | New York | Orange | 138 | 1987 | 9999 | 2019 | 0.0144 | 2774 | 0.010382 | NEI 2019
Danskammer Generating Station | 2480_B_4 | 2480 | B | 4 | 1609 | O/G Steam | NY_Z_G-I | New York | Orange | 222 | 1987 | 9999 | 2019 | 0.0528 | 3910 | 0.027008 | NEI 2019
Arthur Kill Generating Station | 2490_B_20 | 2490 | B | 20 | 1610 | O/G Steam | NY_Z_J | New York | Richmond | 338 | 1959 | 9999 |  |  |  | 0.035865 | NEI 2019
Arthur Kill Generating Station | 2490_B_30 | 2490 | B | 30 | 1611 | O/G Steam | NY_Z_J | New York | Richmond | 508 | 1969 | 9999 | 2019 | 16.1917 | 902931 | 0.035865 | NEI 2019
East River | 2493_B_60 | 2493 | B | 60 | 1617 | O/G Steam | NY_Z_J | New York | New York | 145 | 1951 | 9999 |  |  |  | 0.052687 | NEI 2019
East River | 2493_B_70 | 2493 | B | 70 | 1618 | O/G Steam | NY_Z_J | New York | New York | 182 | 1955 | 9999 | 2019 | 16.2508 | 616885 | 0.052687 | NEI 2019
Ravenswood | 2500_B_10 | 2500 | B | 10 | 1675 | O/G Steam | NY_Z_J | New York | Queens | 368 | 1963 | 9999 | 2019 | 4.5818 | 248876 | 0.03682 | NEI 2019
Ravenswood | 2500_B_20 | 2500 | B | 20 | 1676 | O/G Steam | NY_Z_J | New York | Queens | 372 | 1963 | 9999 | 2019 | 7.3354 | 404195 | 0.036297 | NEI 2019
Ravenswood | 2500_B_30 | 2500 | B | 30 | 1677 | O/G Steam | NY_Z_J | New York | Queens | 973 | 1965 | 9999 |  |  |  | 0.087133 | Default Emission Factor
E F Barrett | 2511_B_10 | 2511 | B | 10 | 1719 | O/G Steam | NY_Z_K | New York | Nassau | 193 | 1956 | 9999 | 2019 | 15.6198 | 861896 | 0.036245 | NEI 2019
E F Barrett | 2511_B_20 | 2511 | B | 20 | 1720 | O/G Steam | NY_Z_K | New York | Nassau | 193 | 1963 | 9999 | 2019 | 8.4951 | 475320 | 0.035745 | NEI 2019
Northport | 2516_B_1 | 2516 | B | 1 | 1743 | O/G Steam | NY_Z_K | New York | Suffolk | 400 | 1967 | 9999 | 2019 | 37.1248 | 2029167 | 0.036591 | NEI 2019
Northport | 2516_B_2 | 2516 | B | 2 | 1744 | O/G Steam | NY_Z_K | New York | Suffolk | 399 | 1968 | 9999 |  |  |  | 0.036591 | NEI 2019
Northport | 2516_B_3 | 2516 | B | 3 | 1745 | O/G Steam | NY_Z_K | New York | Suffolk | 390 | 1972 | 9999 |  |  |  | 0.036591 | NEI 2019
Northport | 2516_B_4 | 2516 | B | 4 | 1746 | O/G Steam | NY_Z_K | New York | Suffolk | 392 | 1977 | 9999 |  |  |  | 0.036591 | NEI 2019
Port Jefferson | 2517_B_3 | 2517 | B | 3 | 1750 | O/G Steam | NY_Z_K | New York | Suffolk | 190 | 1958 | 9999 | 2019 | 2.0348 | 109544 | 0.037149 | NEI 2019
Port Jefferson | 2517_B_4 | 2517 | B | 4 | 1751 | O/G Steam | NY_Z_K | New York | Suffolk | 190 | 1960 | 9999 | 2019 | 3.4371 | 147856 | 0.046493 | NEI 2019
Greenidge Generation LLC | 2527_B_6 | 2527 | B | 6 | 1759 | O/G Steam | NY_Z_C&E | New York | Yates | 104 | 1953 | 9999 | 2019 | 3.927 | 55675 | 0.14107 | NEI 2019
Oswego Harbor Power | 2594_B_5 | 2594 | B | 5 | 1791 | O/G Steam | NY_Z_C&E | New York | Oswego | 822 | 1976 | 9999 | 2019 | 0.4776 | 4218 | 0.22646 | NEI 2019
Oswego Harbor Power | 2594_B_6 | 2594 | B | 6 | 1792 | O/G Steam | NY_Z_C&E | New York | Oswego | 816 | 1980 | 9999 | 2019 | 0.6025 | 12595 | 0.095673 | NEI 2019
E C Gaston | 26_B_1 | 26 | B | 1 | 30 | O/G Steam | S_SOU | Alabama | Shelby | 254 | 1960 | 9999 |  |  |  | 0.087133 | Default Emission Factor
E C Gaston | 26_B_2 | 26 | B | 2 | 31 | O/G Steam | S_SOU | Alabama | Shelby | 256 | 1960 | 9999 |  |  |  | 0.087133 | Default Emission Factor
E C Gaston | 26_B_3 | 26 | B | 3 | 32 | O/G Steam | S_SOU | Alabama | Shelby | 254 | 1961 | 9999 |  |  |  | 0.087133 | Default Emission Factor
E C Gaston | 26_B_4 | 26 | B | 4 | 33 | O/G Steam | S_SOU | Alabama | Shelby | 256 | 1962 | 9999 |  |  |  | 0.087133 | Default Emission Factor
E C Gaston | 26_B_5 | 26 | B | 5 | 34 | Coal Steam | S_SOU | Alabama | Shelby | 832 | 1974 | 9999 |  |  |  | 0.01709 | Default Emission Factor
Bowline Point | 2625_B_1 | 2625 | B | 1 | 1793 | O/G Steam | NY_Z_G-I | New York | Rockland | 575 | 1972 | 9999 | 2019 | 2.4797 | 139747.66 | 0.035489 | NEI 2019
Bowline Point | 2625_B_2 | 2625 | B | 2 | 1794 | O/G Steam | NY_Z_G-I | New York | Rockland | 562 | 1974 | 9999 | 2017 | 2.6258 | 228426 | 0.02299 | NEI 2019
S A Carlson | 2682_B_10 | 2682 | B | 10 | 1811 | O/G Steam | NY_Z_A | New York | Chautauqua | 15 | 1945 | 9999 | 2019 | 0.01744 | 10964.8903 | 0.003181 | NEI 2019
S A Carlson | 2682_B_9 | 2682 | B | 9 | 1815 | O/G Steam | NY_Z_A | New York | Chautauqua | 15 | 1945 | 9999 |  |  |  | 0.087133 | Default Emission Factor
S A Carlson | 2682_B_HRSG | 2682 | B | HRSG | 1814 | O/G Steam | NY_Z_A | New York | Chautauqua | 15 | 2001 | 9999 |  |  |  | 0.087133 | Default Emission Factor
Roxboro | 2712_B_1 | 2712 | B | 1 | 1831 | Coal Steam | S_VACA | North Carolina | Person | 379 | 1966 | 2028 |  |  |  | 0.01709 | Default Emission Factor
Roxboro | 2712_B_2 | 2712 | B | 2 | 1832 | Coal Steam | S_VACA | North Carolina | Person | 668 | 1968 | 2028 |  |  |  | 0.01709 | Default Emission Factor
Roxboro | 2712_B_3A | 2712 | B | 3A | 1833 | Coal Steam | S_VACA | North Carolina | Person | 347 | 1973 | 2027 |  |  |  | 0.01709 | Default Emission Factor
Roxboro | 2712_B_3B | 2712 | B | 3B | 1834 | Coal Steam | S_VACA | North Carolina | Person | 347 | 1973 | 2027 |  |  |  | 0.01709 | Default Emission Factor
Roxboro | 2712_B_4A | 2712 | B | 4A | 1835 | Coal Steam | S_VACA | North Carolina | Person | 349 | 1980 | 2027 |  |  |  | 0.01709 | Default Emission Factor
Roxboro | 2712_B_4B | 2712 | B | 4B | 1836 | Coal Steam | S_VACA | North Carolina | Person | 349 | 1980 | 2027 |  |  |  | 0.01709 | Default Emission Factor
G G Allen | 2718_B_1 | 2718 | B | 1 | 1843 | Coal Steam | S_VACA | North Carolina | Gaston | 162 | 1957 | 2024 |  |  |  | 0.1322 | Default Emission Factor
G G Allen | 2718_B_5 | 2718 | B | 5 | 1847 | Coal Steam | S_VACA | North Carolina | Gaston | 259 | 1961 | 9999 |  |  |  | 0.1322 | Default Emission Factor
James E. Rogers Energy Complex | 2721_B_5 | 2721 | B | 5 | 1857 | Coal Steam | S_VACA | North Carolina | Cleveland | 544 | 1972 | 9999 |  |  |  | 0.01709 | Default Emission Factor
James E. Rogers Energy Complex | 2721_B_6 | 2721 | B | 6 | 90414 | Coal Steam | S_VACA | North Carolina | Cleveland | 844 | 2012 | 2048 |  |  |  | 0.01709 | Default Emission Factor
Marshall (NC) | 2727_B_1 | 2727 | B | 1 | 1861 | Coal Steam | S_VACA | North Carolina | Catawba | 370 | 1965 | 2025 |  |  |  | 0.1322 | Default Emission Factor
Marshall (NC) | 2727_B_2 | 2727 | B | 2 | 1862 | Coal Steam | S_VACA | North Carolina | Catawba | 370 | 1966 | 2025 |  |  |  | 0.1322 | Default Emission Factor
Marshall (NC) | 2727_B_3 | 2727 | B | 3 | 1863 | Coal Steam | S_VACA | North Carolina | Catawba | 658 | 1969 | 2034 |  |  |  | 0.01709 | Default Emission Factor
Marshall (NC) | 2727_B_4 | 2727 | B | 4 | 1864 | Coal Steam | S_VACA | North Carolina | Catawba | 660 | 1965 | 2034 |  |  |  | 0.1322 | Default Emission Factor
Leland Olds | 2817_B_1 | 2817 | B | 1 | 1876 | Coal Steam | SPP_WAUE | North Dakota | Mercer | 222 | 1966 | 9999 | 2017 | 16.3009 | 1077392 | 0.03026 | NEI 2019
Leland Olds | 2817_B_2 | 2817 | B | 2 | 1877 | Coal Steam | SPP_WAUE | North Dakota | Mercer | 445 | 1975 | 9999 | 2019 | 30.6117 | 2394769 | 0.025565 | NEI 2019
Milton R Young | 2823_B_B1 | 2823 | B | B1 | 1878 | Coal Steam | MIS_MAPP | North Dakota | Oliver | 237 | 1970 | 9999 | 2017 | 8.52 | 1851254 | 0.009205 | NEI 2019
Milton R Young | 2823_B_B2 | 2823 | B | B2 | 1879 | Coal Steam | MIS_MAPP | North Dakota | Oliver | 447 | 1977 | 9999 | 2019 | 4.4212 | 2871091 | 0.00308 | NEI 2019
Cardinal | 2828_B_1 | 2828 | B | 1 | 1883 | Coal Steam | PJM_West | Ohio | Jefferson | 585 | 1966 | 2030 | 2017 | 0.64 | 3218509 | 0.000398 | NEI 2019
Cardinal | 2828_B_2 | 2828 | B | 2 | 1884 | Coal Steam | PJM_West | Ohio | Jefferson | 585 | 1967 | 9999 | 2019 | 0.6 | 3190061 | 0.000376 | NEI 2019
Cardinal | 2828_B_3 | 2828 | B | 3 | 1885 | Coal Steam | PJM_West | Ohio | Jefferson | 620 | 1977 | 9999 | 2017 | 0.52 | 3105772 | 0.000335 | NEI 2019
Miami Fort | 2832_B_7 | 2832 | B | 7 | 1895 | Coal Steam | PJM_West | Ohio | Hamilton | 510 | 1975 | 2027 | 2019 | 2.2281 | 3295525 | 0.001352 | NEI 2019
Miami Fort | 2832_B_8 | 2832 | B | 8 | 1896 | Coal Steam | PJM_West | Ohio | Hamilton | 510 | 1978 | 2027 | 2019 | 2.3328 | 3678628 | 0.001268 | NEI 2019
FirstEnergy W H Sammis | 2866_B_5 | 2866 | B | 5 | 1960 | Coal Steam | PJM_ATSI | Ohio | Jefferson | 290 | 1967 | 2028 | 2019 | 0.5 | 785619 | 0.001273 | NEI 2019
FirstEnergy W H Sammis | 2866_B_6 | 2866 | B | 6 | 1961 | Coal Steam | PJM_ATSI | Ohio | Jefferson | 600 | 1969 | 2028 | 2017 | 0.8 | 2025114 | 0.00079 | NEI 2019
FirstEnergy W H Sammis | 2866_B_7 | 2866 | B | 7 | 1962 | Coal Steam | PJM_ATSI | Ohio | Jefferson | 600 | 1971 | 2028 | 2019 | 1.2 | 1935270 | 0.00124 | NEI 2019
Kyger Creek | 2876_B_1 | 2876 | B | 1 | 1971 | Coal Steam | PJM_West | Ohio | Gallia | 194 | 1955 | 9999 | 2019 | 0.42 | 1013204 | 0.000829 | NEI 2019
Kyger Creek | 2876_B_2 | 2876 | B | 2 | 1972 | Coal Steam | PJM_West | Ohio | Gallia | 192 | 1955 | 9999 | 2019 | 0.46 | 1137275 | 0.000809 | NEI 2019
Kyger Creek | 2876_B_3 | 2876 | B | 3 | 1973 | Coal Steam | PJM_West | Ohio | Gallia | 192 | 1955 | 9999 | 2019 | 0.43 | 1059128 | 0.000812 | NEI 2019
Kyger Creek | 2876_B_4 | 2876 | B | 4 | 1974 | Coal Steam | PJM_West | Ohio | Gallia | 192 | 1955 | 9999 | 2019 | 0.47 | 1194536 | 0.000787 | NEI 2019
Kyger Creek | 2876_B_5 | 2876 | B | 5 | 1975 | Coal Steam | PJM_West | Ohio | Gallia | 192 | 1955 | 9999 | 2019 | 0.45 | 1110867 | 0.00081 | NEI 2019
FirstEnergy Bay Shore | 2878_B_1 | 2878 | B | 1 | 1984 | Coal Steam | PJM_ATSI | Ohio | Lucas | 136 | 2000 | 9999 | 2017 | 63.9455 | 1037508 | 0.12327 | NEI 2019
Dover | 2914_B_4 | 2914 | B | 4 |  | Coal Steam | PJM_West | Ohio | Tuscarawas | 23.2 | 1962 | 9999 | 2019 | 0.01175 | 55168 | 0.000426 | NEI 2019
Orrville | 2935_B_10 | 2935 | B | 10 |  | Coal Steam | PJM_West | Ohio | Wayne | 11.5 | 1951 | 9999 |  |  |  | 0.0026736 | Default Emission Factor
Orrville | 2935_B_11 | 2935 | B | 11 |  | Coal Steam | PJM_West | Ohio | Wayne | 11.5 | 1956 | 9999 | 2019 | 0.0005331 | 894.3244 | 0.001192 | NEI 2019
Orrville | 2935_B_12 | 2935 | B | 12 |  | Coal Steam | PJM_West | Ohio | Wayne | 23 | 1963 | 9999 | 2019 | 0.01233 | 6968.3244 | 0.003539 | NEI 2019
Orrville | 2935_B_13 | 2935 | B | 13 |  | Coal Steam | PJM_West | Ohio | Wayne | 20 | 1969 | 9999 |  |  |  | 0.0026736 | Default Emission Factor
Painesville | 2936_B_3 | 2936 | B | 3 |  | Coal Steam | PJM_ATSI | Ohio | Lake | 9.8 | 1954 | 9999 |  |  |  | 0.0026736 | Default Emission Factor
Painesville | 2936_B_4 | 2936 | B | 4 |  | Coal Steam | PJM_ATSI | Ohio | Lake | 18.6 | 1959 | 9999 |  |  |  | 0.0026736 | Default Emission Factor
Painesville | 2936_B_5 | 2936 | B | 5 |  | Coal Steam | PJM_ATSI | Ohio | Lake | 18.6 | 1975 | 9999 |  |  |  | 0.0026736 | Default Emission Factor
Horseshoe Lake | 2951_B_6 | 2951 | B | 6 | 2000 | O/G Steam | SPP_WEST | Oklahoma | Oklahoma | 163 | 1958 | 2024 | 2019 | 6.4997 | 342767 | 0.037925 | NEI 2019
Horseshoe Lake | 2951_B_7 | 2951 | B | 7 | 2001 | O/G Steam | SPP_WEST | Oklahoma | Oklahoma | 211 | 1963 | 9999 | 2019 | 16.8127 | 433915 | 0.077493 | NEI 2019
Horseshoe Lake | 2951_B_8 | 2951 | B | 8 | 2002 | O/G Steam | SPP_WEST | Oklahoma | Oklahoma | 403 | 1969 | 9999 | 2019 | 0.28286 | 14355 | 0.039409 | NEI 2019
Muskogee | 2952_B_4 | 2952 | B | 4 | 2005 | Coal Steam | SPP_WEST | Oklahoma | Muskogee | 493 | 1977 | 9999 |  |  |  | 0.0026736 | Default Emission Factor
Muskogee | 2952_B_5 | 2952 | B | 5 | 2006 | Coal Steam | SPP_WEST | Oklahoma | Muskogee | 498 | 1978 | 9999 |  |  |  | 0.0026736 | Default Emission Factor
Muskogee | 2952_B_6 | 2952 | B | 6 | 2007 | Coal Steam | SPP_WEST | Oklahoma | Muskogee | 503 | 1984 | 2049 |  |  |  | 0.0026736 | Default Emission Factor
Seminole (OK) | 2956_B_1 | 2956 | B | 1 | 2012 | O/G Steam | SPP_WEST | Oklahoma | Seminole | 426 | 1971 | 9999 | 2019 | 10.3027 | 576726 | 0.035728 | NEI 2019
Northeastern | 2963_B_3302 | 2963 | B | 3302 | 2018 | O/G Steam | SPP_WEST | Oklahoma | Rogers | 462 | 1970 | 9999 |  |  |  | 0.087133 | Default Emission Factor
Northeastern | 2963_B_3313 | 2963 | B | 3313 | 2019 | Coal Steam | SPP_WEST | Oklahoma | Rogers | 313 | 1979 | 2025 |  |  |  | 0.0026736 | Default Emission Factor
Southwestern | 2964_B_8003 | 2964 | B | 8003 | 2022 | O/G Steam | SPP_WEST | Oklahoma | Caddo | 295 | 1967 | 9999 | 2019 | 9.4667 | 462090 | 0.040973 | NEI 2019
Southwestern | 2964_B_801N | 2964 | B | 801N | 2023 | O/G Steam | SPP_WEST | Oklahoma | Caddo | 39 | 1952 | 2024 |  |  |  | 0.087133 | Default Emission Factor
Southwestern | 2964_B_801S | 2964 | B | 801S | 2024 | O/G Steam | SPP_WEST | Oklahoma | Caddo | 39 | 1952 | 2024 |  |  |  | 0.087133 | Default Emission Factor
Tulsa | 2965_B_1402 | 2965 | B | 1402 | 2025 | O/G Steam | SPP_WEST | Oklahoma | Tulsa | 150 | 1956 | 9999 | 2019 | 3.1725 | 155114 | 0.040906 | NEI 2019
Tulsa | 2965_B_1404 | 2965 | B | 1404 | 2027 | O/G Steam | SPP_WEST | Oklahoma | Tulsa | 155 | 1958 | 9999 | 2019 | 3.9869 | 178143 | 0.04476 | NEI 2019
Limestone | 298_B_LIM1 | 298 | B | LIM1 | 176 | Coal Steam | ERC_REST | Texas | Limestone | 831 | 1985 | 2029 |  |  |  | 0.1322 | Default Emission Factor
Limestone | 298_B_LIM2 | 298 | B | LIM2 | 177 | Coal Steam | ERC_REST | Texas | Limestone | 858 | 1986 | 2029 |  |  |  | 0.1322 | Default Emission Factor
Barry | 3_B_1 | 3 | B | 1 | 1 | O/G Steam | S_SOU | Alabama | Mobile | 56 | 1954 | 9999 |  |  |  | 0.087133 | Default Emission Factor
Barry | 3_B_2 | 3 | B | 2 | 2 | O/G Steam | S_SOU | Alabama | Mobile | 56 | 1954 | 9999 |  |  |  | 0.087133 | Default Emission Factor
Barry | 3_B_4 | 3 | B | 4 | 4 | Coal Steam | S_SOU | Alabama | Mobile | 362 | 1969 | 9999 | 2019 | 0.01 | 503828 | 4e-05 | NEI 2019
Barry | 3_B_5 | 3 | B | 5 | 5 | Coal Steam | S_SOU | Alabama | Mobile | 756 | 1971 | 2028 | 2019 | 0.99 | 3797494 | 0.000521 | NEI 2019
Anadarko Plant | 3006_B_1 | 3006 | B | 1 |  | O/G Steam | SPP_WEST | Oklahoma | Caddo | 12 | 1953 | 9999 |  |  |  | 0.087133 | Default Emission Factor
Anadarko Plant | 3006_B_2 | 3006 | B | 2 |  | O/G Steam | SPP_WEST | Oklahoma | Caddo | 12 | 1953 | 9999 |  |  |  | 0.087133 | Default Emission Factor
Anadarko Plant | 3006_B_3 | 3006 | B | 3 | 2028 | O/G Steam | SPP_WEST | Oklahoma | Caddo | 44 | 1959 | 9999 |  |  |  | 0.087133 | Default Emission Factor
Mooreland | 3008_B_1 | 3008 | B | 1 | 2029 | O/G Steam | SPP_WEST | Oklahoma | Woodward | 50 | 1964 | 9999 | 2019 | 0.0094919 | 445 | 0.04266 | NEI 2019
Mooreland | 3008_B_2 | 3008 | B | 2 | 2030 | O/G Steam | SPP_WEST | Oklahoma | Woodward | 132 | 1968 | 9999 | 2019 | 0.88277 | 45263 | 0.039006 | NEI 2019
Mooreland | 3008_B_3 | 3008 | B | 3 | 2031 | O/G Steam | SPP_WEST | Oklahoma | Woodward | 140 | 1975 | 9999 | 2019 | 0.69738 | 34631 | 0.040275 | NEI 2019
Conemaugh | 3118_B_1 | 3118 | B | 1 | 2065 | Coal Steam | PJM_PENE | Pennsylvania | Indiana | 850 | 1970 | 2028 | 2019 | 0.7344 | 5383004 | 0.000273 | NEI 2019
Conemaugh | 3118_B_2 | 3118 | B | 2 | 2066 | Coal Steam | PJM_PENE | Pennsylvania | Indiana | 850 | 1971 | 2028 | 2019 | 0.6728 | 5622512 | 0.000239 | NEI 2019
Homer City Generating Station | 3122_B_1 | 3122 | B | 1 | 2072 | Coal Steam | PJM_PENE | Pennsylvania | Indiana | 620 | 1969 | 9999 | 2019 | 0.71 | 2218271 | 0.00064 | NEI 2019
Homer City Generating Station | 3122_B_2 | 3122 | B | 2 | 2073 | Coal Steam | PJM_PENE | Pennsylvania | Indiana | 616 | 1969 | 9999 | 2019 | 0.61 | 1712338 | 0.000712 | NEI 2019
Homer City Generating Station | 3122_B_3 | 3122 | B | 3 | 2074 | Coal Steam | PJM_PENE | Pennsylvania | Indiana | 657 | 1977 | 9999 |  |  |  | 0.01709 | Default Emission Factor
Seward (PA) | 3130_B_1 | 3130 | B | 1 | 88264 | Coal Steam | PJM_PENE | Pennsylvania | Indiana | 260 | 2004 | 9999 | 2019 | 3.59 | 933316.5 | 0.007693 | NEI 2019
Seward (PA) | 3130_B_2 | 3130 | B | 2 | 88265 | Coal Steam | PJM_PENE | Pennsylvania | Indiana | 260 | 2004 | 9999 | 2019 | 3.44 | 933316.5 | 0.007372 | NEI 2019
Shawville | 3131_B_1 | 3131 | B | 1 | 2078 | O/G Steam | PJM_PENE | Pennsylvania | Clearfield | 118 | 1954 | 9999 |  |  |  | 0.087133 | Default Emission Factor
Shawville | 3131_B_2 | 3131 | B | 2 | 2079 | O/G Steam | PJM_PENE | Pennsylvania | Clearfield | 121 | 1954 | 9999 |  |  |  | 0.087133 | Default Emission Factor
Shawville | 3131_B_3 | 3131 | B | 3 | 2080 | O/G Steam | PJM_PENE | Pennsylvania | Clearfield | 163 | 1959 | 9999 |  |  |  | 0.087133 | Default Emission Factor
Shawville | 3131_B_4 | 3131 | B | 4 | 2081 | O/G Steam | PJM_PENE | Pennsylvania | Clearfield | 163 | 1960 | 9999 |  |  |  | 0.087133 | Default Emission Factor
Keystone | 3136_B_1 | 3136 | B | 1 | 2089 | Coal Steam | PJM_PENE | Pennsylvania | Armstrong | 850 | 1967 | 2028 | 2017 | 1.01 | 5354923 | 0.000377 | NEI 2019
Keystone | 3136_B_2 | 3136 | B | 2 | 2090 | Coal Steam | PJM_PENE | Pennsylvania | Armstrong | 850 | 1968 | 2028 | 2017 | 0.91 | 6463198 | 0.000282 | NEI 2019
New Castle Plant | 3138_B_3 | 3138 | B | 3 | 2093 | O/G Steam | PJM_ATSI | Pennsylvania | Lawrence | 88 | 1952 | 9999 |  |  |  | 0.087133 | Default Emission Factor
New Castle Plant | 3138_B_4 | 3138 | B | 4 | 2094 | O/G Steam | PJM_ATSI | Pennsylvania | Lawrence | 87 | 1958 | 9999 |  |  |  | 0.087133 | Default Emission Factor
New Castle Plant | 3138_B_5 | 3138 | B | 5 | 2095 | O/G Steam | PJM_ATSI | Pennsylvania | Lawrence | 130 | 1964 | 9999 |  |  |  | 0.087133 | Default Emission Factor
Brunner Island | 3140_B_1 | 3140 | B | 1 | 2100 | Coal Steam | PJM_WMAC | Pennsylvania | York | 306 | 1961 | 9999 | 2019 | 5.27 | 569449 | 0.018509 | NEI 2019
Brunner Island | 3140_B_2 | 3140 | B | 2 | 2101 | O/G Steam | PJM_WMAC | Pennsylvania | York | 363 | 1965 | 9999 | 2017 | 4.41 | 947480 | 0.009309 | NEI 2019
Brunner Island | 3140_B_3 | 3140 | B | 3 | 2102 | O/G Steam | PJM_WMAC | Pennsylvania | York | 742 | 1969 | 9999 |  |  |  | 0.087133 | Default Emission Factor
TalenEnergy Martins Creek | 3148_B_3 | 3148 | B | 3 | 2117 | O/G Steam | PJM_WMAC | Pennsylvania | Northampton | 865 | 1975 | 9999 | 2017 | 5.6763 | 413106 | 0.027481 | NEI 2019
TalenEnergy Martins Creek | 3148_B_4 | 3148 | B | 4 | 2118 | O/G Steam | PJM_WMAC | Pennsylvania | Northampton | 859 | 1977 | 9999 | 2019 | 2.24 | 111654 | 0.040124 | NEI 2019
TalenEnergy Montour | 3149_B_1 | 3149 | B | 1 | 2124 | Coal Steam | PJM_WMAC | Pennsylvania | Montour | 752 | 1972 | 9999 | 2019 | 0.9941 | 403025 | 0.004933 | NEI 2019
TalenEnergy Montour | 3149_B_2 | 3149 | B | 2 | 2125 | Coal Steam | PJM_WMAC | Pennsylvania | Montour | 752 | 1973 | 9999 | 2019 | 0.5073 | 652926 | 0.001554 | NEI 2019
Eddystone Generating Station | 3161_B_3 | 3161 | B | 3 | 2152 | O/G Steam | PJM_EMAC | Pennsylvania | Delaware | 380 | 1974 | 9999 | 2019 | 0.1753 | 5071 | 0.069138 | NEI 2019
Eddystone Generating Station | 3161_B_4 | 3161 | B | 4 | 2154 | O/G Steam | PJM_EMAC | Pennsylvania | Delaware | 380 | 1976 | 9999 | 2019 | 0.2068 | 7399 | 0.055899 | NEI 2019
W S Lee | 3264_B_3 | 3264 | B | 3 | 2218 | O/G Steam | S_VACA | South Carolina | Anderson | 170 | 1958 | 9999 |  |  |  | 0.087133 | Default Emission Factor
McMeekin | 3287_B_MCM1 | 3287 | B | MCM1 | 2226 | O/G Steam | S_VACA | South Carolina | Lexington | 125 | 1958 | 9999 |  |  |  | 0.087133 | Default Emission Factor
McMeekin | 3287_B_MCM2 | 3287 | B | MCM2 | 2227 | O/G Steam | S_VACA | South Carolina | Lexington | 125 | 1958 | 9999 |  |  |  | 0.087133 | Default Emission Factor
Urquhart | 3295_B_URQ3 | 3295 | B | URQ3 | 2230 | O/G Steam | S_VACA | South Carolina | Aiken | 95 | 1955 | 9999 | 2019 | 0.82859 | 45662 | 0.036292 | NEI 2019
Wateree | 3297_B_WAT1 | 3297 | B | WAT1 | 2232 | Coal Steam | S_VACA | South Carolina | Richland | 342 | 1970 | 2028 | 2017 | 0.71027 | 1784714 | 0.000796 | NEI 2019
Wateree | 3297_B_WAT2 | 3297 | B | WAT2 | 2233 | Coal Steam | S_VACA | South Carolina | Richland | 342 | 1971 | 2028 | 2019 | 0.62055 | 942060 | 0.001317 | NEI 2019
Williams | 3298_B_WIL1 | 3298 | B | WIL1 | 2234 | Coal Steam | S_VACA | South Carolina | Berkeley | 605 | 1973 | 2028 | 2019 | 1.6646 | 2557055 | 0.001302 | NEI 2019
Bull Run | 3396_B_1 | 3396 | B | 1 | 2251 | Coal Steam | S_C_TVA | Tennessee | Anderson | 870 | 1967 | 2024 |  |  |  | 0.01709 | Default Emission Factor
Cumberland (TN) | 3399_B_1 | 3399 | B | 1 | 2252 | Coal Steam | S_C_TVA | Tennessee | Stewart | 1239 | 1973 | 2029 |  |  |  | 0.01709 | Default Emission Factor
Cumberland (TN) | 3399_B_2 | 3399 | B | 2 | 2253 | Coal Steam | S_C_TVA | Tennessee | Stewart | 1231 | 1973 | 2025 |  |  |  | 0.01709 | Default Emission Factor
Gallatin (TN) | 3403_B_1 | 3403 | B | 1 | 2254 | Coal Steam | S_C_TVA | Tennessee | Sumner | 225 | 1956 | 2032 | 2019 | 2.678 | 1130416 | 0.004738 | NEI 2019
Gallatin (TN) | 3403_B_2 | 3403 | B | 2 | 2255 | Coal Steam | S_C_TVA | Tennessee | Sumner | 225 | 1957 | 2032 | 2019 | 2.4999 | 1089121 | 0.004591 | NEI 2019
Gallatin (TN) | 3403_B_3 | 3403 | B | 3 | 2256 | Coal Steam | S_C_TVA | Tennessee | Sumner | 263 | 1959 | 2032 | 2019 | 2.1962 | 970732 | 0.004525 | NEI 2019
Gallatin (TN) | 3403_B_4 | 3403 | B | 4 | 2257 | Coal Steam | S_C_TVA | Tennessee | Sumner | 263 | 1959 | 2032 | 2019 | 2.1658 | 869864 | 0.00498 | NEI 2019
Kingston | 3407_B_1 | 3407 | B | 1 | 2280 | Coal Steam | S_C_TVA | Tennessee | Roane | 132 | 1954 | 2027 | 2019 | 0.015435 | 334495 | 9.2e-05 | NEI 2019
Kingston | 3407_B_2 | 3407 | B | 2 | 2281 | Coal Steam | S_C_TVA | Tennessee | Roane | 132 | 1954 | 2027 | 2019 | 0.01786 | 369993 | 9.7e-05 | NEI 2019
Kingston | 3407_B_3 | 3407 | B | 3 | 2282 | Coal Steam | S_C_TVA | Tennessee | Roane | 132 | 1954 | 2027 | 2019 | 0.0090673 | 193747 | 9.4e-05 | NEI 2019
Kingston | 3407_B_4 | 3407 | B | 4 | 2283 | Coal Steam | S_C_TVA | Tennessee | Roane | 132 | 1954 | 2027 | 2019 | 0.014746 | 315673 | 9.3e-05 | NEI 2019
Kingston | 3407_B_5 | 3407 | B | 5 | 2284 | Coal Steam | S_C_TVA | Tennessee | Roane | 174 | 1955 | 2027 | 2019 | 0.018638 | 359289 | 0.000104 | NEI 2019
Kingston | 3407_B_6 | 3407 | B | 6 | 2285 | Coal Steam | S_C_TVA | Tennessee | Roane | 174 | 1955 | 2027 | 2019 | 0.018341 | 418794 | 8.8e-05 | NEI 2019
Kingston | 3407_B_7 | 3407 | B | 7 | 2286 | Coal Steam | S_C_TVA | Tennessee | Roane | 174 | 1955 | 2025 | 2019 | 0.017508 | 378630 | 9.2e-05 | NEI 2019
Kingston | 3407_B_8 | 3407 | B | 8 | 2287 | Coal Steam | S_C_TVA | Tennessee | Roane | 174 | 1955 | 2025 | 2019 | 0.019881 | 442840 | 9e-05 | NEI 2019
Kingston | 3407_B_9 | 3407 | B | 9 | 2288 | Coal Steam | S_C_TVA | Tennessee | Roane | 174 | 1955 | 2025 | 2019 | 0.024333 | 506545 | 9.6e-05 | NEI 2019
Lake Hubbard | 3452_B_1 | 3452 | B | 1 | 2313 | O/G Steam | ERC_REST | Texas | Dallas | 392 | 1970 | 9999 | 2017 | 2.3513 | 22635 | 0.20776 | NEI 2019
Lake Hubbard | 3452_B_2 | 3452 | B | 2 | 2314 | O/G Steam | ERC_REST | Texas | Dallas | 523 | 1973 | 9999 | 2019 | 0.134 | 194481 | 0.001378 | NEI 2019
Mountain Creek | 3453_B_6 | 3453 | B | 6 | 2318 | O/G Steam | ERC_REST | Texas | Dallas | 122 | 1956 | 9999 | 2019 | 1.068 | 39071 | 0.05467 | NEI 2019
Mountain Creek | 3453_B_7 | 3453 | B | 7 | 2319 | O/G Steam | ERC_REST | Texas | Dallas | 118 | 1958 | 9999 | 2019 | 1.0448 | 47923 | 0.043603 | NEI 2019
Mountain Creek | 3453_B_8 | 3453 | B | 8 | 2320 | O/G Steam | ERC_REST | Texas | Dallas | 568 | 1967 | 9999 | 2019 | 1.8408 | 325983 | 0.011294 | NEI 2019
Newman | 3456_B_3 | 3456 | B | 3 | 2331 | O/G Steam | WECC_NM | Texas | El Paso | 97 | 1966 | 2025 | 2019 | 12.8362 | 346679 | 0.074052 | NEI 2019
Lewis Creek | 3457_B_1 | 3457 | B | 1 | 2332 | O/G Steam | MIS_WOTA | Texas | Montgomery | 252 | 1970 | 9999 | 2019 | 24.298 | 1049475 | 0.046305 | NEI 2019
Lewis Creek | 3457_B_2 | 3457 | B | 2 | 2333 | O/G Steam | MIS_WOTA | Texas | Montgomery | 253 | 1971 | 9999 | 2019 | 25.3967 | 1142689 | 0.044451 | NEI 2019
Sabine | 3459_B_3 | 3459 | B | 3 | 2340 | O/G Steam | MIS_WOTA | Texas | Orange | 411 | 1966 | 2025 | 2019 | 11.256 | 685777 | 0.032827 | NEI 2019
Sabine | 3459_B_4 | 3459 | B | 4 | 2341 | O/G Steam | MIS_WOTA | Texas | Orange | 533 | 1974 | 2025 | 2019 | 25.6235 | 1612591 | 0.031779 | NEI 2019
Sabine | 3459_B_5 | 3459 | B | 5 | 2342 | O/G Steam | MIS_WOTA | Texas | Orange | 448 | 1979 | 9999 | 2019 | 12.1816 | 665499 | 0.036609 | NEI 2019
Cedar Bayou | 3460_B_CBY1 | 3460 | B | CBY1 | 2343 | O/G Steam | ERC_REST | Texas | Chambers | 746 | 1970 | 9999 | 2019 | 5.684 | 1216575 | 0.009344 | NEI 2019
Cedar Bayou | 3460_B_CBY2 | 3460 | B | CBY2 | 2344 | O/G Steam | ERC_REST | Texas | Chambers | 749 | 1972 | 9999 | 2019 | 4.097 | 968974 | 0.008456 | NEI 2019
W A Parish | 3470_B_WAP1 | 3470 | B | WAP1 | 2374 | O/G Steam | ERC_REST | Texas | Fort Bend | 169 | 1958 | 2025 |  |  |  | 0.087133 | Default Emission Factor
W A Parish | 3470_B_WAP2 | 3470 | B | WAP2 | 2375 | O/G Steam | ERC_REST | Texas | Fort Bend | 169 | 1958 | 2025 |  |  |  | 0.087133 | Default Emission Factor
W A Parish | 3470_B_WAP3 | 3470 | B | WAP3 | 2376 | O/G Steam | ERC_REST | Texas | Fort Bend | 273 | 1961 | 2025 |  |  |  | 0.087133 | Default Emission Factor
W A Parish | 3470_B_WAP4 | 3470 | B | WAP4 | 2377 | O/G Steam | ERC_REST | Texas | Fort Bend | 552 | 1968 | 2025 |  |  |  | 0.087133 | Default Emission Factor
W A Parish | 3470_B_WAP5 | 3470 | B | WAP5 | 2378 | Coal Steam | ERC_REST | Texas | Fort Bend | 659 | 1977 | 9999 | 2019 | 10.804 | 2908535 | 0.007429 | NEI 2019
W A Parish | 3470_B_WAP6 | 3470 | B | WAP6 | 2379 | Coal Steam | ERC_REST | Texas | Fort Bend | 653 | 1978 | 9999 | 2019 | 6.1421 | 3285006 | 0.003739 | NEI 2019
W A Parish | 3470_B_WAP7 | 3470 | B | WAP7 | 2380 | Coal Steam | ERC_REST | Texas | Fort Bend | 577 | 1980 | 9999 | 2019 | 0.0247 | 3130721 | 1.6e-05 | NEI 2019
W A Parish | 3470_B_WAP8 | 3470 | B | WAP8 | 2381 | Coal Steam | ERC_REST | Texas | Fort Bend | 610 | 1982 | 9999 |  |  |  | 0.01709 | Default Emission Factor
Wilkes | 3478_B_1 | 3478 | B | 1 | 2390 | O/G Steam | SPP_WEST | Texas | Marion | 174 | 1964 | 9999 | 2019 | 5.4433 | 282714 | 0.038507 | NEI 2019
Wilkes | 3478_B_2 | 3478 | B | 2 | 2391 | O/G Steam | SPP_WEST | Texas | Marion | 355 | 1970 | 9999 | 2019 | 2.8719 | 157382 | 0.036496 | NEI 2019
Wilkes | 3478_B_3 | 3478 | B | 3 | 2392 | O/G Steam | SPP_WEST | Texas | Marion | 354 | 1971 | 9999 | 2019 | 3.3634 | 190816 | 0.035253 | NEI 2019
Jones | 3482_B_151B | 3482 | B | 151B | 2394 | O/G Steam | SPP_SPS | Texas | Lubbock | 243 | 1971 | 2031 | 2019 | 20.2589 | 1220201 | 0.033206 | NEI 2019
Nichols | 3484_B_143B | 3484 | B | 143B | 2400 | O/G Steam | SPP_SPS | Texas | Potter | 244 | 1968 | 2031 | 2019 | 10.332 | 579034 | 0.035687 | NEI 2019
Plant X | 3485_B_114B | 3485 | B | 114B | 2404 | O/G Steam | SPP_SPS | Texas | Lamb | 190 | 1964 | 2027 | 2019 | 7.4233 | 434283 | 0.034186 | NEI 2019
Graham | 3490_B_1 | 3490 | B | 1 | 2408 | O/G Steam | ERC_WEST | Texas | Young | 234 | 1960 | 9999 | 2019 | 1.7149 | 96214 | 0.035648 | NEI 2019
Graham | 3490_B_2 | 3490 | B | 2 | 2409 | O/G Steam | ERC_WEST | Texas | Young | 390 | 1969 | 9999 | 2019 | 3.173 | 181630 | 0.034939 | NEI 2019
Handley | 3491_B_3 | 3491 | B | 3 | 2413 | O/G Steam | ERC_REST | Texas | Tarrant | 395 | 1963 | 9999 | 2017 | 2.36 | 153783 | 0.030693 | NEI 2019
Handley | 3491_B_4 | 3491 | B | 4 | 2414 | O/G Steam | ERC_REST | Texas | Tarrant | 435 | 1976 | 9999 | 2019 | 0.8452 | 172784 | 0.009783 | NEI 2019
Handley | 3491_B_5 | 3491 | B | 5 | 2415 | O/G Steam | ERC_REST | Texas | Tarrant | 435 | 1977 | 9999 | 2019 | 1.2233 | 187535 | 0.013046 | NEI 2019
Stryker Creek | 3504_B_1 | 3504 | B | 1 | 2429 | O/G Steam | ERC_REST | Texas | Cherokee | 167 | 1958 | 9999 | 2019 | 0.83155 | 61045 | 0.027244 | NEI 2019
Stryker Creek | 3504_B_2 | 3504 | B | 2 | 2430 | O/G Steam | ERC_REST | Texas | Cherokee | 502 | 1965 | 9999 | 2019 | 3.4801 | 192136 | 0.036226 | NEI 2019
Trinidad (TX) | 3507_B_9 | 3507 | B | 9 | 2435 | O/G Steam | ERC_REST | Texas | Henderson | 235 | 1965 | 9999 | 2019 | 1.528 | 65586 | 0.046596 | NEI 2019
Decker Creek | 3548_B_2 | 3548 | B | 2 | 2455 | O/G Steam | ERC_REST | Texas | Travis | 404 | 1977 | 9999 | 2019 | 9.7031 | 512456 | 0.037869 | NEI 2019
Ray Olinger | 3576_B_BW2 | 3576 | B | BW2 | 2464 | O/G Steam | ERC_REST | Texas | Collin | 107 | 1971 | 9999 | 2019 | 0.58242 | 27481 | 0.042387 | NEI 2019
Ray Olinger | 3576_B_BW3 | 3576 | B | BW3 | 2465 | O/G Steam | ERC_REST | Texas | Collin | 138 | 1975 | 9999 | 2019 | 0.89651 | 48333 | 0.037097 | NEI 2019
Ray Olinger | 3576_B_CE1 | 3576 | B | CE1 | 2466 | O/G Steam | ERC_REST | Texas | Collin | 75 | 1967 | 9999 | 2019 | 0.14866 | 6762 | 0.04397 | NEI 2019
Sim Gideon | 3601_B_1 | 3601 | B | 1 | 2468 | O/G Steam | ERC_REST | Texas | Bastrop | 136 | 1965 | 9999 | 2019 | 2.1203 | 122975 | 0.034483 | NEI 2019
Sim Gideon | 3601_B_2 | 3601 | B | 2 | 2469 | O/G Steam | ERC_REST | Texas | Bastrop | 136 | 1968 | 9999 | 2019 | 1.9972 | 126493 | 0.031578 | NEI 2019
Sim Gideon | 3601_B_3 | 3601 | B | 3 | 2470 | O/G Steam | ERC_REST | Texas | Bastrop | 335 | 1972 | 9999 | 2019 | 8.1291 | 493392 | 0.032952 | NEI 2019
Ty Cooke | 3602_B_1 | 3602 | B | 1 | 2471 | O/G Steam | SPP_SPS | Texas | Lubbock | 42 | 1965 | 9999 |  |  |  | 0.087133 | Default Emission Factor
Ty Cooke | 3602_B_2 | 3602 | B | 2 | 2472 | O/G Steam | SPP_SPS | Texas | Lubbock | 46 | 1978 | 9999 |  |  |  | 0.087133 | Default Emission Factor
O W Sommers | 3611_B_1 | 3611 | B | 1 | 2479 | O/G Steam | ERC_REST | Texas | Bexar | 420 | 1972 | 2025 | 2019 | 9.5594 | 559747 | 0.034156 | NEI 2019
O W Sommers | 3611_B_2 | 3611 | B | 2 | 2480 | O/G Steam | ERC_REST | Texas | Bexar | 410 | 1974 | 9999 | 2019 | 11.0788 | 548880 | 0.040369 | NEI 2019
V H Braunig | 3612_B_1 | 3612 | B | 1 | 2481 | O/G Steam | ERC_REST | Texas | Bexar | 217 | 1966 | 2024 | 2019 | 3.4992 | 194983 | 0.035892 | NEI 2019
V H Braunig | 3612_B_2 | 3612 | B | 2 | 2482 | O/G Steam | ERC_REST | Texas | Bexar | 230 | 1968 | 2024 | 2019 | 2.5228 | 134405 | 0.037541 | NEI 2019
V H Braunig | 3612_B_3 | 3612 | B | 3 | 2483 | O/G Steam | ERC_REST | Texas | Bexar | 412 | 1970 | 2024 | 2019 | 9.6117 | 534270 | 0.035981 | NEI 2019
R W Miller | 3628_B_1 | 3628 | B | 1 | 2493 | O/G Steam | ERC_REST | Texas | Palo Pinto | 66 | 1968 | 9999 | 2017 | 0.59733 | 4044 | 0.29542 | NEI 2019
R W Miller | 3628_B_2 | 3628 | B | 2 | 2494 | O/G Steam | ERC_REST | Texas | Palo Pinto | 100 | 1972 | 9999 | 2019 | 1.7729 | 94212 | 0.037637 | NEI 2019
R W Miller | 3628_B_3 | 3628 | B | 3 | 2495 | O/G Steam | ERC_REST | Texas | Palo Pinto | 200 | 1975 | 9999 | 2019 | 3.2388 | 168742 | 0.038387 | NEI 2019
Gadsby | 3648_B_1 | 3648 | B | 1 | 2498 | O/G Steam | WECC_UT | Utah | Salt Lake | 64 | 1951 | 9999 | 2019 | 0.3975 | 8951 | 0.088818 | NEI 2019
Gadsby | 3648_B_2 | 3648 | B | 2 | 2499 | O/G Steam | WECC_UT | Utah | Salt Lake | 69 | 1952 | 9999 | 2019 | 0.84235 | 24311 | 0.069298 | NEI 2019
Gadsby | 3648_B_3 | 3648 | B | 3 | 2500 | O/G Steam | WECC_UT | Utah | Salt Lake | 104 | 1955 | 9999 | 2019 | 1.8217 | 81690 | 0.044601 | NEI 2019
Grayson | 377_B_3 | 377 | B | 3 |  | Landfill Gas | WEC_LADW | California | Los Angeles | 18 | 1977 | 9999 |  |  |  | 0.056969 | Default Emission Factor
Grayson | 377_B_4 | 377 | B | 4 | 248 | O/G Steam | WEC_LADW | California | Los Angeles | 40 | 1959 | 9999 |  |  |  | 0.087133 | Default Emission Factor
Grayson | 377_B_5 | 377 | B | 5 | 249 | O/G Steam | WEC_LADW | California | Los Angeles | 40 | 1964 | 9999 |  |  |  | 0.087133 | Default Emission Factor
Clinch River | 3775_B_1 | 3775 | B | 1 | 2502 | O/G Steam | PJM_West | Virginia | Russell | 230 | 1958 | 9999 |  |  |  | 0.087133 | Default Emission Factor
Clinch River | 3775_B_2 | 3775 | B | 2 | 2503 | O/G Steam | PJM_West | Virginia | Russell | 230 | 1958 | 9999 |  |  |  | 0.087133 | Default Emission Factor
Joliet 29 | 384_B_71 | 384 | B | 71 | 250 | O/G Steam | PJM_COMD | Illinois | Will | 259 | 1965 | 2045 |  |  |  | 0.087133 | Default Emission Factor
Joliet 29 | 384_B_72 | 384 | B | 72 | 251 | O/G Steam | PJM_COMD | Illinois | Will | 259 | 1965 | 2045 |  |  |  | 0.087133 | Default Emission Factor
Joliet 29 | 384_B_81 | 384 | B | 81 | 252 | O/G Steam | PJM_COMD | Illinois | Will | 259 | 1965 | 2045 |  |  |  | 0.087133 | Default Emission Factor
Joliet 29 | 384_B_82 | 384 | B | 82 | 253 | O/G Steam | PJM_COMD | Illinois | Will | 259 | 1965 | 2045 |  |  |  | 0.087133 | Default Emission Factor
Transalta Centralia Generation | 3845_B_BW22 | 3845 | B | BW22 | 2534 | Coal Steam | WECC_PNW | Washington | Lewis | 670 | 2002 | 2025 | 2019 | 3.7135 | 3731262 | 0.00199 | NEI 2019
El Centro Hybrid | 389_B_4 | 389 | B | 4 | 257 | O/G Steam | WECC_IID | California | Imperial | 70 | 1968 | 9999 |  |  |  | 0.087133 | Default Emission Factor
John E Amos | 3935_B_1 | 3935 | B | 1 | 2538 | Coal Steam | PJM_West | West Virginia | Putnam | 800 | 1971 | 2040 | 2019 | 1.07 | 2762957 | 0.000775 | NEI 2019
John E Amos | 3935_B_2 | 3935 | B | 2 | 2539 | Coal Steam | PJM_West | West Virginia | Putnam | 800 | 1972 | 2040 | 2019 | 0.95 | 3025324 | 0.000628 | NEI 2019
John E Amos | 3935_B_3 | 3935 | B | 3 | 2540 | Coal Steam | PJM_West | West Virginia | Putnam | 1300 | 1973 | 2040 | 2019 | 1.44 | 4007926 | 0.000719 | NEI 2019
FirstEnergy Fort Martin Power Station | 3943_B_1 | 3943 | B | 1 | 2551 | Coal Steam | PJM_AP | West Virginia | Monongalia | 552 | 1967 | 2035 |  |  |  | 0.1322 | Default Emission Factor
FirstEnergy Fort Martin Power Station | 3943_B_2 | 3943 | B | 2 | 2552 | Coal Steam | PJM_AP | West Virginia | Monongalia | 546 | 1968 | 2035 |  |  |  | 0.1322 | Default Emission Factor
FirstEnergy Harrison Power Station | 3944_B_1 | 3944 | B | 1 | 2553 | Coal Steam | PJM_AP | West Virginia | Harrison | 652 | 1972 | 2040 | 2019 | 1.44 | 4587926 | 0.000628 | NEI 2019
FirstEnergy Harrison Power Station | 3944_B_2 | 3944 | B | 2 | 2554 | Coal Steam | PJM_AP | West Virginia | Harrison | 651 | 1973 | 2040 | 2019 | 1.16 | 3819575 | 0.000607 | NEI 2019
FirstEnergy Harrison Power Station | 3944_B_3 | 3944 | B | 3 | 2555 | Coal Steam | PJM_AP | West Virginia | Harrison | 651 | 1974 | 2040 | 2019 | 1.4 | 4486704 | 0.000624 | NEI 2019
Mitchell (WV) | 3948_B_1 | 3948 | B | 1 | 2563 | Coal Steam | PJM_West | West Virginia | Marshall | 770 | 1971 | 2040 | 2017 | 1.05 | 3135779 | 0.00067 | NEI 2019
Mitchell (WV) | 3948_B_2 | 3948 | B | 2 | 2564 | Coal Steam | PJM_West | West Virginia | Marshall | 790 | 1971 | 2040 | 2017 | 1.09 | 4551068 | 0.000479 | NEI 2019
Mt Storm | 3954_B_1 | 3954 | B | 1 | 2565 | Coal Steam | PJM_AP | West Virginia | Grant | 554 | 1965 | 9999 | 2019 | 0.26028 | 1767893 | 0.000294 | NEI 2019
Mt Storm | 3954_B_2 | 3954 | B | 2 | 2566 | Coal Steam | PJM_AP | West Virginia | Grant | 555 | 1966 | 9999 | 2017 | 0.21566 | 2819752 | 0.000153 | NEI 2019
Mt Storm | 3954_B_3 | 3954 | B | 3 | 2567 | Coal Steam | PJM_AP | West Virginia | Grant | 520 | 1973 | 9999 | 2019 | 0.20529 | 1087086 | 0.000378 | NEI 2019
Bay Front | 3982_B_1 | 3982 | B | 1 | 2568 | Biomass | MIS_MNWI | Wisconsin | Ashland | 13.7 | 1959 | 9999 |  |  |  | 0.26668 | Default Emission Factor
Bay Front | 3982_B_2 | 3982 | B | 2 | 2569 | Biomass | MIS_MNWI | Wisconsin | Ashland | 13.7 | 1954 | 9999 |  |  |  | 0.26668 | Default Emission Factor
Bay Front | 3982_B_5 | 3982 | B | 5 | 2572 | Biomass | MIS_MNWI | Wisconsin | Ashland | 13.7 | 1959 | 9999 |  |  |  | 0.26668 | Default Emission Factor
Blount Street | 3992_B_8 | 3992 | B | 8 | 2578 | O/G Steam | MIS_WUMS | Wisconsin | Dane | 47 | 1957 | 9999 |  |  |  | 0.087133 | Default Emission Factor
Blount Street | 3992_B_9 | 3992 | B | 9 | 2579 | O/G Steam | MIS_WUMS | Wisconsin | Dane | 47 | 1961 | 9999 |  |  |  | 0.087133 | Default Emission Factor
Haynes | 400_B_1 | 400 | B | 1 | 271 | O/G Steam | WEC_LADW | California | Los Angeles | 222 | 1962 | 9999 | 2017 | 1.0812 | 80541 | 0.026849 | NEI 2019
Haynes | 400_B_2 | 400 | B | 2 | 272 | O/G Steam | WEC_LADW | California | Los Angeles | 222 | 1963 | 9999 | 2017 | 1.5205 | 114235 | 0.026621 | NEI 2019
French Island | 4005_B_1 | 4005 | B | 1 |  | Biomass | MIS_MNWI | Wisconsin | La Crosse | 8 | 1987 | 2024 |  |  |  | 0.26668 | Default Emission Factor
French Island | 4005_B_2 | 4005 | B | 2 |  | Biomass | MIS_MNWI | Wisconsin | La Crosse | 8 | 1987 | 2024 |  |  |  | 0.26668 | Default Emission Factor
Scattergood | 404_B_1 | 404 | B | 1 | 277 | O/G Steam | WEC_LADW | California | Los Angeles | 112 | 1959 | 2024 |  |  |  | 0.087133 | Default Emission Factor
Scattergood | 404_B_2 | 404 | B | 2 | 278 | O/G Steam | WEC_LADW | California | Los Angeles | 156 | 1959 | 2024 |  |  |  | 0.087133 | Default Emission Factor
South Oak Creek | 4041_B_5 | 4041 | B | 5 | 2590 | Coal Steam | MIS_WUMS | Wisconsin | Milwaukee | 241 | 1959 | 2024 | 2019 | 0.25599 | 816670 | 0.000627 | NEI 2019
South Oak Creek | 4041_B_6 | 4041 | B | 6 | 2591 | Coal Steam | MIS_WUMS | Wisconsin | Milwaukee | 245 | 1961 | 2024 | 2019 | 0.18795 | 764700 | 0.000492 | NEI 2019
South Oak Creek | 4041_B_7 | 4041 | B | 7 | 2592 | Coal Steam | MIS_WUMS | Wisconsin | Milwaukee | 303 | 1965 | 2025 | 2019 | 0.26165 | 1153144 | 0.000454 | NEI 2019
South Oak Creek | 4041_B_8 | 4041 | B | 8 | 2593 | Coal Steam | MIS_WUMS | Wisconsin | Milwaukee | 309 | 1967 | 2025 | 2019 | 0.2726 | 1071498 | 0.000509 | NEI 2019
Valley (WI) | 4042_B_1 | 4042 | B | 1 | 2594 | O/G Steam | MIS_WUMS | Wisconsin | Milwaukee | 64 | 1968 | 9999 | 2019 | 4.212 | 128806.5 | 0.065401 | NEI 2019
Valley (WI) | 4042_B_2 | 4042 | B | 2 | 2595 | O/G Steam | MIS_WUMS | Wisconsin | Milwaukee | 64 | 1968 | 9999 | 2019 | 3.9564 | 128806.5 | 0.061432 | NEI 2019
Valley (WI) | 4042_B_3 | 4042 | B | 3 | 2596 | O/G Steam | MIS_WUMS | Wisconsin | Milwaukee | 70 | 1969 | 9999 | 2019 | 1.9935 | 61094 | 0.06526 | NEI 2019
Valley (WI) | 4042_B_4 | 4042 | B | 4 | 2597 | O/G Steam | MIS_WUMS | Wisconsin | Milwaukee | 70 | 1969 | 9999 | 2019 | 2.2925 | 61094 | 0.075048 | NEI 2019
Weston | 4078_B_2 | 4078 | B | 2 | 2614 | O/G Steam | MIS_WUMS | Wisconsin | Marathon | 78 | 1960 | 2024 |  |  |  | 0.087133 | Default Emission Factor
Weston | 4078_B_3 | 4078 | B | 3 | 2615 | Coal Steam | MIS_WUMS | Wisconsin | Marathon | 327 | 1981 | 9999 | 2019 | 0.40458 | 1075031 | 0.000753 | NEI 2019
Weston | 4078_B_4 | 4078 | B | 4 | 89565 | Coal Steam | MIS_WUMS | Wisconsin | Marathon | 550 | 2008 | 9999 | 2019 | 3.0209 | 3330924 | 0.001814 | NEI 2019
Manitowoc | 4125_B_8 | 4125 | B | 8 | 2621 | Biomass | MIS_WUMS | Wisconsin | Manitowoc | 44 | 1990 | 9999 |  |  |  | 0.26668 | Default Emission Factor
Manitowoc | 4125_B_9 | 4125 | B | 9 | 2622 | Coal Steam | MIS_WUMS | Wisconsin | Manitowoc | 58 | 2005 | 9999 |  |  |  | 0.074246 | Default Emission Factor
Dave Johnston | 4158_B_BW41 | 4158 | B | BW41 | 2633 | Coal Steam | WECC_WY | Wyoming | Converse | 93 | 1959 | 9999 | 2017 | 0.16 | 693652 | 0.000461 | NEI 2019
Dave Johnston | 4158_B_BW42 | 4158 | B | BW42 | 2634 | Coal Steam | WECC_WY | Wyoming | Converse | 105 | 1961 | 9999 | 2019 | 0.16 | 757332 | 0.000423 | NEI 2019
Dave Johnston | 4158_B_BW43 | 4158 | B | BW43 | 2635 | Coal Steam | WECC_WY | Wyoming | Converse | 220 | 1964 | 9999 | 2019 | 0.34 | 1163624 | 0.000584 | NEI 2019
Dave Johnston | 4158_B_BW44 | 4158 | B | BW44 | 2636 | Coal Steam | WECC_WY | Wyoming | Converse | 330 | 1959 | 2027 | 2019 | 0.46 | 2076539 | 0.000443 | NEI 2019
Naughton | 4162_B_1 | 4162 | B | 1 | 2637 | Coal Steam | WECC_WY | Wyoming | Lincoln | 156 | 1963 | 9999 | 2019 | 0.25 | 1182784 | 0.000423 | NEI 2019
Naughton | 4162_B_2 | 4162 | B | 2 | 2638 | Coal Steam | WECC_WY | Wyoming | Lincoln | 201 | 1968 | 9999 | 2019 | 0.4 | 1478378 | 0.000541 | NEI 2019
Naughton | 4162_B_3 | 4162 | B | 3 | 2639 | Coal Steam | WECC_WY | Wyoming | Lincoln | 330 | 1963 | 2025 | 2019 | 0.25 | 179508 | 0.002785 | NEI 2019
Powerlane Plant | 4195_B_1 | 4195 | B | 1 |  | O/G Steam | ERC_REST | Texas | Hunt | 17.5 | 1965 | 9999 |  |  |  | 0.087133 | Default Emission Factor
Powerlane Plant | 4195_B_2 | 4195 | B | 2 | 2640 | O/G Steam | ERC_REST | Texas | Hunt | 24 | 1967 | 9999 |  |  |  | 0.087133 | Default Emission Factor
Powerlane Plant | 4195_B_3 | 4195 | B | 3 | 2641 | O/G Steam | ERC_REST | Texas | Hunt | 41 | 1977 | 9999 |  |  |  | 0.087133 | Default Emission Factor
Spencer | 4266_B_4 | 4266 | B | 4 | 2651 | O/G Steam | ERC_REST | Texas | Denton | 61 | 1966 | 9999 |  |  |  | 0.087133 | Default Emission Factor
Spencer | 4266_B_5 | 4266 | B | 5 | 2652 | O/G Steam | ERC_REST | Texas | Denton | 61 | 1973 | 9999 |  |  |  | 0.087133 | Default Emission Factor
John P Madgett | 4271_B_B1 | 4271 | B | B1 | 2653 | Coal Steam | MIS_MNWI | Wisconsin | Buffalo | 390 | 1979 | 9999 | 2019 | 4.85 | 1534882 | 0.00632 | NEI 2019
Cherokee | 469_B_4 | 469 | B | 4 | 298 | O/G Steam | WECC_CO | Colorado | Adams | 310 | 1968 | 2027 |  |  |  | 0.087133 | Default Emission Factor
Comanche (CO) | 470_B_2 | 470 | B | 2 | 300 | Coal Steam | WECC_CO | Colorado | Pueblo | 335 | 1975 | 2025 |  |  |  | 0.0026736 | Default Emission Factor
Comanche (CO) | 470_B_3 | 470 | B | 3 | 89734 | Coal Steam | WECC_CO | Colorado | Pueblo | 750 | 2010 | 2040 |  |  |  | 0.01709 | Default Emission Factor
George Birdsall | 493_B_1 | 493 | B | 1 |  | O/G Steam | WECC_CO | Colorado | El Paso | 16 | 1953 | 9999 |  |  |  | 0.087133 | Default Emission Factor
George Birdsall | 493_B_2 | 493 | B | 2 |  | O/G Steam | WECC_CO | Colorado | El Paso | 16 | 1954 | 9999 |  |  |  | 0.087133 | Default Emission Factor
George Birdsall | 493_B_3 | 493 | B | 3 |  | O/G Steam | WECC_CO | Colorado | El Paso | 23 | 1957 | 9999 |  |  |  | 0.087133 | Default Emission Factor
Barney M Davis | 4939_B_1 | 4939 | B | 1 | 2658 | O/G Steam | ERC_REST | Texas | Nueces | 300 | 1974 | 9999 | 2019 | 3.5461 | 185939 | 0.038142 | NEI 2019
Riverside (OK) | 4940_B_1502 | 4940 | B | 1502 | 2661 | O/G Steam | SPP_WEST | Oklahoma | Tulsa | 455 | 1976 | 2024 | 2019 | 7.8552 | 410720 | 0.038251 | NEI 2019
Plant 31 Paper Mill | 50028_B_1FW | 50028 | B | 1FW |  | Non-Fossil Waste | MIS_LA | Louisiana | Ouachita | 8.3 | 1964 | 9999 |  |  |  | 0.029032 | Default Emission Factor
Plant 31 Paper Mill | 50028_B_1HP | 50028 | B | 1HP |  | Non-Fossil Waste | MIS_LA | Louisiana | Ouachita | 8.3 | 1977 | 9999 |  |  |  | 0.029032 | Default Emission Factor
Plant 31 Paper Mill | 50028_B_2FW | 50028 | B | 2FW |  | Non-Fossil Waste | MIS_LA | Louisiana | Ouachita | 8.3 | 1964 | 9999 |  |  |  | 0.029032 | Default Emission Factor
Plant 31 Paper Mill | 50028_B_4BW | 50028 | B | 4BW |  | Non-Fossil Waste | MIS_LA | Louisiana | Ouachita | 8.3 | 1975 | 9999 |  |  |  | 0.029032 | Default Emission Factor
Plant 31 Paper Mill | 50028_B_5CE | 50028 | B | 5CE |  | Non-Fossil Waste | MIS_LA | Louisiana | Ouachita | 8.3 | 1988 | 9999 |  |  |  | 0.029032 | Default Emission Factor
Plant 31 Paper Mill | 50028_B_HRSG | 50028 | B | HRSG |  | Non-Fossil Waste | MIS_LA | Louisiana | Ouachita | 3.3 | 1964 | 9999 |  |  |  | 0.029032 | Default Emission Factor
Humboldt Sawmill Company | 50049_B_BLRA | 50049 | B | BLRA |  | Biomass | WEC_CALN | California | Humboldt | 16.2 | 1988 | 9999 |  |  |  | 0.26668 | Default Emission Factor
Humboldt Sawmill Company | 50049_B_BLRB | 50049 | B | BLRB |  | Biomass | WEC_CALN | California | Humboldt | 8.7 | 1988 | 9999 |  |  |  | 0.26668 | Default Emission Factor
Humboldt Sawmill Company | 50049_B_BLRC | 50049 | B | BLRC |  | Biomass | WEC_CALN | California | Humboldt | 8.7 | 1988 | 9999 |  |  |  | 0.26668 | Default Emission Factor
Penobscot Energy Recovery | 50051_B_BLR A | 50051 | B | BLR A |  | Municipal Solid Waste | NENG_ME | Maine | Penobscot | 10.6 | 1987 | 9999 | 2017 | 0.54 | 84660 | 0.012757 | NEI 2019
Penobscot Energy Recovery | 50051_B_BLR B | 50051 | B | BLR B |  | Municipal Solid Waste | NENG_ME | Maine | Penobscot | 10.6 | 1987 | 9999 | 2019 | 0.62 | 42651.5 | 0.029073 | NEI 2019
Borger Plant | 50067_B_1 | 50067 | B | 1 |  | Fossil Waste | SPP_SPS | Texas | Hutchinson | 13.8 | 1974 | 9999 |  |  |  | 0.028605 | Default Emission Factor
Borger Plant | 50067_B_2 | 50067 | B | 2 |  | Fossil Waste | SPP_SPS | Texas | Hutchinson | 13.8 | 2009 | 9999 |  |  |  | 0.028605 | Default Emission Factor
Palm Beach Renewable Energy Facility 1 | 50071_B_BLR1 | 50071 | B | BLR1 |  | Municipal Solid Waste | FRCC | Florida | Palm Beach | 25 | 1989 | 9999 |  |  |  | 0.083127 | Default Emission Factor
Palm Beach Renewable Energy Facility 1 | 50071_B_BLR2 | 50071 | B | BLR2 |  | Municipal Solid Waste | FRCC | Florida | Palm Beach | 25 | 1989 | 9999 |  |  |  | 0.083127 | Default Emission Factor
Sierra Pacific Burney Facility | 50110_B_BLR1 | 50110 | B | BLR1 |  | Biomass | WEC_CALN | California | Shasta | 18.9 | 1986 | 9999 |  |  |  | 0.26668 | Default Emission Factor
Sierra Pacific Quincy Facility | 50112_B_BLR1 | 50112 | B | BLR1 |  | Biomass | WEC_CALN | California | Plumas | 12 | 1986 | 9999 |  |  |  | 0.26668 | Default Emission Factor
Sierra Pacific Quincy Facility | 50112_B_BLR2 | 50112 | B | BLR2 |  | Biomass | WEC_CALN | California | Plumas | 12 | 1998 | 9999 |  |  |  | 0.26668 | Default Emission Factor
Columbus MS | 50184_B_PKG | 50184 | B | PKG |  | O/G Steam | S_C_TVA | Mississippi | Lowndes | 18.6 | 1993 | 9999 |  |  |  | 0.087133 | Default Emission Factor
Columbus MS | 50184_B_REC | 50184 | B | REC |  | Non-Fossil Waste | S_C_TVA | Mississippi | Lowndes | 64 | 1990 | 9999 |  |  |  | 0.029032 | Default Emission Factor
Domtar Paper Co LLC Plymouth NC | 50189_B_1HFB | 50189 | B | 1HFB |  | Biomass | PJM_Dom | North Carolina | Martin | 21.7 | 1977 | 9999 |  |  |  | 0.26668 | Default Emission Factor
Domtar Paper Co LLC Plymouth NC | 50189_B_2HFB | 50189 | B | 2HFB |  | Biomass | PJM_Dom | North Carolina | Martin | 21.7 | 1982 | 9999 |  |  |  | 0.26668 | Default Emission Factor
Domtar Paper Co LLC Plymouth NC | 50189_B_5REC | 50189 | B | 5REC |  | Non-Fossil Waste | PJM_Dom | North Carolina | Martin | 71 | 1965 | 9999 |  |  |  | 0.029032 | Default Emission Factor
Multitrade Rabun Gap, LLC | 50201_B_WB1 | 50201 | B | WB1 |  | Biomass | S_SOU | Georgia | RABUN | 18 | 2010 | 9999 |  |  |  | 0.26668 | Default Emission Factor
Pinetree Power | 50208_B_B1 | 50208 | B | B1 |  | Biomass | NENGREST | New Hampshire | Grafton | 15 | 1986 | 9999 | 2017 | 1.0287 | 121438 | 0.016943 | NEI 2019
York County Resource Recovery | 50215_B_101 | 50215 | B | 101 |  | Municipal Solid Waste | PJM_WMAC | Pennsylvania | York | 9.6 | 1989 | 9999 |  |  |  | 0.083127 | Default Emission Factor
York County Resource Recovery | 50215_B_102 | 50215 | B | 102 |  | Municipal Solid Waste | PJM_WMAC | Pennsylvania | York | 9.6 | 1989 | 9999 |  |  |  | 0.083127 | Default Emission Factor
York County Resource Recovery | 50215_B_103 | 50215 | B | 103 |  | Municipal Solid Waste | PJM_WMAC | Pennsylvania | York | 9.6 | 1989 | 9999 |  |  |  | 0.083127 | Default Emission Factor
Regional Waste Systems | 50225_B_1SG1A | 50225 | B | 1SG1A |  | Municipal Solid Waste | NENG_ME | Maine | Cumberland | 5.8 | 1988 | 9999 | 2019 | 2.52 | 39707.5 | 0.12693 | NEI 2019
Regional Waste Systems | 50225_B_1SG1B | 50225 | B | 1SG1B |  | Municipal Solid Waste | NENG_ME | Maine | Cumberland | 5.8 | 1988 | 9999 | 2019 | 1.79 | 39707.5 | 0.090159 | NEI 2019
Texas Petrochemicals | 50229_B_TPCBLR | 50229 | B | TPCBLR |  | O/G Steam | ERC_REST | Texas | Harris | 35 | 1972 | 9999 |  |  |  | 0.087133 | Default Emission Factor
Archbald Power Station | 50279_B_MAIN | 50279 | B | MAIN |  | Landfill Gas | PJM_WMAC | Pennsylvania | Lackawanna | 20 | 1998 | 9999 | 2019 | 5.86 | 129220 | 0.090698 | NEI 2019
SEMASS Resource Recovery | 50290_B_1 | 50290 | B | 1 |  | Municipal Solid Waste | NENGREST | Massachusetts | Plymouth | 27 | 1988 | 9999 |  |  |  | 0.083127 | Default Emission Factor
SEMASS Resource Recovery | 50290_B_2 | 50290 | B | 2 |  | Municipal Solid Waste | NENGREST | Massachusetts | Plymouth | 27 | 1988 | 9999 |  |  |  | 0.083127 | Default Emission Factor
SEMASS Resource Recovery | 50290_B_3 | 50290 | B | 3 |  | Municipal Solid Waste | NENGREST | Massachusetts | Plymouth | 27 | 1993 | 9999 | 2019 | 3.633 | 194576.0542 | 0.037343 | NEI 2019
Wadham Energy LP | 50293_B_BLR100 | 50293 | B | BLR100 |  | Biomass | WEC_CALN | California | Colusa | 26 | 1989 | 9999 |  |  |  | 0.26668 | Default Emission Factor
University of Oklahoma | 50307_B_B1 | 50307 | B | B1 |  | O/G Steam | SPP_WEST | Oklahoma | Cleveland | 7.5 | 1964 | 9999 |  |  |  | 0.087133 | Default Emission Factor
University of Oklahoma | 50307_B_B2 | 50307 | B | B2 |  | O/G Steam | SPP_WEST | Oklahoma | Cleveland | 2.5 | 1964 | 9999 |  |  |  | 0.087133 | Default Emission Factor
University of Oklahoma | 50307_B_B3 | 50307 | B | B3 |  | O/G Steam | SPP_WEST | Oklahoma | Cleveland | 2.5 | 1964 | 9999 |  |  |  | 0.087133 | Default Emission Factor
University of Oklahoma | 50307_B_B4 | 50307 | B | B4 |  | O/G Steam | SPP_WEST | Oklahoma | Cleveland | 4.3 | 2001 | 9999 |  |  |  | 0.087133 | Default Emission Factor
University of Notre Dame | 50366_B_BLR1 | 50366 | B | BLR1 |  | O/G Steam | PJM_West | Indiana | St Joseph | 2.6 | 1961 | 9999 |  |  |  | 0.087133 | Default Emission Factor
University of Notre Dame | 50366_B_BLR2 | 50366 | B | BLR2 |  | Coal Steam | PJM_West | Indiana | St Joseph | 2.6 | 1952 | 9999 |  |  |  | 0.0026736 | Default Emission Factor
University of Notre Dame | 50366_B_BLR3 | 50366 | B | BLR3 |  | Coal Steam | PJM_West | Indiana | St Joseph | 2.6 | 2007 | 9999 |  |  |  | 0.0026736 | Default Emission Factor
University of Notre Dame | 50366_B_BLR4 | 50366 | B | BLR4 |  | O/G Steam | PJM_West | Indiana | St Joseph | 2.6 | 1967 | 9999 |  |  |  | 0.087133 | Default Emission Factor
University of Notre Dame | 50366_B_BLR5 | 50366 | B | BLR5 |  | O/G Steam | PJM_West | Indiana | St Joseph | 2.6 | 1973 | 9999 |  |  |  | 0.087133 | Default Emission Factor
University of Notre Dame | 50366_B_BLR6 | 50366 | B | BLR6 |  | O/G Steam | PJM_West | Indiana | St Joseph | 2.6 | 2007 | 9999 |  |  |  | 0.087133 | Default Emission Factor
University of Notre Dame | 50366_B_BLR7 | 50366 | B | BLR7 |  | O/G Steam | PJM_West | Indiana | St Joseph | 2.6 | 2019 | 9999 |  |  |  | 0.071762 | Default Emission Factor
University of Notre Dame | 50366_B_BLR8 | 50366 | B | BLR8 |  | O/G Steam | PJM_West | Indiana | St Joseph | 2.6 | 2019 | 9999 |  |  |  | 0.071762 | Default Emission Factor
Phillips 66 Carbon Plant | 50388_B_K1 | 50388 | B | K1 |  | Coal Steam | WEC_CALN | California | Contra Costa | 8.5 | 1983 | 9999 |  |  |  | 0.0026736 | Default Emission Factor
Phillips 66 Carbon Plant | 50388_B_K2 | 50388 | B | K2 |  | Coal Steam | WEC_CALN | California | Contra Costa | 8.5 | 1983 | 9999 |  |  |  | 0.0026736 | Default Emission Factor
Dillard Complex | 50396_B_BLR1 | 50396 | B | BLR1 |  | Biomass | WECC_PNW | Oregon | Douglas | 13.3 | 1974 | 9999 |  |  |  | 0.26668 | Default Emission Factor
Dillard Complex | 50396_B_BLR2 | 50396 | B | BLR2 |  | Biomass | WECC_PNW | Oregon | Douglas | 13.3 | 1977 | 9999 |  |  |  | 0.26668 | Default Emission Factor
Dillard Complex | 50396_B_BLR6 | 50396 | B | BLR6 |  | Biomass | WECC_PNW | Oregon | Douglas | 13.3 | 1974 | 9999 |  |  |  | 0.26668 | Default Emission Factor
Pixelle Specialty Solutions LLC - Spring Grove Facility | 50397_B_5PB036 | 50397 | B | 5PB036 | 3656 | Coal Steam | PJM_WMAC | Pennsylvania | York | 53 | 1989 | 9999 |  |  |  | 0.074246 | Default Emission Factor
Pixelle Specialty Solutions LLC - Spring Grove Facility | 50397_B_6PB038 | 50397 | B | 6PB038 |  | O/G Steam | PJM_WMAC | Pennsylvania | York | 1.8 | 2017 | 9999 |  |  |  | 0.087133 | Default Emission Factor
Pixelle Specialty Solutions LLC - Spring Grove Facility | 50397_B_7PB039 | 50397 | B | 7PB039 |  | O/G Steam | PJM_WMAC | Pennsylvania | York | 11.7 | 2017 | 9999 |  |  |  | 0.087133 | Default Emission Factor
Pixelle Specialty Solutions LLC - Spring Grove Facility | 50397_B_REC037 | 50397 | B | REC037 |  | Non-Fossil Waste | PJM_WMAC | Pennsylvania | York | 18.4 | 1993 | 9999 |  |  |  | 0.029032 | Default Emission Factor
S D Warren Westbrook | 50447_B_17 | 50447 | B | 17 |  | Biomass | NENG_ME | Maine | Cumberland | 18.8 | 1948 | 9999 | 2019 | 0.012 | 24415.0892 | 0.000983 | NEI 2019
S D Warren Westbrook | 50447_B_18 | 50447 | B | 18 |  | Biomass | NENG_ME | Maine | Cumberland | 18.8 | 1948 | 9999 |  |  |  | 0.26668 | Default Emission Factor
S D Warren Westbrook | 50447_B_21 | 50447 | B | 21 |  | Biomass | NENG_ME | Maine | Cumberland | 18.8 | 1948 | 9999 | 2017 | 0.09515 | 26358.0697 | 0.00722 | NEI 2019
Flint River Operations | 50465_B_PB | 50465 | B | PB |  | Biomass | S_SOU | Georgia | Macon | 39 | 1980 | 9999 |  |  |  | 0.26668 | Default Emission Factor
Flint River Operations | 50465_B_RB | 50465 | B | RB |  | Non-Fossil Waste | S_SOU | Georgia | Macon | 39 | 1980 | 9999 |  |  |  | 0.029032 | Default Emission Factor
Buckeye Florida LP | 50466_B_1BB | 50466 | B | 1BB |  | Non-Fossil Waste | FRCC | Florida | Taylor | 5.7 | 1954 | 9999 |  |  |  | 0.029032 | Default Emission Factor
Buckeye Florida LP | 50466_B_1PB | 50466 | B | 1PB |  | Non-Fossil Waste | FRCC | Florida | Taylor | 5.7 | 1954 | 9999 |  |  |  | 0.029032 | Default Emission Factor
Buckeye Florida LP | 50466_B_2BB | 50466 | B | 2BB |  | Non-Fossil Waste | FRCC | Florida | Taylor | 5.7 | 1954 | 9999 |  |  |  | 0.029032 | Default Emission Factor
Buckeye Florida LP | 50466_B_2PB | 50466 | B | 2PB |  | Non-Fossil Waste | FRCC | Florida | Taylor | 5.7 | 1954 | 9999 |  |  |  | 0.029032 | Default Emission Factor
Buckeye Florida LP | 50466_B_2RB | 50466 | B | 2RB |  | Non-Fossil Waste | FRCC | Florida | Taylor | 5.7 | 1958 | 9999 |  |  |  | 0.029032 | Default Emission Factor
Buckeye Florida LP | 50466_B_3RB | 50466 | B | 3RB |  | Non-Fossil Waste | FRCC | Florida | Taylor | 5.7 | 1966 | 9999 |  |  |  | 0.029032 | Default Emission Factor
Buckeye Florida LP | 50466_B_4RB | 50466 | B | 4RB |  | Non-Fossil Waste | FRCC | Florida | Taylor | 5.7 | 1975 | 9999 |  |  |  | 0.029032 | Default Emission Factor
Covanta Niagara I, LLC | 50472_B_BLR1 | 50472 | B | BLR1 | 3667 | Municipal Solid Waste | NY_Z_A | New York | Niagara | 12 | 1981 | 9999 |  |  |  | 0.059936 | NEI 2019
Covanta Niagara I, LLC | 50472_B_BLR3 | 50472 | B | BLR3 |  | Municipal Solid Waste | NY_Z_A | New York | Niagara | 12 | 1996 | 9999 |  |  |  | 0.059936 | NEI 2019
Covanta Niagara I, LLC | 50472_B_BLR4 | 50472 | B | BLR4 |  | Municipal Solid Waste | NY_Z_A | New York | Niagara | 12 | 1981 | 9999 | 2019 | 4.88 | 162839.3716 | 0.059936 | NEI 2019
Clewiston Sugar House | 50482_B_B7 | 50482 | B | B7 |  | Biomass | FRCC | Florida | Hendry | 20 | 1996 | 9999 |  |  |  | 0.26668 | Default Emission Factor
Clewiston Sugar House | 50482_B_B8 | 50482 | B | B8 |  | Biomass | FRCC | Florida | Hendry | 20 | 2005 | 9999 | 2019 | 179.5029 | 106472.7336 | 3.3718 | NEI 2019
Clewiston Sugar House | 50482_B_B9 | 50482 | B | B9 |  | Biomass | FRCC | Florida | Hendry | 4.7 | 2019 | 9999 |  |  |  | 0.33674 | Default Emission Factor
PPG Powerhouse C | 50489_B_C1 | 50489 | B | C1 |  | O/G Steam | MIS_WOTA | Louisiana | Calcasieu | 26 | 1977 | 9999 |  |  |  | 0.087133 | Default Emission Factor
PPG Powerhouse C | 50489_B_C2 | 50489 | B | C2 |  | O/G Steam | MIS_WOTA | Louisiana | Calcasieu | 26 | 1979 | 9999 |  |  |  | 0.087133 | Default Emission Factor
PPG Powerhouse C | 50489_B_C4 | 50489 | B | C4 |  | O/G Steam | MIS_WOTA | Louisiana | Calcasieu | 0.04 | 1986 | 9999 |  |  |  | 0.087133 | Default Emission Factor
PPG Powerhouse C | 50489_B_C5 | 50489 | B | C5 |  | O/G Steam | MIS_WOTA | Louisiana | Calcasieu | 0.04 | 1986 | 9999 |  |  |  | 0.087133 | Default Emission Factor
Pacific-Ultrapower Chinese Station | 50560_B_B101 | 50560 | B | B101 |  | Biomass | WEC_CALN | California | Tuolumne | 18 | 1986 | 9999 | 2017 | 5.54 | 118564 | 0.093452 | NEI 2019
Westwood Generation LLC | 50611_B_031 | 50611 | B | 031 | 3677 | Coal Steam | PJM_WMAC | Pennsylvania | Schuylkill | 30 | 1987 | 9999 | 2017 | 0.1378 | 21492 | 0.012823 | NEI 2019
ExxonMobil Beaumont Refinery | 50625_B_24 | 50625 | B | 24 |  | O/G Steam | MIS_WOTA | Texas | Jefferson | 5.7 | 1993 | 9999 |  |  |  | 0.087133 | Default Emission Factor
ExxonMobil Beaumont Refinery | 50625_B_33 | 50625 | B | 33 |  | Fossil Waste | MIS_WOTA | Texas | Jefferson | 8.9 | 1965 | 9999 |  |  |  | 0.028605 | Default Emission Factor
ExxonMobil Beaumont Refinery | 50625_B_34 | 50625 | B | 34 |  | Fossil Waste | MIS_WOTA | Texas | Jefferson | 8.9 | 1966 | 9999 |  |  |  | 0.028605 | Default Emission Factor
ExxonMobil Beaumont Refinery | 50625_B_41 | 50625 | B | 41 | 3679 | O/G Steam | MIS_WOTA | Texas | Jefferson | 38 | 2005 | 9999 |  |  |  | 0.087133 | Default Emission Factor
ExxonMobil Beaumont Refinery | 50625_B_42 | 50625 | B | 42 | 3680 | O/G Steam | MIS_WOTA | Texas | Jefferson | 38 | 2005 | 9999 |  |  |  | 0.087133 | Default Emission Factor
ExxonMobil Beaumont Refinery | 50625_B_43 | 50625 | B | 43 | 3681 | O/G Steam | MIS_WOTA | Texas | Jefferson | 38 | 1954 | 9999 |  |  |  | 0.087133 | Default Emission Factor
Paulsboro Refinery | 50628_B_2A | 50628 | B | 2A |  | Fossil Waste | PJM_EMAC | New Jersey | Gloucester | 7.2 | 1990 | 9999 |  |  |  | 0.028605 | Default Emission Factor
Paulsboro Refinery | 50628_B_2B | 50628 | B | 2B |  | Fossil Waste | PJM_EMAC | New Jersey | Gloucester | 7.2 | 1990 | 9999 |  |  |  | 0.028605 | Default Emission Factor
Paulsboro Refinery | 50628_B_2C | 50628 | B | 2C |  | Fossil Waste | PJM_EMAC | New Jersey | Gloucester | 7.2 | 1990 | 9999 |  |  |  | 0.028605 | Default Emission Factor
Paulsboro Refinery | 50628_B_HRSG | 50628 | B | HRSG |  | Fossil Waste | PJM_EMAC | New Jersey | Gloucester | 7.2 | 1990 | 9999 |  |  |  | 0.028605 | Default Emission Factor
Covanta Lake County Energy | 50629_B_1 | 50629 | B | 1 |  | Municipal Solid Waste | FRCC | Florida | Lake | 6.2 | 1991 | 9999 |  |  |  | 0.083127 | Default Emission Factor
Covanta Lake County Energy | 50629_B_2 | 50629 | B | 2 |  | Municipal Solid Waste | FRCC | Florida | Lake | 6.2 | 1991 | 9999 |  |  |  | 0.083127 | Default Emission Factor
Covanta Marion Inc | 50630_B_BLR1 | 50630 | B | BLR1 |  | Municipal Solid Waste | WECC_PNW | Oregon | MARION | 5.8 | 1986 | 9999 |  |  |  | 0.083127 | Default Emission Factor
Covanta Marion Inc | 50630_B_BLR2 | 50630 | B | BLR2 |  | Municipal Solid Waste | WECC_PNW | Oregon | MARION | 5.8 | 1986 | 9999 |  |  |  | 0.083127 | Default Emission Factor
Covanta Stanislaus Energy | 50632_B_1 | 50632 | B | 1 |  | Municipal Solid Waste | WEC_CALN | California | Stanislaus | 10 | 1989 | 9999 |  |  |  | 0.02395 | NEI 2019
Covanta Stanislaus Energy | 50632_B_2 | 50632 | B | 2 |  | Municipal Solid Waste | WEC_CALN | California | Stanislaus | 10 | 1989 | 9999 | 2017 | 1.837 | 153401 | 0.02395 | NEI 2019
Clearwater Paper IPP Lewiston | 50637_B_4PWR | 50637 | B | 4PWR |  | Biomass | WECC_PNW | Idaho | Nez Perce | 22.5 | 1981 | 9999 |  |  |  | 0.26668 | Default Emission Factor
Clearwater Paper IPP Lewiston | 50637_B_5REC | 50637 | B | 5REC |  | Non-Fossil Waste | WECC_PNW | Idaho | Nez Perce | 27 | 1987 | 9999 |  |  |  | 0.029032 | Default Emission Factor
Covanta Bristol Energy | 50648_B_UNIT1 | 50648 | B | UNIT1 |  | Municipal Solid Waste | NENG_CT | Connecticut | Hartford | 6.6 | 1988 | 9999 | 2019 | 2.2539 | 50900.5 | 0.088563 | NEI 2019
Covanta Bristol Energy | 50648_B_UNIT2 | 50648 | B | UNIT2 |  | Municipal Solid Waste | NENG_CT | Connecticut | Hartford | 6.6 | 1988 | 9999 | 2019 | 1.7914 | 50900.5 | 0.07039 | NEI 2019
Covanta Babylon Inc | 50649_B_1 | 50649 | B | 1 |  | Municipal Solid Waste | NY_Z_K | New York | Suffolk | 7.2 | 1989 | 9999 |  |  |  | 0.083127 | Default Emission Factor
Covanta Babylon Inc | 50649_B_2 | 50649 | B | 2 |  | Municipal Solid Waste | NY_Z_K | New York | Suffolk | 7.2 | 1989 | 9999 |  |  |  | 0.083127 | Default Emission Factor
ReEnergy Stratton LLC | 50650_B_BLR1 | 50650 | B | BLR1 |  | Biomass | NENG_ME | Maine | Franklin | 46 | 1989 | 9999 | 2019 | 13.1821 | 208909 | 0.1262 | NEI 2019
Huntington Resource Recovery Facility | 50656_B_UNIT1 | 50656 | B | UNIT1 |  | Municipal Solid Waste | NY_Z_K | New York | Suffolk | 8.2 | 1991 | 9999 |  |  |  | 0.098003 | NEI 2019
Huntington Resource Recovery Facility | 50656_B_UNIT2 | 50656 | B | UNIT2 |  | Municipal Solid Waste | NY_Z_K | New York | Suffolk | 8.2 | 1991 | 9999 |  |  |  | 0.098003 | NEI 2019
Huntington Resource Recovery Facility | 50656_B_UNIT3 | 50656 | B | UNIT3 |  | Municipal Solid Waste | NY_Z_K | New York | Suffolk | 8.2 | 1991 | 9999 | 2019 | 9.022 | 184117.1588 | 0.098003 | NEI 2019
Montgomery County Resource Recovery | 50657_B_1 | 50657 | B | 1 |  | Municipal Solid Waste | PJM_SMAC | Maryland | Montgomery | 18 | 1995 | 9999 | 2019 | 0.39648 | 91211.4212 | 0.008694 | NEI 2019
Montgomery County Resource Recovery | 50657_B_2 | 50657 | B | 2 |  | Municipal Solid Waste | PJM_SMAC | Maryland | Montgomery | 18 | 1995 | 9999 | 2019 | 0.46747 | 91211.4212 | 0.01025 | NEI 2019
Montgomery County Resource Recovery | 50657_B_3 | 50657 | B | 3 |  | Municipal Solid Waste | PJM_SMAC | Maryland | Montgomery | 18 | 1995 | 9999 | 2019 | 0.37392 | 91211.4212 | 0.008199 | NEI 2019
Covanta Fairfax Energy | 50658_B_1 | 50658 | B | 1 |  | Municipal Solid Waste | PJM_Dom | Virginia | Fairfax | 24.5 | 1990 | 9999 | 2017 | 0.61065 | 14391.25 | 0.084864 | NEI 2019
Covanta Fairfax Energy | 50658_B_2 | 50658 | B | 2 |  | Municipal Solid Waste | PJM_Dom | Virginia | Fairfax | 24.5 | 1990 | 9999 | 2017 | 0.71181 | 14391.25 | 0.098922 | NEI 2019
Covanta Fairfax Energy | 50658_B_3 | 50658 | B | 3 |  | Municipal Solid Waste | PJM_Dom | Virginia | Fairfax | 24.5 | 1990 | 9999 | 2019 | 0.40108 | 180821.5 | 0.004436 | NEI 2019
Covanta Fairfax Energy | 50658_B_4 | 50658 | B | 4 |  | Municipal Solid Waste | PJM_Dom | Virginia | Fairfax | 24.5 | 1990 | 9999 | 2019 | 0.78068 | 180821.5 | 0.008635 | NEI 2019
Covanta Tulsa Renewable Energy LLC | 50660_B_1 | 50660 | B | 1 |  | Municipal Solid Waste | SPP_WEST | Oklahoma | Tulsa | 5.2 | 1986 | 9999 |  |  |  | 0.083127 | Default Emission Factor
Covanta Tulsa Renewable Energy LLC | 50660_B_2 | 50660 | B | 2 |  | Municipal Solid Waste | SPP_WEST | Oklahoma | Tulsa | 5.2 | 1986 | 9999 |  |  |  | 0.083127 | Default Emission Factor
Covanta Tulsa Renewable Energy LLC | 50660_B_3 | 50660 | B | 3 |  | Municipal Solid Waste | SPP_WEST | Oklahoma | Tulsa | 5.2 | 1986 | 9999 |  |  |  | 0.083127 | Default Emission Factor
Covanta Haverhill | 50661_B_A | 50661 | B | A |  | Municipal Solid Waste | NENGREST | Massachusetts | Essex | 21.4 | 1989 | 9999 |  |  |  | 0.083127 | Default Emission Factor
Covanta Haverhill | 50661_B_B | 50661 | B | B |  | Municipal Solid Waste | NENGREST | Massachusetts | Essex | 21.4 | 1989 | 9999 |  |  |  | 0.083127 | Default Emission Factor
Onondaga County Resource Recovery | 50662_B_UNIT1 | 50662 | B | UNIT1 |  | Municipal Solid Waste | NY_Z_C&E | New York | Onondaga | 10 | 1995 | 9999 |  |  |  | 0.005978 | NEI 2019
Onondaga County Resource Recovery | 50662_B_UNIT2 | 50662 | B | UNIT2 |  | Municipal Solid Waste | NY_Z_C&E | New York | Onondaga | 10 | 1995 | 9999 |  |  |  | 0.005978 | NEI 2019
Onondaga County Resource Recovery | 50662_B_UNIT3 | 50662 | B | UNIT3 |  | Municipal Solid Waste | NY_Z_C&E | New York | Onondaga | 10 | 1995 | 9999 | 2019 | 0.666 | 222822.7718 | 0.005978 | NEI 2019
Covanta Alexandria/Arlington Energy | 50663_B_B100 | 50663 | B | B100 |  | Municipal Solid Waste | PJM_Dom | Virginia | Alexandria City | 9.7 | 1987 | 9999 | 2019 | 4.7196 | 46580.2009 | 0.20264 | NEI 2019
Covanta Alexandria/Arlington Energy | 50663_B_B200 | 50663 | B | B200 |  | Municipal Solid Waste | PJM_Dom | Virginia | Alexandria City | 9.7 | 1987 | 9999 | 2019 | 4.2848 | 46580.2009 | 0.18398 | NEI 2019
Covanta Alexandria/Arlington Energy | 50663_B_B300 | 50663 | B | B300 |  | Municipal Solid Waste | PJM_Dom | Virginia | Alexandria City | 9.7 | 1987 | 9999 | 2019 | 2.0889 | 46580.2009 | 0.08969 | NEI 2019
Pasco Cnty Solid Waste Resource Recovery | 50666_B_B1 | 50666 | B | B1 |  | Municipal Solid Waste | FRCC | Florida | Pasco | 8.7 | 1991 | 9999 |  |  |  | 0.083127 | Default Emission Factor
Pasco Cnty Solid Waste Resource Recovery | 50666_B_B2 | 50666 | B | B2 |  | Municipal Solid Waste | FRCC | Florida | Pasco | 8.7 | 1991 | 9999 |  |  |  | 0.083127 | Default Emission Factor
Pasco Cnty Solid Waste Resource Recovery | 50666_B_B3 | 50666 | B | B3 |  | Municipal Solid Waste | FRCC | Florida | Pasco | 8.7 | 1991 | 9999 |  |  |  | 0.083127 | Default Emission Factor
Pinetree Power Tamworth | 50739_B_0100 | 50739 | B | 0100 |  | Biomass | NENGREST | New Hampshire | Carroll | 20 | 1987 | 9999 | 2017 | 4.0403 | 155354 | 0.052014 | NEI 2019
Starrett City Cogen Facility | 50743_B_1 | 50743 | B | 1 |  | O/G Steam | NY_Z_J | New York | Kings | 2.8 | 1974 | 9999 |  |  |  | 0.087133 | Default Emission Factor
Starrett City Cogen Facility | 50743_B_2 | 50743 | B | 2 |  | O/G Steam | NY_Z_J | New York | Kings | 2.8 | 1974 | 9999 |  |  |  | 0.087133 | Default Emission Factor
Starrett City Cogen Facility | 50743_B_3 | 50743 | B | 3 |  | O/G Steam | NY_Z_J | New York | Kings | 2.8 | 1974 | 9999 |  |  |  | 0.087133 | Default Emission Factor
Starrett City Cogen Facility | 50743_B_4 | 50743 | B | 4 |  | O/G Steam | NY_Z_J | New York | Kings | 2.8 | 1974 | 9999 |  |  |  | 0.087133 | Default Emission Factor
Viking Energy of McBain | 50770_B_B1 | 50770 | B | B1 |  | Biomass | MIS_LMI | Michigan | Missaukee | 16.3 | 1989 | 9999 | 2019 | 0.1102 | 143482 | 0.001536 | NEI 2019
Viking Energy of Lincoln | 50772_B_B1 | 50772 | B | B1 |  | Biomass | MIS_LMI | Michigan | Alcona | 16.3 | 1989 | 9999 |  |  |  | 0.26668 | Default Emission Factor
Panther Creek Energy Facility | 50776_B_BLR1 | 50776 | B | BLR1 | 3693 | Coal Steam | PJM_WMAC | Pennsylvania | Carbon | 42 | 1992 | 9999 | 2019 | 0.05 | 52691.5 | 0.001898 | NEI 2019
Panther Creek Energy Facility | 50776_B_BLR2 | 50776 | B | BLR2 | 3694 | Coal Steam | PJM_WMAC | Pennsylvania | Carbon | 42 | 1992 | 9999 | 2019 | 0.06 | 52691.5 | 0.002277 | NEI 2019
Port Wentworth Mill | 50804_B_4 | 50804 | B | 4 |  | Non-Fossil Waste | S_SOU | Georgia | Chatham | 29 | 1991 | 9999 |  |  |  | 0.029032 | Default Emission Factor
Port Wentworth Mill | 50804_B_RE01 | 50804 | B | RE01 |  | Non-Fossil Waste | S_SOU | Georgia | Chatham | 29 | 1979 | 9999 |  |  |  | 0.029032 | Default Emission Factor
Florence Mill | 50806_B_PB1 | 50806 | B | PB1 |  | O/G Steam | S_VACA | South Carolina | Florence | 3.3 | 1963 | 9999 |  |  |  | 0.087133 | Default Emission Factor
Florence Mill | 50806_B_PB3 | 50806 | B | PB3 | 88341 | Biomass | S_VACA | South Carolina | Florence | 7.2 | 1963 | 9999 | 2019 | 0.21862 | 28703.1332 | 0.015233 | NEI 2019
Florence Mill | 50806_B_PB4 | 50806 | B | PB4 | 88341 | Biomass | S_VACA | South Carolina | Florence | 74 | 1987 | 9999 | 2019 | 0.23319 | 292532.35 | 0.001594 | NEI 2019
Florence Mill | 50806_B_RBF | 50806 | B | RBF |  | Non-Fossil Waste | S_VACA | South Carolina | Florence | 14.3 | 1974 | 9999 |  |  |  | 0.029032 | Default Emission Factor
Hopewell Mill | 50813_B_CB1 | 50813 | B | CB1 |  | Non-Fossil Waste | PJM_Dom | Virginia | Hopewell City | 20.4 | 1980 | 9999 |  |  |  | 0.029032 | Default Emission Factor
Hopewell Mill | 50813_B_RB1 | 50813 | B | RB1 |  | Non-Fossil Waste | PJM_Dom | Virginia | Hopewell City | 20.4 | 1980 | 9999 |  |  |  | 0.029032 | Default Emission Factor
TES Filer City Station | 50835_B_1 | 50835 | B | 1 | 90183 | Coal Steam | MIS_LMI | Michigan | Manistee | 30 | 1990 | 9999 |  |  |  | 0.004134 | NEI 2019
TES Filer City Station | 50835_B_2 | 50835 | B | 2 | 90184 | Coal Steam | MIS_LMI | Michigan | Manistee | 30 | 1990 | 9999 | 2019 | 0.9363 | 452985 | 0.004134 | NEI 2019
Southeast Resource Recovery | 50837_B_UNIT1 | 50837 | B | UNIT1 |  | Municipal Solid Waste | WECC_SCE | California | Los Angeles | 9.3 | 1988 | 9999 | 2017 | 6.2242 | 61459.7187 | 0.20255 | NEI 2019
Southeast Resource Recovery | 50837_B_UNIT2 | 50837 | B | UNIT2 |  | Municipal Solid Waste | WECC_SCE | California | Los Angeles | 9.3 | 1988 | 9999 | 2019 | 12.0152 | 61882.7145 | 0.38832 | NEI 2019
Southeast Resource Recovery | 50837_B_UNIT3 | 50837 | B | UNIT3 |  | Municipal Solid Waste | WECC_SCE | California | Los Angeles | 9.3 | 1988 | 9999 | 2017 | 12.9649 | 61459.7187 | 0.4219 | NEI 2019
Hillsborough County Resource Recovery | 50858_B_MWC1B | 50858 | B | MWC1B |  | Municipal Solid Waste | FRCC | Florida | Hillsborough | 10.5 | 1987 | 9999 |  |  |  | 0.083127 | Default Emission Factor
Hillsborough County Resource Recovery | 50858_B_MWC2C | 50858 | B | MWC2C |  | Municipal Solid Waste | FRCC | Florida | Hillsborough | 10.5 | 1987 | 9999 |  |  |  | 0.083127 | Default Emission Factor
Hillsborough County Resource Recovery | 50858_B_MWC3D | 50858 | B | MWC3D |  | Municipal Solid Waste | FRCC | Florida | Hillsborough | 10.5 | 1987 | 9999 |  |  |  | 0.083127 | Default Emission Factor
Hillsborough County Resource Recovery | 50858_B_MWC4E | 50858 | B | MWC4E |  | Municipal Solid Waste | FRCC | Florida | Hillsborough | 10.5 | 1987 | 9999 | 2019 | 3.8222 | 52075 | 0.1468 | NEI 2019
Lancaster County Resource Recovery | 50859_B_BLR1 | 50859 | B | BLR1 |  | Municipal Solid Waste | PJM_WMAC | Pennsylvania | Lancaster | 10.8 | 1991 | 9999 |  |  |  | 0.083127 | Default Emission Factor
Lancaster County Resource Recovery | 50859_B_BLR2 | 50859 | B | BLR2 |  | Municipal Solid Waste | PJM_WMAC | Pennsylvania | Lancaster | 10.8 | 1991 | 9999 |  |  |  | 0.083127 | Default Emission Factor
Lancaster County Resource Recovery | 50859_B_BLR3 | 50859 | B | BLR3 |  | Municipal Solid Waste | PJM_WMAC | Pennsylvania | Lancaster | 10.8 | 1991 | 9999 |  |  |  | 0.083127 | Default Emission Factor
Kent County Waste to Energy Facility | 50860_B_BLR1 | 50860 | B | BLR1 |  | Municipal Solid Waste | MIS_LMI | Michigan | Kent | 7.8 | 1990 | 9999 |  |  |  | 0.083127 | Default Emission Factor
Kent County Waste to Energy Facility | 50860_B_BLR2 | 50860 | B | BLR2 |  | Municipal Solid Waste | MIS_LMI | Michigan | Kent | 7.8 | 1990 | 9999 |  |  |  | 0.083127 | Default Emission Factor
Wheelabrator Concord Facility | 50873_B_B1 | 50873 | B | B1 |  | Municipal Solid Waste | NENGREST | New Hampshire | Merrimack | 6 | 1989 | 9999 | 2019 | 0.037777 | 49672 | 0.001521 | NEI 2019
Wheelabrator Concord Facility | 50873_B_B2 | 50873 | B | B2 |  | Municipal Solid Waste | NENGREST | New Hampshire | Merrimack | 6 | 1989 | 9999 | 2017 | 0.087418 | 49679 | 0.003519 | NEI 2019
McKay Bay Facility | 50875_B_1 | 50875 | B | 1 |  | Municipal Solid Waste | FRCC | Florida | Hillsborough | 4.5 | 2001 | 9999 | 2019 | 0.76412 | 36150.25 | 0.042275 | NEI 2019
McKay Bay Facility | 50875_B_2 | 50875 | B | 2 |  | Municipal Solid Waste | FRCC | Florida | Hillsborough | 4.5 | 2001 | 9999 | 2019 | 0.7704 | 36150.25 | 0.042622 | NEI 2019
McKay Bay Facility | 50875_B_3 | 50875 | B | 3 |  | Municipal Solid Waste | FRCC | Florida | Hillsborough | 4.5 | 2001 | 9999 | 2019 | 0.76581 | 36150.25 | 0.042368 | NEI 2019
McKay Bay Facility | 50875_B_4 | 50875 | B | 4 |  | Municipal Solid Waste | FRCC | Florida | Hillsborough | 4.5 | 2001 | 9999 | 2019 | 0.76984 | 36150.25 | 0.042591 | NEI 2019
Wheelabrator North Andover | 50877_B_B1 | 50877 | B | B1 |  | Municipal Solid Waste | NENGREST | Massachusetts | Essex | 15 | 1985 | 9999 | 2019 | 1.5452 | 109187.5 | 0.028304 | NEI 2019
Wheelabrator North Andover | 50877_B_B2 | 50877 | B | B2 |  | Municipal Solid Waste | NENGREST | Massachusetts | Essex | 15 | 1985 | 9999 | 2019 | 0.911 | 109187.5 | 0.016687 | NEI 2019
Wheelabrator Millbury Facility | 50878_B_UNIT1 | 50878 | B | UNIT1 |  | Municipal Solid Waste | NENGREST | Massachusetts | Worcester | 20 | 1987 | 9999 | 2019 | 1.5506 | 155190.5 | 0.019983 | NEI 2019
Wheelabrator Millbury Facility | 50878_B_UNIT2 | 50878 | B | UNIT2 |  | Municipal Solid Waste | NENGREST | Massachusetts | Worcester | 20 | 1987 | 9999 | 2019 | 0.7768 | 155190.5 | 0.010011 | NEI 2019
Wheelabrator Saugus | 50880_B_UNIT1 | 50880 | B | UNIT1 |  | Municipal Solid Waste | NENGREST | Massachusetts | Essex | 16 | 1975 | 9999 | 2019 | 0.8433 | 90423.5 | 0.018652 | NEI 2019
Wheelabrator Saugus | 50880_B_UNIT2 | 50880 | B | UNIT2 |  | Municipal Solid Waste | NENGREST | Massachusetts | Essex | 16 | 1975 | 9999 | 2019 | 0.7107 | 90423.5 | 0.015719 | NEI 2019
Wheelabrator Shasta | 50881_B_BLR1 | 50881 | B | BLR1 |  | Biomass | WEC_CALN | California | Shasta | 18.8 | 1987 | 9999 |  |  |  | 0.26668 | Default Emission Factor
Wheelabrator Shasta | 50881_B_BLR2 | 50881 | B | BLR2 |  | Biomass | WEC_CALN | California | Shasta | 18.8 | 1987 | 9999 |  |  |  | 0.26668 | Default Emission Factor
Wheelabrator Shasta | 50881_B_BLR3 | 50881 | B | BLR3 |  | Biomass | WEC_CALN | California | Shasta | 18.8 | 1987 | 9999 |  |  |  | 0.26668 | Default Emission Factor
Wheelabrator Westchester | 50882_B_1 | 50882 | B | 1 |  | Municipal Solid Waste | NY_Z_G-I | New York | Westchester | 17 | 1984 | 9999 |  |  |  | 0.083127 | Default Emission Factor
Wheelabrator Westchester | 50882_B_2 | 50882 | B | 2 |  | Municipal Solid Waste | NY_Z_G-I | New York | Westchester | 17 | 1984 | 9999 |  |  |  | 0.083127 | Default Emission Factor
Wheelabrator Westchester | 50882_B_3 | 50882 | B | 3 |  | Municipal Solid Waste | NY_Z_G-I | New York | Westchester | 17 | 1984 | 9999 |  |  |  | 0.083127 | Default Emission Factor
Wheelabrator Bridgeport | 50883_B_BLR1 | 50883 | B | BLR1 |  | Municipal Solid Waste | NENG_CT | Connecticut | Fairfield | 19.3 | 1988 | 9999 | 2019 | 0.82447 | 156293.4371 | 0.01055 | NEI 2019
Wheelabrator Bridgeport | 50883_B_BLR2 | 50883 | B | BLR2 |  | Municipal Solid Waste | NENG_CT | Connecticut | Fairfield | 19.3 | 1988 | 9999 | 2019 | 1.5142 | 156293.4371 | 0.019376 | NEI 2019
Wheelabrator Bridgeport | 50883_B_BLR3 | 50883 | B | BLR3 |  | Municipal Solid Waste | NENG_CT | Connecticut | Fairfield | 19.3 | 1988 | 9999 | 2019 | 1.0911 | 156293.4371 | 0.013963 | NEI 2019
Pinellas County Resource Recovery | 50884_B_B101 | 50884 | B | B101 |  | Municipal Solid Waste | FRCC | Florida | Pinellas | 20.6 | 1983 | 9999 | 2019 | 38.894 | 148204 | 0.52487 | NEI 2019
Pinellas County Resource Recovery | 50884_B_B102 | 50884 | B | B102 |  | Municipal Solid Waste | FRCC | Florida | Pinellas | 20.6 | 1983 | 9999 | 2019 | 30.396 | 148204 | 0.41019 | NEI 2019
Pinellas County Resource Recovery | 50884_B_B103 | 50884 | B | B103 |  | Municipal Solid Waste | FRCC | Florida | Pinellas | 17 | 1986 | 9999 | 2019 | 34.3882 | 148539 | 0.46302 | NEI 2019
Wheelabrator Gloucester LP | 50885_B_BLR1 | 50885 | B | BLR1 |  | Municipal Solid Waste | PJM_EMAC | New Jersey | Gloucester | 6 | 1990 | 9999 |  |  |  | 0.042471 | NEI 2019
Wheelabrator Gloucester LP | 50885_B_BLR2 | 50885 | B | BLR2 |  | Municipal Solid Waste | PJM_EMAC | New Jersey | Gloucester | 6 | 1990 | 9999 | 2019 | 1.7585 | 82810 | 0.042471 | NEI 2019
Spokane Waste to Energy | 50886_B_1-1A | 50886 | B | 1-1A |  | Municipal Solid Waste | WECC_PNW | Washington | Spokane | 11.4 | 1991 | 9999 | 2017 | 1.3 | 57937.5 | 0.044876 | NEI 2019
Spokane Waste to Energy | 50886_B_1-1B | 50886 | B | 1-1B |  | Municipal Solid Waste | WECC_PNW | Washington | Spokane | 11.4 | 1991 | 9999 | 2019 | 0.8 | 60515.5 | 0.02644 | NEI 2019
Wheelabrator South Broward | 50887_B_BLR1 | 50887 | B | BLR1 |  | Municipal Solid Waste | FRCC | Florida | Broward | 18 | 1991 | 9999 |  |  |  | 0.083127 | Default Emission Factor
Wheelabrator South Broward | 50887_B_BLR2 | 50887 | B | BLR2 |  | Municipal Solid Waste | FRCC | Florida | Broward | 18 | 1991 | 9999 |  |  |  | 0.083127 | Default Emission Factor
Wheelabrator South Broward | 50887_B_BLR3 | 50887 | B | BLR3 |  | Municipal Solid Waste | FRCC | Florida | Broward | 18 | 1991 | 9999 | 2019 | 0.62145 | 134788.6521 | 0.009221 | NEI 2019
Northampton Generating Company LP | 50888_B_BLR1 | 50888 | B | BLR1 | 3702 | Coal Steam | PJM_WMAC | Pennsylvania | Northampton | 112 | 1995 | 9999 | 2019 | 0.36 | 154377 | 0.004664 | NEI 2019
Covington Facility | 50900_B_10PB | 50900 | B | 10PB | 10098 | O/G Steam | PJM_Dom | Virginia | Covington City | 6.4 | 1962 | 9999 |  |  |  | 0.087133 | Default Emission Factor
Covington Facility | 50900_B_11PB | 50900 | B | 11PB | 10094 | O/G Steam | PJM_Dom | Virginia | Covington City | 6.7 | 1994 | 9999 |  |  |  | 0.087133 | Default Emission Factor
Covington Facility | 50900_B_1PB | 50900 | B | 1PB |  | Biomass | PJM_Dom | Virginia | Covington City | 37 | 2013 | 9999 | 2019 | 10.4546 | 194905.7216 | 0.10728 | NEI 2019
Covington Facility | 50900_B_1RB | 50900 | B | 1RB |  | Non-Fossil Waste | PJM_Dom | Virginia | Covington City | 17.1 | 1972 | 9999 |  |  |  | 0.029032 | Default Emission Factor
Covington Facility | 50900_B_2RB | 50900 | B | 2RB |  | Non-Fossil Waste | PJM_Dom | Virginia | Covington City | 64 | 1992 | 9999 |  |  |  | 0.029032 | Default Emission Factor
Covington Facility | 50900_B_6PB | 50900 | B | 6PB | 10093 | O/G Steam | PJM_Dom | Virginia | Covington City | 10.7 | 1926 | 9999 |  |  |  | 0.087133 | Default Emission Factor
Covington Facility | 50900_B_9PB | 50900 | B | 9PB | 10097 | Coal Steam | PJM_Dom | Virginia | Covington City | 14.7 | 1962 | 9999 |  |  |  | 0.1322 | Default Emission Factor
Yellowstone Energy LP | 50931_B_BLR1 | 50931 | B | BLR1 |  | Coal Steam | WECC_MT | Montana | Yellowstone | 26 | 1995 | 9999 |  |  |  | 0.054586 | Default Emission Factor
Yellowstone Energy LP | 50931_B_BLR2 | 50931 | B | BLR2 |  | Coal Steam | WECC_MT | Montana | Yellowstone | 26 | 1995 | 9999 |  |  |  | 0.054586 | Default Emission Factor
Sunnyside Cogen Associates | 50951_B_1 | 50951 | B | 1 | 90986 | Coal Steam | WECC_UT | Utah | Carbon | 51 | 1993 | 9999 | 2017 | 0.14765 | 414371 | 0.000713 | NEI 2019
Union County Resource Recovery | 50960_B_UNIT1 | 50960 | B | UNIT1 |  | Municipal Solid Waste | PJM_EMAC | New Jersey | Union | 12.5 | 1994 | 9999 |  |  |  | 0.021951 | NEI 2019
Union County Resource Recovery | 50960_B_UNIT2 | 50960 | B | UNIT2 |  | Municipal Solid Waste | PJM_EMAC | New Jersey | Union | 12.5 | 1994 | 9999 |  |  |  | 0.021951 | NEI 2019
Union County Resource Recovery | 50960_B_UNIT3 | 50960 | B | UNIT3 |  | Municipal Solid Waste | PJM_EMAC | New Jersey | Union | 12.5 | 1994 | 9999 | 2019 | 3.2312 | 294397.056 | 0.021951 | NEI 2019
Scrubgrass Generating Plant | 50974_B_UNIT 1 | 50974 | B | UNIT 1 | 3706 | Coal Steam | PJM_PENE | Pennsylvania | Venango | 43 | 1993 | 9999 | 2019 | 0.4472 | 120538.5 | 0.00742 | NEI 2019
Scrubgrass Generating Plant | 50974_B_UNIT 2 | 50974 | B | UNIT 2 | 3707 | Coal Steam | PJM_PENE | Pennsylvania | Venango | 43 | 1993 | 9999 | 2019 | 0.4854 | 120538.5 | 0.008054 | NEI 2019
Ryegate Power Station | 51026_B_BLR1 | 51026 | B | BLR1 |  | Biomass | NENGREST | Vermont | Caledonia | 20 | 1992 | 9999 |  |  |  | 0.26668 | Default Emission Factor
MacArthur Waste to Energy Facility | 51038_B_B1 | 51038 | B | B1 |  | Municipal Solid Waste | NY_Z_K | New York | Suffolk | 5.5 | 1990 | 9999 |  |  |  | 0.083127 | Default Emission Factor
MacArthur Waste to Energy Facility | 51038_B_B2 | 51038 | B | B2 |  | Municipal Solid Waste | NY_Z_K | New York | Suffolk | 5.5 | 1990 | 9999 |  |  |  | 0.083127 | Default Emission Factor
Lee County Solid Waste Energy | 52010_B_BLR1 | 52010 | B | BLR1 |  | Municipal Solid Waste | FRCC | Florida | Lee | 19.5 | 1994 | 9999 | 2019 | 0.96 | 115490 | 0.016625 | NEI 2019
Lee County Solid Waste Energy | 52010_B_BLR2 | 52010 | B | BLR2 |  | Municipal Solid Waste | FRCC | Florida | Lee | 19.5 | 1994 | 9999 | 2019 | 1 | 115490 | 0.017318 | NEI 2019
Lee County Solid Waste Energy | 52010_B_BLR3 | 52010 | B | BLR3 |  | Municipal Solid Waste | FRCC | Florida | Lee | 16 | 2007 | 9999 | 2019 | 1.1 | 107512 | 0.020463 | NEI 2019
Riverbay | 52168_B_U00003 | 52168 | B | U00003 |  | O/G Steam | NY_Z_J | New York | Bronx | 4.6 | 2011 | 9999 |  |  |  | 0.087133 | Default Emission Factor
Riverbay | 52168_B_U00004 | 52168 | B | U00004 |  | O/G Steam | NY_Z_J | New York | Bronx | 4.6 | 2011 | 9999 |  |  |  | 0.087133 | Default Emission Factor
Riverbay | 52168_B_U00006 | 52168 | B | U00006 |  | O/G Steam | NY_Z_J | New York | Bronx | 4.6 | 2011 | 9999 |  |  |  | 0.087133 | Default Emission Factor
Delaware City Plant | 52193_B_BLR2 | 52193 | B | BLR2 |  | Fossil Waste | PJM_EMAC | Delaware | New Castle | 25 | 1956 | 9999 | 2019 | 0.56481 | 60478.9864 | 0.018678 | NEI 2019
Delaware City Plant | 52193_B_BLR3 | 52193 | B | BLR3 |  | Fossil Waste | PJM_EMAC | Delaware | New Castle | 27 | 1956 | 9999 | 2019 | 0.38829 | 63431.0632 | 0.012243 | NEI 2019
Delaware City Plant | 52193_B_BLR4 | 52193 | B | BLR4 | 3736 | Fossil Waste | PJM_EMAC | Delaware | New Castle | 33 | 1962 | 9999 | 2019 | 5.2224 | 79657.8387 | 0.13112 | NEI 2019
Delaware City Plant | 52193_B_HRSG 1 | 52193 | B | HRSG 1 |  | Fossil Waste | PJM_EMAC | Delaware | New Castle | 24.8 | 2000 | 9999 |  |  |  | 0.028605 | Default Emission Factor
Delaware City Plant | 52193_B_HRSG 2 | 52193 | B | HRSG 2 |  | Fossil Waste | PJM_EMAC | Delaware | New Castle | 24.8 | 2000 | 9999 |  |  |  | 0.028605 | Default Emission Factor
Hayden | 525_B_H1 | 525 | B | H1 | 317 | Coal Steam | WECC_CO | Colorado | Routt | 179 | 1976 | 2028 |  |  |  | 0.01709 | Default Emission Factor
Hayden | 525_B_H2 | 525 | B | H2 | 318 | Coal Steam | WECC_CO | Colorado | Routt | 262 | 1976 | 2027 |  |  |  | 0.01709 | Default Emission Factor
WestRock Southeast, LLC. | 54004_B_HRSG | 54004 | B | HRSG |  | Biomass | S_SOU | Georgia | Laurens | 22 | 1989 | 9999 |  |  |  | 0.26668 | Default Emission Factor
WestRock Southeast, LLC. | 54004_B_PB2 | 54004 | B | PB2 |  | Biomass | S_SOU | Georgia | Laurens | 22 | 1989 | 9999 |  |  |  | 0.26668 | Default Emission Factor
Spruance Genco LLC | 54081_B_3A | 54081 | B | 3A | 88192 | O/G Steam | PJM_Dom | Virginia | Richmond City | 21.2 | 1992 | 9999 |  |  |  | 0.087133 | Default Emission Factor
Spruance Genco LLC | 54081_B_3B | 54081 | B | 3B | 88193 | O/G Steam | PJM_Dom | Virginia | Richmond City | 21.2 | 1992 | 9999 |  |  |  | 0.087133 | Default Emission Factor
Spruance Genco LLC | 54081_B_4A | 54081 | B | 4A | 88194 | O/G Steam | PJM_Dom | Virginia | Richmond City | 6.2 | 1992 | 9999 |  |  |  | 0.087133 | Default Emission Factor
Spruance Genco LLC | 54081_B_4B | 54081 | B | 4B | 88195 | O/G Steam | PJM_Dom | Virginia | Richmond City | 6.2 | 1992 | 9999 |  |  |  | 0.087133 | Default Emission Factor
ArcelorMittal Warren | 54207_B_1 | 54207 | B | 1 |  | Fossil Waste | PJM_ATSI | Ohio | Trumbull | 2.8 | 1965 | 9999 |  |  |  | 0.028605 | Default Emission Factor
ArcelorMittal Warren | 54207_B_2 | 54207 | B | 2 | 89332 | Fossil Waste | PJM_ATSI | Ohio | Trumbull | 7 | 1972 | 9999 | 2018 | 0.036649 | 17400 | 0.004213 | Ohio State Emissions Inventory
ArcelorMittal Warren | 54207_B_3 | 54207 | B | 3 | 9265 | Fossil Waste | PJM_ATSI | Ohio | Trumbull | 9.3 | 1981 | 9999 | 2018 | 0.048691 | 39520 | 0.002464 | Ohio State Emissions Inventory
Gillette SBMC | 54225_B_2 | 54225 | B | 2 |  | O/G Steam | NENGREST | Massachusetts | Suffolk | 2.5 | 1971 | 9999 |  |  |  | 0.087133 | Default Emission Factor
Gillette SBMC | 54225_B_3 | 54225 | B | 3 |  | O/G Steam | NENGREST | Massachusetts | Suffolk | 2.5 | 1971 | 9999 |  |  |  | 0.087133 | Default Emission Factor
Erving Paper Mills | 54228_B_2 | 54228 | B | 2 |  | O/G Steam | NENGREST | Massachusetts | Franklin | 0.3 | 2013 | 9999 |  |  |  | 0.087133 | Default Emission Factor
Stockton Biomass | 54238_B_BIOMS1 | 54238 | B | BIOMS1 | 90649 | Biomass | WEC_CALN | California | San Joaquin | 45 | 2014 | 9999 | 2017 | 11.0557 | 277873 | 0.079574 | NEI 2019
Goodyear Beaumont Chemical Plant | 54321_B_3B101 | 54321 | B | 3B101 |  | O/G Steam | MIS_WOTA | Texas | Jefferson | 1.6 | 1962 | 9999 |  |  |  | 0.087133 | Default Emission Factor
Goodyear Beaumont Chemical Plant | 54321_B_3B102 | 54321 | B | 3B102 |  | O/G Steam | MIS_WOTA | Texas | Jefferson | 1.6 | 1962 | 9999 |  |  |  | 0.087133 | Default Emission Factor
Goodyear Beaumont Chemical Plant | 54321_B_3B103 | 54321 | B | 3B103 |  | O/G Steam | MIS_WOTA | Texas | Jefferson | 1.6 | 1962 | 9999 |  |  |  | 0.087133 | Default Emission Factor
Goodyear Beaumont Chemical Plant | 54321_B_3B104 | 54321 | B | 3B104 |  | O/G Steam | MIS_WOTA | Texas | Jefferson | 1.6 | 1962 | 9999 |  |  |  | 0.087133 | Default Emission Factor
Goodyear Beaumont Chemical Plant | 54321_B_3B105 | 54321 | B | 3B105 |  | O/G Steam | MIS_WOTA | Texas | Jefferson | 1.6 | 1962 | 9999 |  |  |  | 0.087133 | Default Emission Factor
Goodyear Beaumont Chemical Plant | 54321_B_3B106 | 54321 | B | 3B106 |  | O/G Steam | MIS_WOTA | Texas | Jefferson | 1.6 | 1962 | 9999 |  |  |  | 0.087133 | Default Emission Factor
Goodyear Beaumont Chemical Plant | 54321_B_3B107 | 54321 | B | 3B107 |  | O/G Steam | MIS_WOTA | Texas | Jefferson | 1.6 | 1962 | 9999 |  |  |  | 0.087133 | Default Emission Factor
Goodyear Beaumont Chemical Plant | 54321_B_3B108 | 54321 | B | 3B108 |  | O/G Steam | MIS_WOTA | Texas | Jefferson | 1.6 | 1962 | 9999 |  |  |  | 0.087133 | Default Emission Factor
Rio Grande Valley Sugar Growers | 54338_B_1 | 54338 | B | 1 |  | Biomass | ERC_REST | Texas | Hidalgo | 3.5 | 1973 | 9999 |  |  |  | 0.26668 | Default Emission Factor
Rio Grande Valley Sugar Growers | 54338_B_2 | 54338 | B | 2 |  | Biomass | ERC_REST | Texas | Hidalgo | 3.5 | 1973 | 9999 |  |  |  | 0.26668 | Default Emission Factor
Rio Grande Valley Sugar Growers | 54338_B_3 | 54338 | B | 3 |  | Biomass | ERC_REST | Texas | Hidalgo | 3.5 | 1973 | 9999 |  |  |  | 0.26668 | Default Emission Factor
Rio Grande Valley Sugar Growers | 54338_B_4 | 54338 | B | 4 |  | Biomass | ERC_REST | Texas | Hidalgo | 3.5 | 1973 | 9999 |  |  |  | 0.26668 | Default Emission Factor
Rio Grande Valley Sugar Growers | 54338_B_6 | 54338 | B | 6 |  | Biomass | ERC_REST | Texas | Hidalgo | 3.5 | 2009 | 9999 |  |  |  | 0.26668 | Default Emission Factor
UW Madison Charter Street Plant | 54408_B_B05 | 54408 | B | B05 |  | O/G Steam | MIS_WUMS | Wisconsin | Dane | 1.9 | 2013 | 9999 |  |  |  | 0.087133 | Default Emission Factor
UW Madison Charter Street Plant | 54408_B_B06 | 54408 | B | B06 |  | O/G Steam | MIS_WUMS | Wisconsin | Dane | 1.9 | 2013 | 9999 |  |  |  | 0.087133 | Default Emission Factor
UW Madison Charter Street Plant | 54408_B_B07 | 54408 | B | B07 |  | O/G Steam | MIS_WUMS | Wisconsin | Dane | 1.9 | 2013 | 9999 |  |  |  | 0.087133 | Default Emission Factor
UW Madison Charter Street Plant | 54408_B_B08 | 54408 | B | B08 |  | O/G Steam | MIS_WUMS | Wisconsin | Dane | 1.9 | 2013 | 9999 |  |  |  | 0.087133 | Default Emission Factor
UW Madison Charter Street Plant | 54408_B_B09 | 54408 | B | B09 |  | O/G Steam | MIS_WUMS | Wisconsin | Dane | 1.9 | 2012 | 9999 |  |  |  | 0.087133 | Default Emission Factor
Cadillac Renewable Energy | 54415_B_101613 | 54415 | B | 101613 | 90201 | Biomass | MIS_LMI | Michigan | Wexford | 38 | 1993 | 9999 | 2019 | 6.5683 | 95712 | 0.13725 | NEI 2019
Alabama Pine Pulp | 54429_B_PB2 | 54429 | B | PB2 |  | Non-Fossil Waste | S_SOU | Alabama | Monroe | 34 | 1991 | 9999 | 2019 | 0.004 | 217245.31 | 3.7e-05 | NEI 2019
Alabama Pine Pulp | 54429_B_RB2 | 54429 | B | RB2 |  | Non-Fossil Waste | S_SOU | Alabama | Monroe | 34 | 1991 | 9999 |  |  |  | 0.029032 | Default Emission Factor
Riverwood International Macon Mill | 54464_B_B002 | 54464 | B | B002 |  | O/G Steam | S_SOU | Georgia | Bibb | 12.3 | 1948 | 9999 |  |  |  | 0.087133 | Default Emission Factor
Riverwood International Macon Mill | 54464_B_B003 | 54464 | B | B003 |  | Biomass | S_SOU | Georgia | Bibb | 12.3 | 1980 | 9999 |  |  |  | 0.26668 | Default Emission Factor
Riverwood International Macon Mill | 54464_B_B004 | 54464 | B | B004 |  | Biomass | S_SOU | Georgia | Bibb | 40 | 2013 | 9999 |  |  |  | 0.26668 | Default Emission Factor
Riverwood International Macon Mill | 54464_B_D001 | 54464 | B | D001 |  | Non-Fossil Waste | S_SOU | Georgia | Bibb | 12.3 | 1994 | 9999 |  |  |  | 0.029032 | Default Emission Factor
Formosa Plastics | 54518_B_HRSG2 | 54518 | B | HRSG2 |  | O/G Steam | MIS_LA | Louisiana | East Baton Rouge | 8 | 1990 | 9999 |  |  |  | 0.087133 | Default Emission Factor
Formosa Plastics | 54518_B_HRSG3 | 54518 | B | HRSG3 |  | O/G Steam | MIS_LA | Louisiana | East Baton Rouge | 8 | 1996 | 9999 |  |  |  | 0.087133 | Default Emission Factor
Ingredion Incorporated | 54556_B_BLR10 | 54556 | B | BLR10 | 89733 | Coal Steam | PJM_COMD | Illinois | Cook | 10.6 | 2006 | 2030 |  |  |  | 0.074246 | Default Emission Factor
Ingredion Incorporated | 54556_B_BLR6 | 54556 | B | BLR6 | 10116 | Coal Steam | PJM_COMD | Illinois | Cook | 10.6 | 2003 | 2030 |  |  |  | 0.0026736 | Default Emission Factor
Ingredion Incorporated | 54556_B_BLR7 | 54556 | B | BLR7 | 88140 | Coal Steam | PJM_COMD | Illinois | Cook | 10.6 | 2004 | 2030 |  |  |  | 0.0026736 | Default Emission Factor
Ingredion Incorporated | 54556_B_BLR8 | 54556 | B | BLR8 | 88141 | Coal Steam | PJM_COMD | Illinois | Cook | 10.6 | 2018 | 2030 |  |  |  | 0.074246 | Default Emission Factor
Longview Fibre | 54562_B_PB20 | 54562 | B | PB20 |  | Non-Fossil Waste | WECC_PNW | Washington | Cowlitz | 15.7 | 1976 | 9999 | 2019 | 4.68 | 73668.2633 | 0.12706 | NEI 2019
Longview Fibre | 54562_B_RF19 | 54562 | B | RF19 |  | Non-Fossil Waste | WECC_PNW | Washington | Cowlitz | 15.7 | 1976 | 9999 |  |  |  | 0.029032 | Default Emission Factor
Longview Fibre | 54562_B_RF22 | 54562 | B | RF22 |  | Non-Fossil Waste | WECC_PNW | Washington | Cowlitz | 15.7 | 1992 | 9999 |  |  |  | 0.029032 | Default Emission Factor
Montville Station | 546_B_5 | 546 | B | 5 | 343 | O/G Steam | NENG_CT | Connecticut | New London | 81 | 1954 | 9999 | 2019 | 0.18145 | 7676 | 0.047277 | NEI 2019
Montville Station | 546_B_6 | 546 | B | 6 | 344 | O/G Steam | NENG_CT | Connecticut | New London | 410 | 1971 | 9999 | 2019 | 0.11742 | 2358 | 0.099593 | NEI 2019
Pinetree Power Fitchburg | 54620_B_B1 | 54620 | B | B1 |  | Biomass | NENGREST | Massachusetts | Worcester | 16 | 1992 | 9999 | 2019 | 4.227 | 91658 | 0.092234 | NEI 2019
Covanta Plymouth Renewable Energy | 54625_B_1 | 54625 | B | 1 |  | Municipal Solid Waste | PJM_EMAC | Pennsylvania | Montgomery | 14 | 1992 | 9999 | 2019 | 1.056 | 101493 | 0.020809 | NEI 2019
Covanta Plymouth Renewable Energy | 54625_B_2 | 54625 | B | 2 |  | Municipal Solid Waste | PJM_EMAC | Pennsylvania | Montgomery | 14 | 1992 | 9999 | 2019 | 0.5528 | 101493 | 0.010893 | NEI 2019
Mt Poso Cogeneration | 54626_B_BL01 | 54626 | B | BL01 |  | Biomass | WEC_CALN | California | Kern | 42 | 1989 | 9999 | 2017 | 17.7495 | 235234 | 0.15091 | NEI 2019
Okeelanta Cogeneration | 54627_B_A | 54627 | B | A |  | Biomass | FRCC | Florida | Palm Beach | 35 | 1995 | 9999 | 2019 | 2.591 | 26290.6198 | 0.19711 | NEI 2019
Okeelanta Cogeneration | 54627_B_B | 54627 | B | B |  | Biomass | FRCC | Florida | Palm Beach | 35 | 1995 | 9999 | 2019 | 1.5005 | 26290.6198 | 0.11415 | NEI 2019
Okeelanta Cogeneration | 54627_B_C | 54627 | B | C |  | Biomass | FRCC | Florida | Palm Beach | 35 | 1995 | 9999 | 2019 | 2.2694 | 26290.6198 | 0.17264 | NEI 2019
St Nicholas Cogen Project | 54634_B_1 | 54634 | B | 1 | 3787 | Coal Steam | PJM_WMAC | Pennsylvania | Schuylkill | 86 | 1990 | 9999 |  |  |  | 0.054586 | Default Emission Factor
CII Carbon LLC | 54677_B_HRB | 54677 | B | HRB |  | Non-Fossil Waste | MIS_AMSO | Louisiana | St Bernard | 46 | 1981 | 9999 |  |  |  | 0.029032 | Default Emission Factor
Wheelabrator Falls | 54746_B_1 | 54746 | B | 1 |  | Municipal Solid Waste | PJM_EMAC | Pennsylvania | Bucks | 22 | 1994 | 9999 | 2019 | 2.8 | 146633.5 | 0.03819 | NEI 2019
Wheelabrator Falls | 54746_B_2 | 54746 | B | 2 |  | Municipal Solid Waste | PJM_EMAC | Pennsylvania | Bucks | 22 | 1994 | 9999 | 2019 | 0.63 | 146633.5 | 0.008593 | NEI 2019
Genesee Power Station LP | 54751_B_BLR1 | 54751 | B | BLR1 | 90200 | Biomass | MIS_LMI | Michigan | Genesee | 35 | 1995 | 9999 |  |  |  | 0.26668 | Default Emission Factor
Wheelabrator Lisbon | 54758_B_BW1 | 54758 | B | BW1 |  | Municipal Solid Waste | NENG_CT | Connecticut | New London | 7 | 1995 | 9999 | 2019 | 0.29288 | 50378 | 0.011627 | NEI 2019
Wheelabrator Lisbon | 54758_B_BW2 | 54758 | B | BW2 |  | Municipal Solid Waste | NENG_CT | Connecticut | New London | 7 | 1995 | 9999 | 2019 | 0.23639 | 50378 | 0.009384 | NEI 2019
University of Iowa Main Power Plant | 54775_B_BLR10 | 54775 | B | BLR10 |  | O/G Steam | MIS_MIDA | Iowa | Johnson | 7.7 | 1987 | 9999 |  |  |  | 0.087133 | Default Emission Factor
University of Iowa Main Power Plant | 54775_B_BLR11 | 54775 | B | BLR11 |  | O/G Steam | MIS_MIDA | Iowa | Johnson | 7.7 | 1987 | 9999 | 2019 | 0.016969 | 13388.7427 | 0.002535 | NEI 2019
University of Iowa Main Power Plant | 54775_B_BLR7 | 54775 | B | BLR7 |  | O/G Steam | MIS_MIDA | Iowa | Johnson | 7.7 | 1991 | 9999 |  |  |  | 0.087133 | Default Emission Factor
University of Iowa Main Power Plant | 54775_B_BLR8 | 54775 | B | BLR8 |  | O/G Steam | MIS_MIDA | Iowa | Johnson | 7.7 | 1991 | 9999 |  |  |  | 0.087133 | Default Emission Factor
Grays Ferry Cogeneration | 54785_B_1CT | 54785 | B | 1CT | 3798 | Combined Cycle | PJM_EMAC | Pennsylvania | Philadelphia | 27 | 1997 | 9999 |  |  |  | 0.030815 | Default Emission Factor
Grays Ferry Cogeneration | 54785_B_B25 | 54785 | B | B25 |  | Combined Cycle | PJM_EMAC | Pennsylvania | Philadelphia | 30 | 1997 | 9999 |  |  |  | 0.013044 | NEI 2019
Indiana Harbor E 5 AC Station | 54995_B_501 | 54995 | B | 501 |  | Fossil Waste | MIS_INKY | Indiana | Lake | 22.5 | 1978 | 9999 |  |  |  | 0.028605 | Default Emission Factor
Indiana Harbor E 5 AC Station | 54995_B_502 | 54995 | B | 502 |  | Fossil Waste | MIS_INKY | Indiana | Lake | 22.5 | 1978 | 9999 |  |  |  | 0.028605 | Default Emission Factor
Indiana Harbor E 5 AC Station | 54995_B_503 | 54995 | B | 503 |  | Fossil Waste | MIS_INKY | Indiana | Lake | 22.5 | 1978 | 9999 |  |  |  | 0.028605 | Default Emission Factor
Indiana Harbor E 5 AC Station | 54995_B_504 | 54995 | B | 504 |  | Fossil Waste | MIS_INKY | Indiana | Lake | 22.5 | 2012 | 9999 |  |  |  | 0.028605 | Default Emission Factor
Wheelabrator Portsmouth | 54998_B_12300 | 54998 | B | 12300 |  | Municipal Solid Waste | PJM_Dom | Virginia | Portsmouth City | 11.6 | 1988 | 9999 |  |  |  | 0.083127 | Default Emission Factor
Wheelabrator Portsmouth | 54998_B_12400 | 54998 | B | 12400 |  | Municipal Solid Waste | PJM_Dom | Virginia | Portsmouth City | 11.6 | 1988 | 9999 |  |  |  | 0.083127 | Default Emission Factor
Wheelabrator Portsmouth | 54998_B_12500 | 54998 | B | 12500 |  | Municipal Solid Waste | PJM_Dom | Virginia | Portsmouth City | 11.6 | 1988 | 9999 |  |  |  | 0.083127 | Default Emission Factor
Wheelabrator Portsmouth | 54998_B_12600 | 54998 | B | 12600 |  | Municipal Solid Waste | PJM_Dom | Virginia | Portsmouth City | 11.6 | 1988 | 9999 |  |  |  | 0.083127 | Default Emission Factor
Kettle Falls Generating Station | 550_B_1 | 550 | B | 1 |  | Biomass | WECC_PNW | Washington | Stevens | 50 | 1984 | 9999 |  |  |  | 0.26668 | Default Emission Factor
Red Hills Generating Facility | 55076_B_AA001 | 55076 | B | AA001 | 3856 | Coal Steam | S_C_TVA | Mississippi | Choctaw | 220 | 2002 | 9999 |  |  |  | 0.054586 | Default Emission Factor
Red Hills Generating Facility | 55076_B_AA002 | 55076 | B | AA002 | 3857 | Coal Steam | S_C_TVA | Mississippi | Choctaw | 220 | 2002 | 9999 |  |  |  | 0.054586 | Default Emission Factor
Dearborn Industrial Generation | 55088_B_EUCTG1 | 55088 | B | EUCTG1 | 89291 | Fossil Waste | MIS_LMI | Michigan | Wayne | 83 | 2001 | 9999 | 2019 | 0.088 | 588803.1119 | 0.000299 | NEI 2019
Dearborn Industrial Generation | 55088_B_EUCTG2 | 55088 | B | EUCTG2 | 89292 | Fossil Waste | MIS_LMI | Michigan | Wayne | 83 | 2001 | 9999 | 2019 | 0.055 | 588803.1119 | 0.000187 | NEI 2019
Dearborn Industrial Generation | 55088_B_EUCTG3 | 55088 | B | EUCTG3 | 89293 | Fossil Waste | MIS_LMI | Michigan | Wayne | 83 | 2001 | 9999 | 2019 | 0.1255 | 588803.1119 | 0.000426 | NEI 2019
Portside Energy | 55096_B_HRSG1 | 55096 | B | HRSG1 |  | O/G Steam | MIS_INKY | Indiana | Porter | 19 | 1997 | 9999 | 2019 | 0.77512 | 32736 | 0.047356 | NEI 2019
Air Products Port Arthur | 55309_B_HRSG | 55309 | B | HRSG |  | Fossil Waste | MIS_WOTA | Texas | Jefferson | 20.5 | 2007 | 9999 |  |  |  | 0.028605 | Default Emission Factor
Wygen 1 | 55479_B_3 | 55479 | B | 3 | 4852 | Coal Steam | WECC_WY | Wyoming | Campbell | 85 | 2003 | 9999 |  |  |  | 0.01709 | Default Emission Factor
Nacogdoches Power | 55708_B_BLR1 | 55708 | B | BLR1 | 9227 | Biomass | ERC_REST | Texas | Nacogdoches | 100 | 2012 | 9999 | 2019 | 1.7 | 71646 | 0.047456 | NEI 2019
Hardin Generator Project | 55749_B_PC1 | 55749 | B | PC1 | 9114 | Coal Steam | WECC_MT | Montana | Big Horn | 107 | 2006 | 9999 |  |  |  | 0.01709 | Default Emission Factor
Prairie State Generating Station | 55856_B_PC1 | 55856 | B | PC1 | 90192 | Coal Steam | MIS_IL | Illinois | St Clair | 815 | 2012 | 2045 |  |  |  | 0.01709 | Default Emission Factor
Prairie State Generating Station | 55856_B_PC2 | 55856 | B | PC2 | 90193 | Coal Steam | MIS_IL | Illinois | St Clair | 815 | 2012 | 2045 |  |  |  | 0.01709 | Default Emission Factor
Sierra Pacific Aberdeen | 55882_B_BLR1 | 55882 | B | BLR1 |  | Biomass | WECC_PNW | Washington | Grays Harbor | 17.4 | 2003 | 9999 | 2019 | 5.899 | 117831 | 0.10013 | NEI 2019
Elm Road Generating Station | 56068_B_18 | 56068 | B | 18 | 89796 | Coal Steam | MIS_WUMS | Wisconsin | Milwaukee | 633 | 2010 | 9999 | 2019 | 2.5358 | 3988859 | 0.001271 | NEI 2019
Elm Road Generating Station | 56068_B_19 | 56068 | B | 19 | 89798 | Coal Steam | MIS_WUMS | Wisconsin | Milwaukee | 633 | 2011 | 9999 | 2019 | 0.89615 | 3589037 | 0.000499 | NEI 2019
Riceland Foods Cogeneration Plant | 56079_B_North | 56079 | B | North |  | Biomass | MIS_AR | Arkansas | Arkansas | 4 | 1996 | 9999 |  |  |  | 0.26668 | Default Emission Factor
Riceland Foods Cogeneration Plant | 56079_B_South | 56079 | B | South |  | Biomass | MIS_AR | Arkansas | Arkansas | 4 | 1996 | 9999 |  |  |  | 0.26668 | Default Emission Factor
Middletown | 562_B_2 | 562 | B | 2 | 353 | O/G Steam | NENG_CT | Connecticut | Middlesex | 117 | 1958 | 9999 | 2019 | 11.5348 | 68228 | 0.33813 | NEI 2019
Middletown | 562_B_3 | 562 | B | 3 | 354 | O/G Steam | NENG_CT | Connecticut | Middlesex | 236 | 1964 | 9999 | 2019 | 0.59659 | 129494 | 0.009214 | NEI 2019
Middletown | 562_B_4 | 562 | B | 4 | 355 | O/G Steam | NENG_CT | Connecticut | Middlesex | 400 | 1973 | 9999 | 2017 | 0.09472 | 20729 | 0.009139 | NEI 2019
TS Power Plant | 56224_B_BLR100 | 56224 | B | BLR100 | 89529 | Coal Steam | WECC_NNV | Nevada | Eureka | 218 | 2008 | 9999 |  |  |  | 0.01709 | Default Emission Factor
Trigen St. Louis | 56309_B_HRSG1 | 56309 | B | HRSG1 |  | O/G Steam | MIS_MO | Missouri | St Louis | 1.5 | 1999 | 9999 |  |  |  | 0.087133 | Default Emission Factor
Trigen St. Louis | 56309_B_HRSG2 | 56309 | B | HRSG2 |  | O/G Steam | MIS_MO | Missouri | St Louis | 1.5 | 1999 | 9999 |  |  |  | 0.087133 | Default Emission Factor
Wygen 2 | 56319_B_1 | 56319 | B | 1 | 89633 | Coal Steam | WECC_WY | Wyoming | Campbell | 90 | 2008 | 2048 |  |  |  | 0.01709 | Default Emission Factor
Stanton Energy Center | 564_B_1 | 564 | B | 1 | 368 | Coal Steam | FRCC | Florida | Orange | 460 | 1987 | 2025 | 2019 | 0.247 | 2000950 | 0.000247 | NEI 2019
Stanton Energy Center | 564_B_2 | 564 | B | 2 | 369 | Coal Steam | FRCC | Florida | Orange | 466 | 1996 | 9999 | 2019 | 2.43 | 2539309 | 0.001914 | NEI 2019
Sierra Pacific Burlington Facility | 56406_B_BLR1 | 56406 | B | BLR1 |  | Biomass | WECC_PNW | Washington | Skagit | 24.6 | 2007 | 9999 | 2017 | 1.5 | 159287 | 0.018834 | NEI 2019
Plum Point Energy Station | 56456_B_BLR1 | 56456 | B | BLR1 | 90208 | Coal Steam | MIS_AR | Arkansas | Mississippi | 680 | 2010 | 9999 | 2019 | 8.0825 | 3944609 | 0.004098 | NEI 2019
Roseburg Forest Products Biomass | 56469_B_FW-1 | 56469 | B | FW-1 |  | Biomass | WECC_PNW | California | Siskiyou | 9 | 1996 | 9999 |  |  |  | 0.26668 | Default Emission Factor
John W Turk Jr Power Plant | 56564_B_1 | 56564 | B | 1 | 90325 | Coal Steam | SPP_WEST | Arkansas | Hempstead | 609 | 2012 | 9999 | 2019 | 7.4495 | 4015020 | 0.003711 | NEI 2019
Wygen III | 56596_B_1 | 56596 | B | 1 | 90109 | Coal Steam | WECC_WY | Wyoming | Campbell | 100 | 2010 | 9999 |  |  |  | 0.01709 | Default Emission Factor
Dry Fork Station | 56609_B_1 | 56609 | B | 1 | 90531 | Coal Steam | WECC_WY | Wyoming | Campbell | 380 | 2011 | 9999 | 2019 | 31.7606 | 2565548 | 0.024759 | NEI 2019
Sandy Creek Energy Station | 56611_B_S01 | 56611 | B | S01 | 90551 | Coal Steam | ERC_REST | Texas | McLennan | 933 | 2013 | 9999 | 2019 | 25.6 | 5026547 | 0.010186 | NEI 2019
Novo BioPower Plant | 56616_B_4PB | 56616 | B | 4PB |  | Biomass | WECC_AZ | Arizona | Navajo | 22.2 | 2008 | 9999 |  |  |  | 0.26668 | Default Emission Factor
St Paul Cogeneration | 56643_B_7 | 56643 | B | 7 |  | Biomass | MIS_MNWI | Minnesota | Ramsey | 33 | 2003 | 9999 | 2019 | 8.5291 | 148761 | 0.11467 | NEI 2019
Longview Power Plant | 56671_B_UHA01 | 56671 | B | UHA01 | 90398 | Coal Steam | PJM_AP | West Virginia | Monongalia | 700 | 2011 | 9999 |  |  |  | 0.01709 | Default Emission Factor
Ampersand Chowchilla Biomass LLC | 56706_B_SD200 | 56706 | B | SD200 |  | Biomass | WEC_CALN | California | Madera | 10.5 | 2008 | 9999 |  |  |  | 0.26668 | Default Emission Factor
El Nido Facility | 56707_B_SD200 | 56707 | B | SD200 |  | Biomass | WEC_CALN | California | Merced | 10.5 | 2008 | 9999 | 2017 | 15.8879 | 75294 | 0.42202 | NEI 2019
CFB Power Plant | 56708_B_H1101 | 56708 | B | H1101 |  | O/G Steam | ERC_REST | Texas | Calhoun | 143 | 2012 | 9999 | 2019 | 0.4605 | 455232 | 0.002023 | NEI 2019
CFB Power Plant | 56708_B_H1201 | 56708 | B | H1201 |  | O/G Steam | ERC_REST | Texas | Calhoun | 143 | 2012 | 9999 |  |  |  | 0.087133 | Default Emission Factor
Evergreen BioPower LLC | 56781_B_3 | 56781 | B | 3 |  | Biomass | WECC_PNW | Oregon | Linn | 10 | 2007 | 9999 |  |  |  | 0.26668 | Default Emission Factor
Spiritwood Station | 56786_B_1 | 56786 | B | 1 | 90511 | Coal Steam | MIS_MAPP | North Dakota | Stutsman | 92 | 2014 | 9999 | 2019 | 6.64 | 181335 | 0.073235 | NEI 2019
Virginia City Hybrid Energy Center | 56808_B_1 | 56808 | B | 1 | 90448 | Coal Steam | PJM_West | Virginia | Wise | 305 | 2012 | 9999 | 2019 | 11.26 | 592540 | 0.038006 | NEI 2019
Virginia City Hybrid Energy Center | 56808_B_2 | 56808 | B | 2 | 90449 | Coal Steam | PJM_West | Virginia | Wise | 305 | 2012 | 9999 | 2019 | 21.08 | 592540 | 0.071151 | NEI 2019
Plainfield Renewable Energy LLC | 56847_B_Boil | 56847 | B | Boil |  | Biomass | NENG_CT | Connecticut | Windham | 38 | 2013 | 9999 | 2019 | 0.029852 | 269188 | 0.000222 | NEI 2019
Haverhill North Cogeneration Facility | 56848_B_HRSG10 | 56848 | B | HRSG10 |  | Fossil Waste | PJM_West | Ohio | Scioto | 10.6 | 2010 | 9999 |  |  |  | 0.028605 | Default Emission Factor
Haverhill North Cogeneration Facility | 56848_B_HRSG6 | 56848 | B | HRSG6 |  | Fossil Waste | PJM_West | Ohio | Scioto | 10.6 | 2010 | 9999 |  |  |  | 0.028605 | Default Emission Factor
Haverhill North Cogeneration Facility | 56848_B_HRSG7 | 56848 | B | HRSG7 |  | Fossil Waste | PJM_West | Ohio | Scioto | 10.6 | 2010 | 9999 |  |  |  | 0.028605 | Default Emission Factor
Haverhill North Cogeneration Facility | 56848_B_HRSG8 | 56848 | B | HRSG8 |  | Fossil Waste | PJM_West | Ohio | Scioto | 10.6 | 2010 | 9999 |  |  |  | 0.028605 | Default Emission Factor
Haverhill North Cogeneration Facility | 56848_B_HRSG9 | 56848 | B | HRSG9 |  | Fossil Waste | PJM_West | Ohio | Scioto | 10.6 | 2010 | 9999 |  |  |  | 0.028605 | Default Emission Factor
Archer Daniels Midland Columbus | 57046_B_CFB1 | 57046 | B | CFB1 | 88220 | Coal Steam | SPP_NEBR | Nebraska | Platte | 30 | 2009 | 9999 |  |  |  | 0.074246 | Default Emission Factor
Archer Daniels Midland Columbus | 57046_B_CFB2 | 57046 | B | CFB2 | 88221 | Coal Steam | SPP_NEBR | Nebraska | Platte | 30 | 2009 | 9999 |  |  |  | 0.074246 | Default Emission Factor
Granite City Works | 57072_B_PB-1 | 57072 | B | PB-1 |  | Non-Fossil Waste | MIS_IL | Illinois | Madison | 78 | 2010 | 9999 |  |  |  | 0.029032 | Default Emission Factor
WestRock (WA) | 57099_B_4RB | 57099 | B | 4RB |  | Non-Fossil Waste | WECC_PNW | Washington | Pierce | 28 | 1973 | 9999 |  |  |  | 0.029032 | Default Emission Factor
WestRock (WA) | 57099_B_7PB | 57099 | B | 7PB |  | Non-Fossil Waste | WECC_PNW | Washington | Pierce | 28 | 1991 | 9999 |  |  |  | 0.029032 | Default Emission Factor
Newark America Mill | 57103_B_2 | 57103 | B | 2 |  | O/G Steam | NENGREST | Massachusetts | Worcester | 3 | 2007 | 9999 |  |  |  | 0.087133 | Default Emission Factor
Koda Biomass Plant | 57119_B_1111 | 57119 | B | 1111 |  | Biomass | MIS_MNWI | Minnesota | Scott | 20.3 | 2009 | 9999 |  |  |  | 0.26668 | Default Emission Factor
Savannah River Site Biomass Cogen | 57138_B_HRSG1 | 57138 | B | HRSG1 |  | Biomass | S_VACA | South Carolina | Aiken | 9.5 | 2012 | 9999 | 2017 | 35.7068 | 47610 | 1.5 | NEI 2019
Savannah River Site Biomass Cogen | 57138_B_HRSG2 | 57138 | B | HRSG2 |  | Biomass | S_VACA | South Carolina | Aiken | 9.5 | 2012 | 9999 | 2017 | 35.7024 | 47610 | 1.4998 | NEI 2019
Deerhaven Renewable | 57241_B_BLR1 | 57241 | B | BLR1 | 90626 | Biomass | FRCC | Florida | Alachua | 102 | 2013 | 9999 | 2019 | 1.5 | 593693 | 0.005053 | NEI 2019
Seneca Sustainable Energy LLC | 57457_B_1 | 57457 | B | 1 |  | Biomass | WECC_PNW | Oregon | Lane | 19.8 | 2011 | 9999 |  |  |  | 0.26668 | Default Emission Factor
Westervelt Moundville Cogen | 57467_B_TE | 57467 | B | TE |  | Biomass | S_SOU | Alabama | Hale | 4.1 | 2011 | 9999 |  |  |  | 0.26668 | Default Emission Factor
Westervelt Moundville Cogen | 57467_B_WE | 57467 | B | WE |  | Biomass | S_SOU | Alabama | Hale | 4.1 | 2011 | 9999 |  |  |  | 0.26668 | Default Emission Factor
Marlboro Mill | 57470_B_RF-P1 | 57470 | B | RF-P1 | 88372 | Non-Fossil Waste | S_VACA | South Carolina | Marlboro | 17.1 | 1990 | 9999 |  |  |  | 0.029032 | Default Emission Factor
Marlboro Mill | 57470_B_UA-P2 | 57470 | B | UA-P2 | 88372 | Non-Fossil Waste | S_VACA | South Carolina | Marlboro | 17.1 | 1991 | 9999 |  |  |  | 0.029032 | Default Emission Factor
Goodsprings Waste Heat Recovery | 57684_B_1 | 57684 | B | 1 |  | Non-Fossil Waste | WECC_NNV | Nevada | Clark | 6.5 | 2010 | 9999 |  |  |  | 0.029032 | Default Emission Factor
Middletown Coke Company, LLC | 57822_B_HRSG1 | 57822 | B | HRSG1 |  | Fossil Waste | PJM_West | Ohio | Butler | 9.4 | 2011 | 9999 |  |  |  | 0.028605 | Default Emission Factor
Middletown Coke Company, LLC | 57822_B_HRSG2 | 57822 | B | HRSG2 |  | Fossil Waste | PJM_West | Ohio | Butler | 9.4 | 2011 | 9999 |  |  |  | 0.028605 | Default Emission Factor
Middletown Coke Company, LLC | 57822_B_HRSG3 | 57822 | B | HRSG3 |  | Fossil Waste | PJM_West | Ohio | Butler | 9.4 | 2011 | 9999 |  |  |  | 0.028605 | Default Emission Factor
Middletown Coke Company, LLC | 57822_B_HRSG4 | 57822 | B | HRSG4 |  | Fossil Waste | PJM_West | Ohio | Butler | 9.4 | 2011 | 9999 |  |  |  | 0.028605 | Default Emission Factor
Middletown Coke Company, LLC | 57822_B_HRSG5 | 57822 | B | HRSG5 |  | Fossil Waste | PJM_West | Ohio | Butler | 9.4 | 2011 | 9999 |  |  |  | 0.028605 | Default Emission Factor
Palm Beach Renewable Energy Facility 2 | 57898_B_BLR3 | 57898 | B | BLR3 |  | Municipal Solid Waste | FRCC | Florida | Palm Beach | 28 | 2015 | 9999 | 2019 | 4.909 | 178299.8837 | 0.055064 | NEI 2019
Palm Beach Renewable Energy Facility 2 | 57898_B_BLR4 | 57898 | B | BLR4 |  | Municipal Solid Waste | FRCC | Florida | Palm Beach | 28 | 2015 | 9999 | 2019 | 4.7603 | 178299.8837 | 0.053397 | NEI 2019
Palm Beach Renewable Energy Facility 2 | 57898_B_BLR5 | 57898 | B | BLR5 |  | Municipal Solid Waste | FRCC | Florida | Palm Beach | 28 | 2015 | 9999 | 2019 | 3.9324 | 178299.8837 | 0.04411 | NEI 2019
Piedmont Green Power | 57909_B_BLR1 | 57909 | B | BLR1 |  | Biomass | S_SOU | Georgia | Lamar | 55 | 2013 | 9999 |  |  |  | 0.26668 | Default Emission Factor
Roquette America | 57953_B_COGEN | 57953 | B | COGEN |  | Coal Steam | MIS_MO | Iowa | Lee | 32 | 2007 | 9999 | 2019 | 0.052621 | 94536 | 0.001113 | NEI 2019
Burgess BioPower | 58054_B_ST01 | 58054 | B | ST01 | 90824 | Biomass | NENGREST | New Hampshire | Coos | 68 | 2013 | 9999 | 2019 | 0.1428 | 538914 | 0.00053 | NEI 2019
Rothschild Biomass Cogen Facility | 58124_B_1 | 58124 | B | 1 | 90829 | Biomass | MIS_WUMS | Wisconsin | Marathon | 46 | 2013 | 9999 | 2019 | 3.1222 | 99233 | 0.062926 | NEI 2019
Grand Ave Plant | 58205_B_1 | 58205 | B | 1 |  | O/G Steam | SPP_N | Missouri | Jackson | 4.8 | 1991 | 9999 |  |  |  | 0.087133 | Default Emission Factor
Lake Charles Plant | 58310_B_B-1 | 58310 | B | B-1 |  | Non-Fossil Waste | MIS_WOTA | Louisiana | Calcasieu | 28 | 2012 | 9999 |  |  |  | 0.029032 | Default Emission Factor
Buena Vista Biomass Power | 58472_B_1 | 58472 | B | 1 |  | Biomass | WEC_CALN | California | Amador | 17.8 | 2012 | 9999 |  |  |  | 0.26668 | Default Emission Factor
Halifax County Biomass | 58560_B_BLR1 | 58560 | B | BLR1 |  | Biomass | PJM_Dom | Virginia | Halifax | 44 | 2013 | 9999 |  |  |  | 0.26668 | Default Emission Factor
Eagle Valley Clean Energy LLC Biomass | 58574_B_01 | 58574 | B | 01 |  | Biomass | WECC_CO | Colorado | Eagle | 12.6 | 2013 | 9999 |  |  |  | 0.26668 | Default Emission Factor
Allendale Biomass | 58706_B_B001 | 58706 | B | B001 |  | Biomass | S_VACA | South Carolina | Allendale | 20 | 2013 | 9999 | 2017 | 3.8117 | 159562 | 0.047777 | NEI 2019
Dorchester Biomass | 58707_B_B001 | 58707 | B | B001 |  | Biomass | S_VACA | South Carolina | Dorchester | 20 | 2013 | 9999 | 2017 | 3.3926 | 147461 | 0.046014 | NEI 2019
J C McNeil | 589_B_1 | 589 | B | 1 | 377 | Biomass | NENGREST | Vermont | Chittenden | 52 | 1984 | 9999 | 2019 | 13.8406 | 227247 | 0.12181 | NEI 2019
Platte | 59_B_1 | 59 | B | 1 | 56 | Coal Steam | SPP_NEBR | Nebraska | Hall | 100 | 1982 | 9999 | 2019 | 0.11751 | 505226 | 0.000465 | NEI 2019
Cove Point LNG Terminal | 59073_B_5B921A | 59073 | B | 5B921A |  | O/G Steam | PJM_SMAC | Maryland | Calvert | 19 | 2018 | 9999 | 2019 | 6.726 | 239218.7462 | 0.056233 | NEI 2019
Cove Point LNG Terminal | 59073_B_5B921B | 59073 | B | 5B921B |  | O/G Steam | PJM_SMAC | Maryland | Calvert | 19 | 2018 | 9999 |  |  |  | 0.056233 | NEI 2019
Cove Point LNG Terminal | 59073_B_5L501A | 59073 | B | 5L501A |  | O/G Steam | PJM_SMAC | Maryland | Calvert | 21 | 2018 | 9999 |  |  |  | 0.087133 | Default Emission Factor
Cove Point LNG Terminal | 59073_B_5L501B | 59073 | B | 5L501B |  | O/G Steam | PJM_SMAC | Maryland | Calvert | 21 | 2018 | 9999 |  |  |  | 0.087133 | Default Emission Factor
Edge Moor | 593_B_3 | 593 | B | 3 | 382 | O/G Steam | PJM_EMAC | Delaware | New Castle | 86 | 1957 | 9999 | 2019 | 0.38064 | 17920 | 0.042482 | NEI 2019
Edge Moor | 593_B_4 | 593 | B | 4 | 383 | O/G Steam | PJM_EMAC | Delaware | New Castle | 174 | 1966 | 9999 | 2019 | 0.87728 | 50229 | 0.034931 | NEI 2019
Edge Moor | 593_B_5 | 593 | B | 5 | 384 | O/G Steam | PJM_EMAC | Delaware | New Castle | 450 | 1973 | 9999 | 2019 | 1.4161 | 69690 | 0.040639 | NEI 2019
Indian River Generating Station | 594_B_4 | 594 | B | 4 | 389 | Coal Steam | PJM_EMAC | Delaware | Sussex | 410 | 1980 | 2027 | 2019 | 1.2355 | 121015 | 0.020419 | NEI 2019
SPI Anderson 2 | 59658_B_BLR1 | 59658 | B | BLR1 |  | Biomass | WEC_CALN | California | Shasta | 27 | 2015 | 9999 |  |  |  | 0.26668 | Default Emission Factor
Whelan Energy Center | 60_B_1 | 60 | B | 1 | 57 | Coal Steam | SPP_NEBR | Nebraska | Adams | 77 | 1981 | 9999 |  |  |  | 0.0026736 | Default Emission Factor
Whelan Energy Center | 60_B_2 | 60 | B | 2 | 90669 | Coal Steam | SPP_NEBR | Nebraska | Adams | 232 | 2011 | 9999 |  |  |  | 0.01709 | Default Emission Factor
James H Miller Jr | 6002_B_1 | 6002 | B | 1 | 2669 | Coal Steam | S_SOU | Alabama | Jefferson | 688 | 1978 | 9999 | 2019 | 3.26 | 4841675 | 0.001347 | NEI 2019
James H Miller Jr | 6002_B_2 | 6002 | B | 2 | 2670 | Coal Steam | S_SOU | Alabama | Jefferson | 695 | 1985 | 9999 | 2017 | 0.04 | 5539468 | 1.4e-05 | NEI 2019
James H Miller Jr | 6002_B_3 | 6002 | B | 3 | 2671 | Coal Steam | S_SOU | Alabama | Jefferson | 687 | 1989 | 9999 | 2019 | 0.26 | 4559924 | 0.000114 | NEI 2019
James H Miller Jr | 6002_B_4 | 6002 | B | 4 | 2672 | Coal Steam | S_SOU | Alabama | Jefferson | 699 | 1991 | 9999 | 2019 | 0.18 | 4579211 | 7.9e-05 | NEI 2019
PCA-Valdosta Mill | 60084_B_1005 | 60084 | B | 1005 |  | Biomass | S_SOU | Georgia | Lowndes | 4.4 | 1964 | 9999 |  |  |  | 0.26668 | Default Emission Factor
PCA-Valdosta Mill | 60084_B_1006 | 60084 | B | 1006 |  | Biomass | S_SOU | Georgia | Lowndes | 4.4 | 1954 | 9999 |  |  |  | 0.26668 | Default Emission Factor
PCA-Valdosta Mill | 60084_B_7020A | 60084 | B | 7020A |  | Biomass | S_SOU | Georgia | Lowndes | 4.4 | 2014 | 9999 |  |  |  | 0.26668 | Default Emission Factor
PCA-Valdosta Mill | 60084_B_7040 | 60084 | B | 7040 |  | Non-Fossil Waste | S_SOU | Georgia | Lowndes | 57 | 2011 | 9999 |  |  |  | 0.029032 | Default Emission Factor
White Bluff | 6009_B_1 | 6009 | B | 1 | 2675 | Coal Steam | MIS_AR | Arkansas | Jefferson | 818 | 1980 | 2029 |  |  |  | 0.0026736 | Default Emission Factor
White Bluff | 6009_B_2 | 6009 | B | 2 | 2676 | Coal Steam | MIS_AR | Arkansas | Jefferson | 819 | 1981 | 2029 |  |  |  | 0.0026736 | Default Emission Factor
Dinuba Energy | 60100_B_B-1 | 60100 | B | B-1 |  | Biomass | WECC_SCE | California | Tulare | 11.5 | 1985 | 9999 |  |  |  | 0.26668 | Default Emission Factor
Newton | 6017_B_1 | 6017 | B | 1 | 2680 | Coal Steam | MIS_IL | Illinois | Jasper | 595 | 1982 | 2027 |  |  |  | 0.0026736 | Default Emission Factor
East Bend | 6018_B_2 | 6018 | B | 2 | 2682 | Coal Steam | PJM_West | Kentucky | Boone | 600 | 1981 | 2041 |  |  |  | 0.01709 | Default Emission Factor
Brandon Shores | 602_B_1 | 602 | B | 1 | 395 | Coal Steam | PJM_SMAC | Maryland | Anne Arundel | 635 | 1984 | 2025 |  |  |  | 0.01709 | Default Emission Factor
Brandon Shores | 602_B_2 | 602 | B | 2 | 396 | Coal Steam | PJM_SMAC | Maryland | Anne Arundel | 638 | 1991 | 2025 |  |  |  | 0.01709 | Default Emission Factor
Craig (CO) | 6021_B_C1 | 6021 | B | C1 | 2684 | Coal Steam | WECC_CO | Colorado | Moffat | 427 | 1979 | 2025 |  |  |  | 0.0026736 | Default Emission Factor
Craig (CO) | 6021_B_C2 | 6021 | B | C2 | 2685 | Coal Steam | WECC_CO | Colorado | Moffat | 410 | 1979 | 2028 |  |  |  | 0.01709 | Default Emission Factor
Craig (CO) | 6021_B_C3 | 6021 | B | C3 | 2686 | Coal Steam | WECC_CO | Colorado | Moffat | 448 | 1984 | 2030 |  |  |  | 0.1322 | Default Emission Factor
Belle River | 6034_B_1 | 6034 | B | 1 | 2695 | Coal Steam | MIS_LMI | Michigan | St Clair | 635 | 1984 | 2029 | 2019 | 0.23845 | 1506734 | 0.000317 | NEI 2019
Belle River | 6034_B_2 | 6034 | B | 2 | 2696 | Coal Steam | MIS_LMI | Michigan | St Clair | 635 | 1985 | 2029 | 2019 | 0.2611 | 3963792 | 0.000132 | NEI 2019
Albany Green Energy | 60340_B_1 | 60340 | B | 1 | 91192 | Biomass | S_SOU | Georgia | Dougherty | 54 | 2017 | 9999 | 2017 | 65.92 | 191308 | 0.68915 | NEI 2019
Greenwood (MI) | 6035_B_1 | 6035 | B | 1 | 2700 | O/G Steam | MIS_LMI | Michigan | St Clair | 785 | 1979 | 9999 | 2019 | 13.3042 | 860902 | 0.030907 | NEI 2019
H L Spurlock | 6041_B_1 | 6041 | B | 1 | 2704 | Coal Steam | PJM_West | Kentucky | Mason | 300 | 1977 | 9999 |  |  |  | 0.01709 | Default Emission Factor
H L Spurlock | 6041_B_2 | 6041 | B | 2 | 2705 | Coal Steam | PJM_West | Kentucky | Mason | 510 | 1981 | 9999 |  |  |  | 0.01709 | Default Emission Factor
H L Spurlock | 6041_B_3 | 6041 | B | 3 | 89571 | Coal Steam | PJM_West | Kentucky | Mason | 268 | 2005 | 9999 |  |  |  | 0.074246 | Default Emission Factor
H L Spurlock | 6041_B_4 | 6041 | B | 4 | 90241 | Coal Steam | PJM_West | Kentucky | Mason | 268 | 2009 | 9999 |  |  |  | 0.074246 | Default Emission Factor
Wansley | 6052_B_1 | 6052 | B | 1 | 2722 | Coal Steam | S_SOU | Georgia | Heard | 872 | 1976 | 2028 |  |  |  | 0.01709 | Default Emission Factor
Wansley | 6052_B_2 | 6052 | B | 2 | 2723 | Coal Steam | S_SOU | Georgia | Heard | 872 | 1978 | 2028 |  |  |  | 0.01709 | Default Emission Factor
Big Cajun 2 | 6055_B_2B1 | 6055 | B | 2B1 | 2724 | Coal Steam | MIS_LA | Louisiana | Pointe Coupee | 568 | 1981 | 2027 | 2019 | 46.807 | 285351 | 0.32807 | NEI 2019
Big Cajun 2 | 6055_B_2B2 | 6055 | B | 2B2 | 2725 | O/G Steam | MIS_LA | Louisiana | Pointe Coupee | 575 | 1982 | 9999 |  |  |  | 0.087133 | Default Emission Factor
Big Cajun 2 | 6055_B_2B3 | 6055 | B | 2B3 | 2726 | Coal Steam | MIS_LA | Louisiana | Pointe Coupee | 580 | 1981 | 2027 | 2017 | 81.6908 | 3258883 | 0.050134 | NEI 2019
GRP Franklin Renewable Energy Facility | 60550_B_B001 | 60550 | B | B001 |  | Biomass | S_SOU | Georgia | Franklin | 58 | 2019 | 9999 |  |  |  | 0.33674 | Default Emission Factor
Nearman Creek | 6064_B_N1 | 6064 | B | N1 | 2731 | Coal Steam | SPP_N | Kansas | Wyandotte | 240 | 1981 | 9999 |  |  |  | 0.01709 | Default Emission Factor
Iatan | 6065_B_1 | 6065 | B | 1 | 2733 | Coal Steam | SPP_N | Missouri | Platte | 700 | 1980 | 2039 |  |  |  | 0.01709 | Default Emission Factor
Iatan | 6065_B_2 | 6065 | B | 2 | 2732 | Coal Steam | SPP_N | Missouri | Platte | 882 | 2010 | 9999 |  |  |  | 0.01709 | Default Emission Factor
Jeffrey Energy Center | 6068_B_1 | 6068 | B | 1 | 2734 | Coal Steam | SPP_N | Kansas | Pottawatomie | 728 | 1978 | 2039 |  |  |  | 0.01709 | Default Emission Factor
Jeffrey Energy Center | 6068_B_2 | 6068 | B | 2 | 2735 | Coal Steam | SPP_N | Kansas | Pottawatomie | 733 | 1980 | 2039 | 2019 | 0.3666 | 2141254 | 0.000342 | NEI 2019
Jeffrey Energy Center | 6068_B_3 | 6068 | B | 3 | 2736 | Coal Steam | SPP_N | Kansas | Pottawatomie | 728 | 1983 | 2030 | 2019 | 0.43427 | 2553463 | 0.00034 | NEI 2019
Trimble County | 6071_B_1 | 6071 | B | 1 | 2737 | Coal Steam | S_C_KY | Kentucky | Trimble | 511 | 1990 | 9999 |  |  |  | 0.01709 | Default Emission Factor
Trimble County | 6071_B_2 | 6071 | B | 2 | 90433 | Coal Steam | S_C_KY | Kentucky | Trimble | 732 | 2011 | 9999 |  |  |  | 0.01709 | Default Emission Factor
Victor J Daniel Jr | 6073_B_1 | 6073 | B | 1 | 2744 | Coal Steam | S_SOU | Mississippi | Jackson | 502 | 1981 | 2027 |  |  |  | 0.0026736 | Default Emission Factor
Victor J Daniel Jr | 6073_B_2 | 6073 | B | 2 | 2745 | Coal Steam | S_SOU | Mississippi | Jackson | 502 | 1981 | 2027 |  |  |  | 0.0026736 | Default Emission Factor
Colstrip | 6076_B_3 | 6076 | B | 3 | 2752 | Coal Steam | WECC_MT | Montana | Rosebud | 740 | 1984 | 9999 | 2019 | 0.0921 | 5191392 | 3.5e-05 | NEI 2019
Colstrip | 6076_B_4 | 6076 | B | 4 | 2753 | Coal Steam | WECC_MT | Montana | Rosebud | 740 | 1986 | 9999 | 2019 | 0.0873 | 4839214 | 3.6e-05 | NEI 2019
Gerald Gentleman | 6077_B_1 | 6077 | B | 1 | 2754 | Coal Steam | SPP_NEBR | Nebraska | Lincoln | 665 | 1979 | 9999 | 2019 | 0.83911 | 3911344 | 0.000429 | NEI 2019
Gerald Gentleman | 6077_B_2 | 6077 | B | 2 | 2755 | Coal Steam | SPP_NEBR | Nebraska | Lincoln | 700 | 1982 | 9999 | 2019 | 0.99599 | 4489211 | 0.000444 | NEI 2019
Sherburne County | 6090_B_1 | 6090 | B | 1 | 2767 | Coal Steam | MIS_MNWI | Minnesota | Sherburne | 680 | 1987 | 2025 | 2017 | 0.7176 | 4060479 | 0.000353 | NEI 2019
Sherburne County | 6090_B_3 | 6090 | B | 3 | 2769 | Coal Steam | MIS_MNWI | Minnesota | Sherburne | 876 | 1987 | 2030 | 2017 | 1.0439 | 3619740 | 0.000577 | NEI 2019
Sooner | 6095_B_1 | 6095 | B | 1 | 2773 | Coal Steam | SPP_WEST | Oklahoma | Noble | 520 | 1979 | 2044 |  |  |  | 0.0026736 | Default Emission Factor
Sooner | 6095_B_2 | 6095 | B | 2 | 2774 | Coal Steam | SPP_WEST | Oklahoma | Noble | 520 | 1980 | 2045 |  |  |  | 0.0026736 | Default Emission Factor
Nebraska City | 6096_B_1 | 6096 | B | 1 | 2775 | Coal Steam | SPP_NEBR | Nebraska | Otoe | 654 | 1979 | 9999 | 2017 | 0.53524 | 4433835 | 0.000241 | NEI 2019
Nebraska City | 6096_B_2 | 6096 | B | 2 | 90278 | Coal Steam | SPP_NEBR | Nebraska | Otoe | 691 | 2009 | 9999 | 2019 | 346.261 | 3752227 | 0.18456 | NEI 2019
Big Stone | 6098_B_1 | 6098 | B | 1 | 2776 | Coal Steam | MIS_MAPP | South Dakota | Grant | 474 | 1975 | 9999 |  |  |  | 0.01709 | Default Emission Factor
Wyodak | 6101_B_BW91 | 6101 | B | BW91 | 2777 | Coal Steam | WECC_WY | Wyoming | Campbell | 332 | 1978 | 2039 | 2019 | 0.48 | 1850871 | 0.000519 | NEI 2019
Gibson | 6113_B_1 | 6113 | B | 1 | 2782 | Coal Steam | MIS_INKY | Indiana | Gibson | 630 | 1975 | 2038 | 2017 | 0.63995 | 4302062 | 0.000298 | NEI 2019
Gibson | 6113_B_2 | 6113 | B | 2 | 2783 | Coal Steam | MIS_INKY | Indiana | Gibson | 630 | 1975 | 2038 | 2017 | 0.73933 | 3494773 | 0.000423 | NEI 2019
Gibson | 6113_B_3 | 6113 | B | 3 | 2784 | Coal Steam | MIS_INKY | Indiana | Gibson | 630 | 1978 | 2034 | 2019 | 0.61517 | 2170644 | 0.000567 | NEI 2019
Gibson | 6113_B_4 | 6113 | B | 4 | 2785 | Coal Steam | MIS_INKY | Indiana | Gibson | 622 | 1979 | 2034 | 2019 | 0.64861 | 2132904 | 0.000608 | NEI 2019
Gibson | 6113_B_5 | 6113 | B | 5 | 2786 | Coal Steam | MIS_INKY | Indiana | Gibson | 620 | 1982 | 2025 | 2019 | 0.79297 | 2229273 | 0.000711 | NEI 2019
GRP Madison Renewable Energy Facility | 61213_B_B001 | 61213 | B | B001 |  | Biomass | S_SOU | Georgia | Madison | 58 | 2019 | 9999 |  |  |  | 0.33674 | Default Emission Factor
A B Brown | 6137_B_1 | 6137 | B | 1 | 2797 | Coal Steam | MIS_INKY | Indiana | Posey | 245 | 1979 | 2024 |  |  |  | 0.01709 | Default Emission Factor
A B Brown | 6137_B_2 | 6137 | B | 2 | 2798 | Coal Steam | MIS_INKY | Indiana | Posey | 245 | 1986 | 2024 |  |  |  | 0.01709 | Default Emission Factor
Flint Creek | 6138_B_1 | 6138 | B | 1 | 2800 | Coal Steam | SPP_WEST | Arkansas | Benton | 528 | 1978 | 2038 |  |  |  | 0.0026736 | Default Emission Factor
Welsh | 6139_B_1 | 6139 | B | 1 | 2801 | Coal Steam | SPP_WEST | Texas | Titus | 528 | 1977 | 2038 |  |  |  | 0.0026736 | Default Emission Factor
Welsh | 6139_B_3 | 6139 | B | 3 | 2803 | Coal Steam | SPP_WEST | Texas | Titus | 528 | 1982 | 2038 |  |  |  | 0.0026736 | Default Emission Factor
Martin Lake | 6146_B_1 | 6146 | B | 1 | 2804 | Coal Steam | ERC_REST | Texas | Rusk | 800 | 1977 | 9999 |  |  |  | 0.0026736 | Default Emission Factor
Martin Lake | 6146_B_2 | 6146 | B | 2 | 2805 | Coal Steam | ERC_REST | Texas | Rusk | 805 | 1978 | 9999 |  |  |  | 0.0026736 | Default Emission Factor
Martin Lake | 6146_B_3 | 6146 | B | 3 | 2806 | Coal Steam | ERC_REST | Texas | Rusk | 805 | 1979 | 9999 |  |  |  | 0.0026736 | Default Emission Factor
Rush Island | 6155_B_1 | 6155 | B | 1 | 2813 | Coal Steam | MIS_MO | Missouri | Jefferson | 589 | 1976 | 2024 | 2019 | 0.4334 | 2621080 | 0.000331 | NEI 2019
Rush Island | 6155_B_2 | 6155 | B | 2 | 2814 | Coal Steam | MIS_MO | Missouri | Jefferson | 589 | 1977 | 2024 | 2019 | 0.485 | 2924312 | 0.000332 | NEI 2019
New Haven Harbor | 6156_B_NHB1 | 6156 | B | NHB1 | 2815 | O/G Steam | NENG_CT | Connecticut | New Haven | 448 | 1975 | 9999 |  |  |  | 0.087133 | Default Emission Factor
Hunter | 6165_B_1 | 6165 | B | 1 | 2816 | Coal Steam | WECC_UT | Utah | Emery | 471 | 1978 | 2042 | 2019 | 0.42552 | 2983239 | 0.000285 | NEI 2019
Hunter | 6165_B_2 | 6165 | B | 2 | 2817 | Coal Steam | WECC_UT | Utah | Emery | 430 | 1980 | 2042 | 2019 | 0.38541 | 2815434 | 0.000274 | NEI 2019
Hunter | 6165_B_3 | 6165 | B | 3 | 2818 | Coal Steam | WECC_UT | Utah | Emery | 460 | 1978 | 2042 | 2019 | 0.54807 | 2883125 | 0.00038 | NEI 2019
Rockport | 6166_B_MB1 | 6166 | B | MB1 | 2819 | Coal Steam | PJM_West | Indiana | Spencer | 1300 | 1984 | 2029 | 2017 | 0.95257 | 4701213 | 0.000405 | NEI 2019
Rockport | 6166_B_MB2 | 6166 | B | MB2 | 2820 | Coal Steam | PJM_West | Indiana | Spencer | 1300 | 1989 | 2029 | 2019 | 1.1904 | 4146992 | 0.000574 | NEI 2019
Coronado | 6177_B_U1B | 6177 | B | U1B | 2823 | Coal Steam | WECC_AZ | Arizona | Apache | 380 | 1979 | 2032 |  |  |  | 0.0026736 | Default Emission Factor
Coronado | 6177_B_U2B | 6177 | B | U2B | 2824 | Coal Steam | WECC_AZ | Arizona | Apache | 382 | 1980 | 2032 |  |  |  | 0.01709 | Default Emission Factor
Coleto Creek | 6178_B_1 | 6178 | B | 1 | 2826 | Coal Steam | ERC_REST | Texas | Goliad | 648 | 1980 | 2027 |  |  |  | 0.0026736 | Default Emission Factor
Fayette Power Project | 6179_B_1 | 6179 | B | 1 | 2827 | Coal Steam | ERC_REST | Texas | Fayette | 590 | 1979 | 9999 |  |  |  | 0.0026736 | Default Emission Factor
Fayette Power Project | 6179_B_2 | 6179 | B | 2 | 2828 | Coal Steam | ERC_REST | Texas | Fayette | 590 | 1980 | 9999 |  |  |  | 0.0026736 | Default Emission Factor
Fayette Power Project | 6179_B_3 | 6179 | B | 3 | 2829 | Coal Steam | ERC_REST | Texas | Fayette | 435 | 1988 | 9999 |  |  |  | 0.0026736 | Default Emission Factor
Oak Grove (TX) | 6180_B_1 | 6180 | B | 1 | 2830 | Coal Steam | ERC_REST | Texas | Robertson | 855 | 2010 | 9999 | 2019 | 3.9991 | 5843936 | 0.001369 | NEI 2019
Oak Grove (TX) | 6180_B_2 | 6180 | B | 2 | 2831 | Coal Steam | ERC_REST | Texas | Robertson | 855 | 2011 | 9999 | 2017 | 6.0013 | 6589250 | 0.001822 | NEI 2019
J T Deely | 6181_B_1 | 6181 | B | 1 | 2832 | Coal Steam | ERC_REST | Texas | Bexar | 420 | 1977 | 2024 |  |  |  | 0.0026736 | Default Emission Factor
J T Deely | 6181_B_2 | 6181 | B | 2 | 2833 | Coal Steam | ERC_REST | Texas | Bexar | 420 | 1977 | 2024 |  |  |  | 0.01709 | Default Emission Factor
San Miguel | 6183_B_SM-1 | 6183 | B | SM-1 | 2835 | Coal Steam | ERC_REST | Texas | Atascosa | 391 | 1982 | 9999 | 2017 | 5.188 | 2556977 | 0.004058 | NEI 2019
Brame Energy Center | 6190_B_1 | 6190 | B | 1 | 2836 | O/G Steam | MIS_LA | Louisiana | Rapides | 416 | 1975 | 9999 |  |  |  | 0.087133 | Default Emission Factor
Brame Energy Center | 6190_B_2 | 6190 | B | 2 | 2837 | Coal Steam | MIS_LA | Louisiana | Rapides | 493 | 1982 | 9999 | 2019 | 19.2828 | 2043206 | 0.018875 | NEI 2019
Brame Energy Center | 6190_B_3-1 | 6190 | B | 3-1 | 90034 | Coal Steam | MIS_LA | Louisiana | Rapides | 313 | 2010 | 2027 | 2017 | 20.3965 | 1832195 | 0.022265 | NEI 2019
Brame Energy Center | 6190_B_3-2 | 6190 | B | 3-2 | 90035 | Coal Steam | MIS_LA | Louisiana | Rapides | 313 | 2010 | 2027 | 2019 | 17.1409 | 1221571 | 0.028064 | NEI 2019
Harrington | 6193_B_061B | 6193 | B | 061B | 2838 | Coal Steam | SPP_SPS | Texas | Potter | 339 | 1976 | 2037 |  |  |  | 0.0026736 | Default Emission Factor
Harrington | 6193_B_062B | 6193 | B | 062B | 2839 | Coal Steam | SPP_SPS | Texas | Potter | 339 | 1978 | 2039 |  |  |  | 0.0026736 | Default Emission Factor
Harrington | 6193_B_063B | 6193 | B | 063B | 2840 | Coal Steam | SPP_SPS | Texas | Potter | 340 | 1980 | 2041 |  |  |  | 0.0026736 | Default Emission Factor
Tolk | 6194_B_171B | 6194 | B | 171B | 2841 | Coal Steam | SPP_SPS | Texas | Lamb | 532 | 1982 | 2032 |  |  |  | 0.0026736 | Default Emission Factor
Tolk | 6194_B_172B | 6194 | B | 172B | 2842 | Coal Steam | SPP_SPS | Texas | Lamb | 535 | 1985 | 2032 |  |  |  | 0.0026736 | Default Emission Factor
John Twitty Energy Center | 6195_B_1 | 6195 | B | 1 | 2843 | Coal Steam | SPP_N | Missouri | Greene | 184 | 1976 | 9999 | 2019 | 1.3671 | 391585 | 0.006982 | NEI 2019
John Twitty Energy Center | 6195_B_2 | 6195 | B | 2 | 90438 | Coal Steam | SPP_N | Missouri | Greene | 275 | 1976 | 9999 | 2019 | 5.1882 | 1356212 | 0.007651 | NEI 2019
Laramie River Station | 6204_B_1 | 6204 | B | 1 | 2844 | Coal Steam | WECC_WY | Wyoming | Platte | 570 | 1980 | 9999 | 2019 | 15.4218 | 1617986 | 0.019063 | NEI 2019
Laramie River Station | 6204_B_2 | 6204 | B | 2 | 2845 | Coal Steam | WECC_WY | Wyoming | Platte | 570 | 1981 | 9999 | 2019 | 29.7224 | 3342989 | 0.017782 | NEI 2019
Laramie River Station | 6204_B_3 | 6204 | B | 3 | 2846 | Coal Steam | WECC_WY | Wyoming | Platte | 570 | 1982 | 9999 | 2019 | 36.4272 | 4071158 | 0.017895 | NEI 2019
Dansby | 6243_B_1 | 6243 | B | 1 | 2860 | O/G Steam | ERC_REST | Texas | Brazos | 110 | 1978 | 9999 | 2019 | 2.4368 | 102071 | 0.047747 | NEI 2019
Pawnee | 6248_B_1 | 6248 | B | 1 | 2866 | Coal Steam | WECC_CO | Colorado | Morgan | 505 | 1981 | 9999 |  |  |  | 0.01709 | Default Emission Factor
Winyah | 6249_B_1 | 6249 | B | 1 | 2867 | Coal Steam | S_VACA | South Carolina | Georgetown | 275 | 1975 | 2029 | 2017 | 15.9407 | 468980 | 0.06798 | NEI 2019
Winyah | 6249_B_2 | 6249 | B | 2 | 2868 | Coal Steam | S_VACA | South Carolina | Georgetown | 285 | 1977 | 2029 | 2019 | 25.08 | 280465 | 0.17885 | NEI 2019
Winyah | 6249_B_3 | 6249 | B | 3 | 2869 | Coal Steam | S_VACA | South Carolina | Georgetown | 285 | 1980 | 2029 | 2019 | 10.3238 | 115416 | 0.1789 | NEI 2019
Winyah | 6249_B_4 | 6249 | B | 4 | 2870 | Coal Steam | S_VACA | South Carolina | Georgetown | 285 | 1981 | 2029 | 2019 | 9.6613 | 114981 | 0.16805 | NEI 2019
Mayo | 6250_B_1A | 6250 | B | 1A | 2871 | Coal Steam | S_VACA | North Carolina | Person | 364 | 1983 | 2028 |  |  |  | 0.01709 | Default Emission Factor
Mayo | 6250_B_1B | 6250 | B | 1B | 2872 | Coal Steam | S_VACA | North Carolina | Person | 364 | 1983 | 2028 |  |  |  | 0.01709 | Default Emission Factor
Ottumwa | 6254_B_1 | 6254 | B | 1 | 2874 | Coal Steam | MIS_IA | Iowa | Wapello | 725 | 1981 | 9999 | 2019 | 19.5597 | 3790697 | 0.01032 | NEI 2019
Scherer | 6257_B_2 | 6257 | B | 2 | 2876 | Coal Steam | S_SOU | Georgia | Monroe | 860 | 1984 | 9999 |  |  |  | 0.01709 | Default Emission Factor
Scherer | 6257_B_3 | 6257 | B | 3 | 2877 | Coal Steam | S_SOU | Georgia | Monroe | 860 | 1987 | 2028 |  |  |  | 0.01709 | Default Emission Factor
Mountaineer | 6264_B_1 | 6264 | B | 1 | 2879 | Coal Steam | PJM_West | West Virginia | Mason | 1299 | 1980 | 2040 | 2019 | 2.22 | 8255230 | 0.000538 | NEI 2019
Crystal River | 628_B_4 | 628 | B | 4 | 442 | Coal Steam | FRCC | Florida | Citrus | 712 | 1982 | 2034 | 2017 | 0.39191 | 3917790 | 0.0002 | NEI 2019
Crystal River | 628_B_5 | 628 | B | 5 | 443 | Coal Steam | FRCC | Florida | Citrus | 710 | 1984 | 2034 | 2019 | 0.37334 | 1588324 | 0.00047 | NEI 2019
Crist | 641_B_4 | 641 | B | 4 | 459 | Coal Steam | S_SOU | Florida | Escambia | 75 | 1959 | 2024 | 2019 | 0.008108 | 20617 | 0.000787 | NEI 2019
Crist | 641_B_5 | 641 | B | 5 | 460 | Coal Steam | S_SOU | Florida | Escambia | 75 | 1961 | 2025 | 2019 | 0.009784 | 23180 | 0.000844 | NEI 2019
Crist | 641_B_6 | 641 | B | 6 | 461 | Coal Steam | S_SOU | Florida | Escambia | 299 | 1970 | 9999 | 2019 | 0.15893 | 565192 | 0.000562 | NEI 2019
Crist | 641_B_7 | 641 | B | 7 | 462 | Coal Steam | S_SOU | Florida | Escambia | 475 | 1973 | 9999 | 2019 | 0.32586 | 2059021 | 0.000317 | NEI 2019
Big Bend | 645_B_BB04 | 645 | B | BB04 | 470 | Coal Steam | FRCC | Florida | Hillsborough | 437 | 1985 | 9999 | 2019 | 23.72 | 1297823 | 0.036554 | NEI 2019
Antelope Valley | 6469_B_B1 | 6469 | B | B1 | 2885 | Coal Steam | SPP_WAUE | North Dakota | Mercer | 450 | 1984 | 9999 | 2017 | 41.2535 | 2879792 | 0.02865 | NEI 2019
Antelope Valley | 6469_B_B2 | 6469 | B | B2 | 2886 | Coal Steam | SPP_WAUE | North Dakota | Mercer | 450 | 1986 | 9999 | 2019 | 36.7731 | 2906335 | 0.025305 | NEI 2019
Intermountain Power Project | 6481_B_1SGA | 6481 | B | 1SGA | 2887 | Coal Steam | WECC_UT | Utah | Millard | 900 | 1986 | 2025 | 2019 | 0.4831 | 3839177 | 0.000252 | NEI 2019
Intermountain Power Project | 6481_B_2SGA | 6481 | B | 2SGA | 2888 | Coal Steam | WECC_UT | Utah | Millard | 900 | 1987 | 2025 | 2019 | 0.4621 | 3722667 | 0.000248 | NEI 2019
Deerhaven Generating Station | 663_B_B2 | 663 | B | B2 | 487 | Coal Steam | FRCC | Florida | Alachua | 232 | 1981 | 2031 | 2019 | 1.72 | 649767 | 0.005294 | NEI 2019
R D Green | 6639_B_G1 | 6639 | B | G1 | 2896 | Coal Steam | MIS_INKY | Kentucky | Webster | 231 | 1979 | 9999 |  |  |  | 0.0026736 | Default Emission Factor
R D Green | 6639_B_G2 | 6639 | B | G2 | 2897 | Coal Steam | MIS_INKY | Kentucky | Webster | 223 | 1981 | 9999 |  |  |  | 0.0026736 | Default Emission Factor
Independence Steam Electric Station | 6641_B_1 | 6641 | B | 1 | 2898 | Coal Steam | MIS_AR | Arkansas | Independence | 809 | 1983 | 2031 |  |  |  | 0.0026736 | Default Emission Factor
Independence Steam Electric Station | 6641_B_2 | 6641 | B | 2 | 2899 | Coal Steam | MIS_AR | Arkansas | Independence | 842 | 1985 | 2031 | 2019 | 30.7228 | 2995458 | 0.020513 | NEI 2019
Louisa | 6664_B_101 | 6664 | B | 101 | 2901 | Coal Steam | MIS_MIDA | Iowa | Louisa | 746 | 1983 | 9999 | 2019 | 0.78921 | 3346358 | 0.000472 | NEI 2019
Northside Generating Station | 667_B_1 | 667 | B | 1 | 497 | Coal Steam | FRCC | Florida | Duval | 293 | 2002 | 9999 |  |  |  | 0.074246 | Default Emission Factor
Northside Generating Station | 667_B_2 | 667 | B | 2 | 499 | Coal Steam | FRCC | Florida | Duval | 293 | 2002 | 9999 |  |  |  | 0.074246 | Default Emission Factor
Warrick | 6705_B_1 | 6705 | B | 1 | 2902 | Coal Steam | MIS_INKY | Indiana | Warrick | 154 | 1960 | 9999 | 2019 | 0.027712 | 1056581 | 5.2e-05 | NEI 2019
Warrick | 6705_B_2 | 6705 | B | 2 | 2903 | Coal Steam | MIS_INKY | Indiana | Warrick | 146 | 1964 | 9999 | 2019 | 0.096064 | 583779 | 0.000329 | NEI 2019
Warrick | 6705_B_3 | 6705 | B | 3 | 2904 | Coal Steam | MIS_INKY | Indiana | Warrick | 149 | 1965 | 9999 | 2019 | 0.015008 | 1049526 | 2.9e-05 | NEI 2019
Warrick | 6705_B_4 | 6705 | B | 4 | 2905 | Coal Steam | MIS_INKY | Indiana | Warrick | 295 | 1970 | 9999 | 2019 | 0.6516 | 1524641 | 0.000855 | NEI 2019
Tom G Smith | 673_B_S-3 | 673 | B | S-3 | 507 | O/G Steam | FRCC | Florida | Palm Beach | 26 | 1967 | 9999 |  |  |  | 0.087133 | Default Emission Factor
Rawhide | 6761_B_101 | 6761 | B | 101 | 2906 | Coal Steam | WECC_CO | Colorado | Larimer | 280 | 1984 | 2030 |  |  |  | 0.0026736 | Default Emission Factor
Sikeston Power Station | 6768_B_1 | 6768 | B | 1 | 2907 | Coal Steam | SPP_WEST | Missouri | Scott | 240 | 1981 | 9999 | 2019 | 0.3418 | 1618677 | 0.000422 | NEI 2019
Hugo | 6772_B_1 | 6772 | B | 1 | 2908 | Coal Steam | SPP_WEST | Oklahoma | Choctaw | 440 | 1982 | 9999 |  |  |  | 0.0026736 | Default Emission Factor
D B Wilson | 6823_B_W1 | 6823 | B | W1 | 2910 | Coal Steam | MIS_INKY | Kentucky | Ohio | 417 | 1984 | 9999 |  |  |  | 0.01709 | Default Emission Factor
Gadsden | 7_B_1 | 7 | B | 1 | 11 | O/G Steam | S_SOU | Alabama | Etowah | 64 | 1949 | 9999 |  |  |  | 0.087133 | Default Emission Factor
Gadsden | 7_B_2 | 7 | B | 2 | 12 | O/G Steam | S_SOU | Alabama | Etowah | 66 | 1949 | 9999 |  |  |  | 0.087133 | Default Emission Factor
East 12th Street | 7013_B_4 | 7013 | B | 4 | 2915 | O/G Steam | SPP_N | Kansas | Cowley | 26 | 1971 | 9999 | 2019 | 0.2227 | 10592 | 0.04205 | NEI 2019
Bowen | 703_B_1BLR | 703 | B | 1BLR | 534 | Coal Steam | S_SOU | Georgia | Bartow | 724 | 1971 | 2028 |  |  |  | 0.01709 | Default Emission Factor
Bowen | 703_B_2BLR | 703 | B | 2BLR | 535 | Coal Steam | S_SOU | Georgia | Bartow | 724 | 1972 | 2028 |  |  |  | 0.01709 | Default Emission Factor
Bowen | 703_B_3BLR | 703 | B | 3BLR | 536 | Coal Steam | S_SOU | Georgia | Bartow | 892 | 1974 | 2035 |  |  |  | 0.01709 | Default Emission Factor
Bowen | 703_B_4BLR | 703 | B | 4BLR | 537 | Coal Steam | S_SOU | Georgia | Bartow | 892 | 1975 | 2035 |  |  |  | 0.01709 | Default Emission Factor
Major Oak Power | 7030_B_U1 | 7030 | B | U1 | 2920 | Coal Steam | ERC_REST | Texas | Robertson | 152 | 1990 | 9999 | 2017 | 17.83 | 1140979 | 0.031254 | NEI 2019
Major Oak Power | 7030_B_U2 | 7030 | B | U2 | 2921 | Coal Steam | ERC_REST | Texas | Robertson | 153 | 1991 | 9999 | 2019 | 17.9 | 1246316 | 0.028725 | NEI 2019
J K Spruce | 7097_B_BLR1 | 7097 | B | BLR1 | 2939 | Coal Steam | ERC_REST | Texas | Bexar | 560 | 1992 | 9999 |  |  |  | 0.0026736 | Default Emission Factor
J K Spruce | 7097_B_BLR2 | 7097 | B | BLR2 | 2940 | Coal Steam | ERC_REST | Texas | Bexar | 785 | 2010 | 9999 | 2019 | 4.472 | 4555704 | 0.001963 | NEI 2019
Cope | 7210_B_COP1 | 7210 | B | COP1 | 3006 | Coal Steam | S_VACA | South Carolina | Orangeburg | 415 | 1996 | 9999 | 2019 | 0.73528 | 1851609 | 0.000794 | NEI 2019
Clover | 7213_B_1 | 7213 | B | 1 | 3007 | Coal Steam | PJM_Dom | Virginia | Halifax | 440 | 1995 | 2045 | 2019 | 0.24577 | 665820 | 0.000738 | NEI 2019
Clover | 7213_B_2 | 7213 | B | 2 | 3008 | Coal Steam | PJM_Dom | Virginia | Halifax | 437 | 1996 | 9999 | 2017 | 0.16974 | 1421418 | 0.000239 | NEI 2019
Yates | 728_B_Y6BR | 728 | B | Y6BR | 556 | O/G Steam | S_SOU | Georgia | Coweta | 356 | 1974 | 9999 |  |  |  | 0.087133 | Default Emission Factor
Yates | 728_B_Y7BR | 728 | B | Y7BR | 557 | O/G Steam | S_SOU | Georgia | Coweta | 358 | 1974 | 9999 |  |  |  | 0.087133 | Default Emission Factor
George Neal South | 7343_B_4 | 7343 | B | 4 | 3101 | Coal Steam | MIS_MIDA | Iowa | Woodbury | 645 | 1979 | 9999 | 2019 | 1.0902 | 1543516 | 0.001413 | NEI 2019
Neil Simpson II | 7504_B_2 | 7504 | B | 2 | 3120 | Coal Steam | WECC_WY | Wyoming | Campbell | 80 | 1995 | 9999 |  |  |  | 0.0026736 | Default Emission Factor
Crisp Plant | 753_B_ST | 753 | B | ST |  | O/G Steam | S_SOU | Georgia | Worth | 10 | 1957 | 9999 |  |  |  | 0.087133 | Default Emission Factor
Ponca | 762_B_2 | 762 | B | 2 | 565 | O/G Steam | SPP_WEST | Oklahoma | Kay | 34 | 1975 | 2025 |  |  |  | 0.087133 | Default Emission Factor
Kapstone | 7737_B_B001 | 7737 | B | B001 | 88328 | Biomass | S_VACA | South Carolina | Charleston | 42 | 1998 | 9999 | 2019 | 0.084442 | 238975.5 | 0.000707 | NEI 2019
Kapstone | 7737_B_RB01 | 7737 | B | RB01 | 88328 | Biomass | S_VACA | South Carolina | Charleston | 42 | 1998 | 9999 |  |  |  | 0.26668 | Default Emission Factor
Bonanza | 7790_B_1-1 | 7790 | B | 1-1 | 3228 | Coal Steam | WECC_UT | Utah | Uintah | 458 | 1986 | 2030 |  |  |  | 0.0026736 | Default Emission Factor
Newington | 8002_B_1 | 8002 | B | 1 | 3399 | O/G Steam | NENGREST | New Hampshire | Rockingham | 400 | 1974 | 9999 |  |  |  | 0.087133 | Default Emission Factor
Roseton Generating Facility | 8006_B_1 | 8006 | B | 1 | 3400 | O/G Steam | NY_Z_G-I | New York | Orange | 584 | 1974 | 9999 | 2019 | 1.1339 | 59150 | 0.038339 | NEI 2019
Roseton Generating Facility | 8006_B_2 | 8006 | B | 2 | 3401 | O/G Steam | NY_Z_G-I | New York | Orange | 600 | 1974 | 9999 | 2019 | 1.6756 | 84525 | 0.039648 | NEI 2019
Columbia (WI) | 8023_B_1 | 8023 | B | 1 | 3431 | Coal Steam | MIS_WUMS | Wisconsin | Columbia | 575 | 1975 | 2025 | 2019 | 0.50126 | 2606737 | 0.000385 | NEI 2019
Columbia (WI) | 8023_B_2 | 8023 | B | 2 | 3432 | Coal Steam | MIS_WUMS | Wisconsin | Columbia | 570 | 1978 | 2025 | 2019 | 5.121 | 2759826 | 0.003711 | NEI 2019
Belews Creek | 8042_B_1 | 8042 | B | 1 | 3433 | Coal Steam | S_VACA | North Carolina | Stokes | 1110 | 1974 | 2038 |  |  |  | 0.01709 | Default Emission Factor
Belews Creek | 8042_B_2 | 8042 | B | 2 | 3434 | Coal Steam | S_VACA | North Carolina | Stokes | 1110 | 1975 | 2038 |  |  |  | 0.01709 | Default Emission Factor
Anclote | 8048_B_1 | 8048 | B | 1 | 3438 | O/G Steam | FRCC | Florida | Pasco | 498 | 1974 | 9999 |  |  |  | 0.087133 | Default Emission Factor
Anclote | 8048_B_2 | 8048 | B | 2 | 3439 | O/G Steam | FRCC | Florida | Pasco | 505 | 1974 | 9999 |  |  |  | 0.087133 | Default Emission Factor
Gerald Andrus | 8054_B_1 | 8054 | B | 1 | 3449 | O/G Steam | MIS_MS | Mississippi | Washington | 736 | 1975 | 9999 |  |  |  | 0.087133 | Default Emission Factor
Waterford 1 & 2 | 8056_B_1 | 8056 | B | 1 | 3450 | O/G Steam | MIS_AMSO | Louisiana | St Charles | 411 | 1975 | 9999 |  |  |  | 0.087133 | Default Emission Factor
Waterford 1 & 2 | 8056_B_2 | 8056 | B | 2 | 3451 | O/G Steam | MIS_AMSO | Louisiana | St Charles | 428 | 1975 | 2024 |  |  |  | 0.087133 | Default Emission Factor
Jim Bridger | 8066_B_BW71 | 8066 | B | BW71 | 3455 | Coal Steam | WECC_WY | Wyoming | Sweetwater | 531 | 1974 | 2037 | 2019 | 0.51 | 2689749 | 0.000379 | NEI 2019
Jim Bridger | 8066_B_BW72 | 8066 | B | BW72 | 3456 | Coal Steam | WECC_WY | Wyoming | Sweetwater | 527 | 1975 | 2037 | 2017 | 0.46 | 2528930 | 0.000364 | NEI 2019
Jim Bridger | 8066_B_BW73 | 8066 | B | BW73 | 3457 | Coal Steam | WECC_WY | Wyoming | Sweetwater | 523 | 1976 | 2037 | 2019 | 0.5 | 2705204 | 0.00037 | NEI 2019
Jim Bridger | 8066_B_BW74 | 8066 | B | BW74 | 3458 | Coal Steam | WECC_WY | Wyoming | Sweetwater | 530 | 1979 | 2037 | 2019 | 0.53 | 3036097 | 0.000349 | NEI 2019
Huntington | 8069_B_1 | 8069 | B | 1 | 3459 | Coal Steam | WECC_UT | Utah | Emery | 459 | 1977 | 2036 | 2019 | 0.40073 | 2835301 | 0.000283 | NEI 2019
Huntington | 8069_B_2 | 8069 | B | 2 | 3460 | Coal Steam | WECC_UT | Utah | Emery | 450 | 1977 | 2036 | 2019 | 0.32291 | 2062224 | 0.000313 | NEI 2019
Gavin Power, LLC | 8102_B_1 | 8102 | B | 1 | 3461 | Coal Steam | PJM_West | Ohio | Gallia | 1348 | 1974 | 9999 | 2017 | 1.07 | 8342768 | 0.000257 | NEI 2019
Gavin Power, LLC | 8102_B_2 | 8102 | B | 2 | 3462 | Coal Steam | PJM_West | Ohio | Gallia | 1361 | 1975 | 9999 | 2019 | 1.08 | 7055072 | 0.000306 | NEI 2019
Ray D Nixon | 8219_B_1 | 8219 | B | 1 | 3466 | Coal Steam | WECC_CO | Colorado | El Paso | 208 | 1980 | 2029 |  |  |  | 0.0026736 | Default Emission Factor
Coyote | 8222_B_B1 | 8222 | B | B1 | 3469 | Coal Steam | MIS_MAPP | North Dakota | Mercer | 429 | 1981 | 9999 |  |  |  | 0.0026736 | Default Emission Factor
Springerville | 8223_B_1 | 8223 | B | 1 | 3470 | Coal Steam | WECC_AZ | Arizona | Apache | 387 | 1985 | 2027 |  |  |  | 0.0026736 | Default Emission Factor
Springerville | 8223_B_2 | 8223 | B | 2 | 3471 | Coal Steam | WECC_AZ | Arizona | Apache | 406 | 1990 | 2032 |  |  |  | 0.0026736 | Default Emission Factor
Springerville | 8223_B_3 | 8223 | B | 3 | 89514 | Coal Steam | WECC_AZ | Arizona | Apache | 417 | 2006 | 9999 | 2019 | 28.0146 | 1743875 | 0.032129 | NEI 2019
Springerville | 8223_B_4 | 8223 | B | 4 | 90132 | Coal Steam | WECC_AZ | Arizona | Apache | 415 | 2009 | 9999 | 2019 | 27.3872 | 1420535 | 0.038559 | NEI 2019
North Valmy | 8224_B_2 | 8224 | B | 2 | 3474 | Coal Steam | WECC_NNV | Nevada | Humboldt | 268 | 1985 | 2025 |  |  |  | 0.0026736 | Default Emission Factor
Joliet 9 | 874_B_5 | 874 | B | 5 | 590 | O/G Steam | PJM_COMD | Illinois | Will | 314 | 1959 | 2045 |  |  |  | 0.087133 | Default Emission Factor
Kincaid Generation LLC | 876_B_1 | 876 | B | 1 | 591 | Coal Steam | PJM_COMD | Illinois | Christian | 554 | 1967 | 2027 |  |  |  | 0.01709 | Default Emission Factor
Kincaid Generation LLC | 876_B_2 | 876 | B | 2 | 592 | Coal Steam | PJM_COMD | Illinois | Christian | 554 | 1968 | 2027 |  |  |  | 0.01709 | Default Emission Factor
Powerton | 879_B_51 | 879 | B | 51 | 593 | Coal Steam | PJM_COMD | Illinois | Tazewell | 384 | 1972 | 2030 |  |  |  | 0.1322 | Default Emission Factor
Powerton | 879_B_52 | 879 | B | 52 | 594 | Coal Steam | PJM_COMD | Illinois | Tazewell | 384 | 1972 | 2030 |  |  |  | 0.1322 | Default Emission Factor
Powerton | 879_B_61 | 879 | B | 61 | 595 | Coal Steam | PJM_COMD | Illinois | Tazewell | 384 | 1975 | 2030 |  |  |  | 0.1322 | Default Emission Factor
Powerton | 879_B_62 | 879 | B | 62 | 596 | Coal Steam | PJM_COMD | Illinois | Tazewell | 384 | 1975 | 2030 |  |  |  | 0.1322 | Default Emission Factor
Baldwin Energy Complex | 889_B_1 | 889 | B | 1 | 611 | Coal Steam | MIS_IL | Illinois | Randolph | 576 | 1973 | 2025 |  |  |  | 0.01709 | Default Emission Factor
Baldwin Energy Complex | 889_B_2 | 889 | B | 2 | 612 | Coal Steam | MIS_IL | Illinois | Randolph | 581 | 1973 | 2025 |  |  |  | 0.01709 | Default Emission Factor
Astoria Generating Station | 8906_B_20 | 8906 | B | 20 | 3485 | O/G Steam | NY_Z_J | New York | Queens | 173 | 1954 | 9999 | 2019 | 0.15136 | 7278 | 0.041594 | NEI 2019
Astoria Generating Station | 8906_B_30 | 8906 | B | 30 | 90457 | O/G Steam | NY_Z_J | New York | Queens | 377 | 1958 | 9999 | 2019 | 7.8493 | 402815 | 0.038972 | NEI 2019
Astoria Generating Station | 8906_B_50 | 8906 | B | 50 | 90461 | O/G Steam | NY_Z_J | New York | Queens | 378 | 1962 | 9999 | 2019 | 4.9734 | 254075 | 0.039149 | NEI 2019
Dallman | 963_B_41 | 963 | B | 41 | 89910 | Coal Steam | MIS_IL | Illinois | Sangamon | 208 | 2009 | 2050 |  |  |  | 0.01709 | Default Emission Factor
Winnetka | 972_B_4 | 972 | B | 4 |  | O/G Steam | PJM_COMD | Illinois | Cook | 7 | 1958 | 2045 |  |  |  | 0.087133 | Default Emission Factor
Winnetka | 972_B_5 | 972 | B | 5 |  | O/G Steam | PJM_COMD | Illinois | Cook | 7 | 1938 | 2045 | 2019 | 0.046856 | 683.25 | 0.13716 | NEI 2019
Winnetka | 972_B_7 | 972 | B | 7 |  | O/G Steam | PJM_COMD | Illinois | Cook | 7 | 1948 | 2045 |  |  |  | 0.087133 | Default Emission Factor
Winnetka | 972_B_8 | 972 | B | 8 |  | O/G Steam | PJM_COMD | Illinois | Cook | 7 | 1958 | 2045 |  |  |  | 0.087133 | Default Emission Factor
Marion | 976_B_123 | 976 | B | 123 | 9173 | Coal Steam | MIS_IL | Illinois | Williamson | 120 | 1978 | 2030 |  |  |  | 0.074246 | Default Emission Factor
Clifty Creek | 983_B_1 | 983 | B | 1 | 658 | Coal Steam | MIS_INKY | Indiana | Jefferson | 196 | 1955 | 9999 | 2019 | 0.20482 | 943442 | 0.000434 | NEI 2019
Clifty Creek | 983_B_2 | 983 | B | 2 | 659 | Coal Steam | MIS_INKY | Indiana | Jefferson | 196 | 1955 | 9999 | 2019 | 0.224 | 1082374 | 0.000414 | NEI 2019
Clifty Creek | 983_B_3 | 983 | B | 3 | 660 | Coal Steam | MIS_INKY | Indiana | Jefferson | 196 | 1955 | 9999 | 2019 | 0.21706 | 1025017 | 0.000424 | NEI 2019
Clifty Creek | 983_B_4 | 983 | B | 4 | 661 | Coal Steam | MIS_INKY | Indiana | Jefferson | 196 | 1955 | 9999 | 2019 | 0.21257 | 1053890 | 0.000403 | NEI 2019
Clifty Creek | 983_B_5 | 983 | B | 5 | 662 | Coal Steam | MIS_INKY | Indiana | Jefferson | 196 | 1955 | 9999 | 2019 | 0.20314 | 984046 | 0.000413 | NEI 2019
Clifty Creek | 983_B_6 | 983 | B | 6 | 663 | Coal Steam | MIS_INKY | Indiana | Jefferson | 196 | 1956 | 9999 | 2019 | 0.15791 | 634210 | 0.000498 | NEI 2019
Harding Street | 990_B_50 | 990 | B | 50 | 675 | O/G Steam | MIS_INKY | Indiana | Marion | 101 | 1958 | 9999 |  |  |  | 0.087133 | Default Emission Factor
Harding Street | 990_B_60 | 990 | B | 60 | 677 | O/G Steam | MIS_INKY | Indiana | Marion | 99 | 1961 | 9999 |  |  |  | 0.087133 | Default Emission Factor
Harding Street | 990_B_70 | 990 | B | 70 | 679 | O/G Steam | MIS_INKY | Indiana | Marion | 418 | 1973 | 9999 |  |  |  | 0.087133 | Default Emission Factor
CC Perry K | 992_B_11 | 992 | B | 11 | 691 | O/G Steam | MIS_INKY | Indiana | Marion | 2.1 | 1938 | 9999 | 2019 | 1.7552 | 5323.1175 | 0.65948 | NEI 2019
CC Perry K | 992_B_12 | 992 | B | 12 | 9090 | O/G Steam | MIS_INKY | Indiana | Marion | 2.1 | 1938 | 9999 | 2019 | 2.3507 | 5323.1175 | 0.88321 | NEI 2019
CC Perry K | 992_B_13 | 992 | B | 13 | 9091 | O/G Steam | MIS_INKY | Indiana | Marion | 0.38 | 1938 | 9999 | 2019 | 1.1778 | 2240.4575 | 1.0514 | NEI 2019
CC Perry K | 992_B_14 | 992 | B | 14 | 9092 | O/G Steam | MIS_INKY | Indiana | Marion | 0.38 | 1938 | 9999 | 2019 | 0.6207 | 2240.4575 | 0.55409 | NEI 2019
CC Perry K | 992_B_15 | 992 | B | 15 | 9091 | O/G Steam | MIS_INKY | Indiana | Marion | 0.38 | 1938 | 9999 |  |  |  | 0.087133 | Default Emission Factor
CC Perry K | 992_B_16 | 992 | B | 16 | 9094 | O/G Steam | MIS_INKY | Indiana | Marion | 0.38 | 1938 | 9999 | 2019 | 0.1272 | 2240.4575 | 0.11355 | NEI 2019
CC Perry K | 992_B_17 | 992 | B | 17 | 9091 | O/G Steam | MIS_INKY | Indiana | Marion | 0.38 | 1938 | 9999 | 2019 | 0.090099 | 2240.4575 | 0.080429 | NEI 2019
CC Perry K | 992_B_18 | 992 | B | 18 | 9091 | O/G Steam | MIS_INKY | Indiana | Marion | 0.38 | 1938 | 9999 | 2019 | 0.064707 | 2240.4575 | 0.057762 | NEI 2019
AES Petersburg | 994_B_3 | 994 | B | 3 | 694 | Coal Steam | MIS_INKY | Indiana | Pike | 528 | 1977 | 9999 | 2019 | 0.12297 | 2406077 | 0.000102 | NEI 2019
AES Petersburg | 994_B_4 | 994 | B | 4 | 695 | Coal Steam | MIS_INKY | Indiana | Pike | 530 | 1986 | 9999 | 2017 | 0.06812 | 2760929 | 4.9e-05 | NEI 2019
Michigan City | 997_B_12 | 997 | B | 12 | 702 | Coal Steam | MIS_INKY | Indiana | LaPorte | 469 | 1974 | 2028 | 2019 | 1.032 | 1072965 | 0.001924 | NEI 2019
Fourche Creek Wastewater | 10050_G_4 | 10050 | G | 4 |  | Non-Fossil Waste | MIS_AR | Arkansas | Pulaski | 1.3 | 2009 | 9999 |  |  |  | 0.029032 | Default Emission Factor
Mars Wrigley Confectionery US, LLC | 10061_G_GEN1 | 10061 | G | GEN1 |  | Combined Cycle | PJM_EMAC | New Jersey | WARREN | 8.8 | 1989 | 9999 |  |  |  | 0.030815 | Default Emission Factor
Noblesville | 1007_G_1 | 1007 | G | 1 | 8288 | Combined Cycle | MIS_INKY | Indiana | Hamilton | 43 | 1950 | 9999 |  |  |  | 0.080761 | NEI 2019
Noblesville | 1007_G_2 | 1007 | G | 2 | 8288 | Combined Cycle | MIS_INKY | Indiana | Hamilton | 44 | 1950 | 9999 |  |  |  | 0.080761 | NEI 2019
Noblesville | 1007_G_3 | 1007 | G | 3 | 8288 | Combined Cycle | MIS_INKY | Indiana | Hamilton | 59 | 2003 | 9999 | 2019 | 17.3619 | 474267 | 0.080761 | NEI 2019
Noblesville | 1007_G_4 | 1007 | G | 4 | 8290 | Combined Cycle | MIS_INKY | Indiana | Hamilton | 60 | 2003 | 9999 | 2017 | 17.831 | 188192 | 0.080761 | NEI 2019
Noblesville | 1007_G_5 | 1007 | G | 5 | 8292 | Combined Cycle | MIS_INKY | Indiana | Hamilton | 58 | 2003 | 9999 | 2019 | 10.7084 | 474267 | 0.080761 | NEI 2019
Total Energy Facilities | 10091_G_G2 | 10091 | G | G2 |  | Non-Fossil Waste | WEC_LADW | California | Los Angeles | 8 | 2003 | 9999 |  |  |  | 0.029032 | Default Emission Factor
Total Energy Facilities | 10091_G_G3 | 10091 | G | G3 |  | Non-Fossil Waste | WEC_LADW | California | Los Angeles | 8 | 2001 | 9999 |  |  |  | 0.029032 | Default Emission Factor
Greene County | 10_G_GT10 | 10 | G | GT10 | 21 | Combustion Turbine | S_SOU | Alabama | Greene | 85 | 1996 | 9999 |  |  |  | 0.088964 | Default Emission Factor
Greene County | 10_G_GT2 | 10 | G | GT2 | 22 | Combustion Turbine | S_SOU | Alabama | Greene | 84 | 1996 | 9999 |  |  |  | 0.088964 | Default Emission Factor
Greene County | 10_G_GT3 | 10 | G | GT3 | 23 | Combustion Turbine | S_SOU | Alabama | Greene | 82 | 1995 | 9999 |  |  |  | 0.088964 | Default Emission Factor
Greene County | 10_G_GT4 | 10 | G | GT4 | 24 | Combustion Turbine | S_SOU | Alabama | Greene | 81 | 1995 | 9999 |  |  |  | 0.088964 | Default Emission Factor
Greene County | 10_G_GT5 | 10 | G | GT5 | 25 | Combustion Turbine | S_SOU | Alabama | Greene | 82 | 1995 | 9999 |  |  |  | 0.088964 | Default Emission Factor
Greene County | 10_G_GT6 | 10 | G | GT6 | 26 | Combustion Turbine | S_SOU | Alabama | Greene | 81 | 1995 | 9999 |  |  |  | 0.088964 | Default Emission Factor
Greene County | 10_G_GT7 | 10 | G | GT7 | 27 | Combustion Turbine | S_SOU | Alabama | Greene | 80 | 1995 | 9999 |  |  |  | 0.088964 | Default Emission Factor
Greene County | 10_G_GT8 | 10 | G | GT8 | 28 | Combustion Turbine | S_SOU | Alabama | Greene | 83 | 1996 | 9999 |  |  |  | 0.088964 | Default Emission Factor
Greene County | 10_G_GT9 | 10 | G | GT9 | 29 | Combustion Turbine | S_SOU | Alabama | Greene | 82 | 1996 | 9999 |  |  |  | 0.088964 | Default Emission Factor
Mosaic South Pierce Operations | 10004_G_TG1 | 10004 | G | TG1 |  | Non-Fossil Waste | FRCC | Florida | Polk | 4 | 1978 | 9999 |  |  |  | 0.029032 | Default Emission Factor
Mosaic South Pierce Operations | 10004_G_TG2 | 10004 | G | TG2 |  | Non-Fossil Waste | FRCC | Florida | Polk | 33 | 1992 | 9999 |  |  |  | 0.029032 | Default Emission Factor
Baptist Medical Center | 10008_G_TG-2 | 10008 | G | TG-2 |  | Combustion Turbine | FRCC | Florida | Duval | 2.2 | 1983 | 9999 |  |  |  | 0.088964 | Default Emission Factor
Baptist Medical Center | 10008_G_TG-3 | 10008 | G | TG-3 |  | Combustion Turbine | FRCC | Florida | Duval | 2.7 | 1986 | 9999 |  |  |  | 0.088964 | Default Emission Factor
Baptist Medical Center | 10008_G_TG-4 | 10008 | G | TG-4 |  | Combustion Turbine | FRCC | Florida | Duval | 3.2 | 1993 | 9999 |  |  |  | 0.088964 | Default Emission Factor
Cayuga | 1001_G_31 | 1001 | G | 31 |  | Combustion Turbine | MIS_INKY | Indiana | Vermillion | 3 | 1972 | 9999 |  |  |  | 0.69077 | Default Emission Factor
Cayuga | 1001_G_32 | 1001 | G | 32 |  | Combustion Turbine | MIS_INKY | Indiana | Vermillion | 3 | 1972 | 9999 |  |  |  | 0.69077 | Default Emission Factor
Cayuga | 1001_G_33 | 1001 | G | 33 |  | Combustion Turbine | MIS_INKY | Indiana | Vermillion | 2 | 1972 | 9999 |  |  |  | 0.69077 | Default Emission Factor
Cayuga | 1001_G_34 | 1001 | G | 34 |  | Combustion Turbine | MIS_INKY | Indiana | Vermillion | 2 | 1972 | 9999 |  |  |  | 0.69077 | Default Emission Factor
Cayuga | 1001_G_4 | 1001 | G | 4 | 708 | Combustion Turbine | MIS_INKY | Indiana | Vermillion | 80 | 1993 | 9999 | 2019 | 0.59338 | 8417 | 0.141 | NEI 2019
RED-Rochester, LLC | 10025_G_75TG | 10025 | G | 75TG |  | O/G Steam | NY_Z_B | New York | Monroe | 2.2 | 2015 | 9999 |  |  |  | 0.087133 | Default Emission Factor
Energy Center Dover | 10030_G_COG1 | 10030 | G | COG1 |  | Combined Cycle | PJM_EMAC | Delaware | Kent | 15 | 1985 | 9999 |  |  |  | 0.006058 | NEI 2019
Energy Center Dover | 10030_G_KD-1 | 10030 | G | KD-1 | 5046 | Combined Cycle | PJM_EMAC | Delaware | Kent | 44 | 2001 | 9999 | 2019 | 0.25 | 70077 | 0.006058 | NEI 2019
Energy Center Dover | 10030_G_KD-2 | 10030 | G | KD-2 | 5047 | Combustion Turbine | PJM_EMAC | Delaware | Kent | 44 | 2001 | 9999 |  |  |  | 0.088964 | Default Emission Factor
Gilroy Power Plant | 10034_G_GEN1 | 10034 | G | GEN1 | 89552 | Combined Cycle | WEC_CALN | California | Santa Clara | 85 | 1987 | 9999 |  |  |  | 0.030815 | Default Emission Factor
Gilroy Power Plant | 10034_G_GEN2 | 10034 | G | GEN2 | 89552 | Combined Cycle | WEC_CALN | California | Santa Clara | 30 | 1987 | 9999 |  |  |  | 0.030815 | Default Emission Factor
Edwardsport | 1004_G_CT1 | 1004 | G | CT1 | 90673 | IGCC | MIS_INKY | Indiana | Knox | 174.9 | 2013 | 9999 | 2019 | 4.8654 | 2936135 | 0.003314 | NEI 2019
Edwardsport | 1004_G_CT2 | 1004 | G | CT2 | 90674 | IGCC | MIS_INKY | Indiana | Knox | 174.9 | 2013 | 9999 | 2019 | 4.5823 | 1045767 | 0.008764 | NEI 2019
Edwardsport | 1004_G_ST | 1004 | G | ST | 90673 | IGCC | MIS_INKY | Indiana | Knox | 245.2 | 2013 | 9999 |  |  |  | 0.003314 | NEI 2019
Kaweah Delta District Hospital | 10042_G_KDHT1 | 10042 | G | KDHT1 |  | Combustion Turbine | WECC_SCE | California | Tulare | 3.5 | 2008 | 9999 |  |  |  | 0.088964 | Default Emission Factor
Total Energy Facilities | 10091_G_GEN1 | 10091 | G | GEN1 |  | Non-Fossil Waste | WEC_LADW | California | Los Angeles | 8 | 1986 | 9999 |  |  |  | 0.029032 | Default Emission Factor
Total Energy Facilities | 10091_G_GEN4 | 10091 | G | GEN4 |  | Non-Fossil Waste | WEC_LADW | California | Los Angeles | 7.4 | 1986 | 9999 |  |  |  | 0.029032 | Default Emission Factor
Frito-Lay Cogen Plant | 10110_G_GEN1 | 10110 | G | GEN1 |  | Combustion Turbine | WEC_CALN | California | Kern | 5.5 | 1986 | 9999 |  |  |  | 0.088964 | Default Emission Factor
Grossmont Hospital | 10115_G_GEN3 | 10115 | G | GEN3 |  | Combustion Turbine | WEC_SDGE | California | San Diego | 4.2 | 2016 | 9999 |  |  |  | 0.088964 | Default Emission Factor
Indiana University of Pennsylvania | 10129_G_GEN1 | 10129 | G | GEN1 |  | Combustion Turbine | PJM_PENE | Pennsylvania | Indiana | 6 | 1988 | 9999 |  |  |  | 0.11376 | Default Emission Factor
Indiana University of Pennsylvania | 10129_G_GEN2 | 10129 | G | GEN2 |  | Combustion Turbine | PJM_PENE | Pennsylvania | Indiana | 6 | 1988 | 9999 |  |  |  | 0.11376 | Default Emission Factor
Indiana University of Pennsylvania | 10129_G_GEN3 | 10129 | G | GEN3 |  | Combustion Turbine | PJM_PENE | Pennsylvania | Indiana | 6 | 1988 | 9999 |  |  |  | 0.11376 | Default Emission Factor
Indiana University of Pennsylvania | 10129_G_GEN4 | 10129 | G | GEN4 |  | Combustion Turbine | PJM_PENE | Pennsylvania | Indiana | 6 | 1988 | 9999 |  |  |  | 0.11376 | Default Emission Factor
Fresno Cogen Partners | 10156_G_GEN2 | 10156 | G | GEN2 | 89509 | Combined Cycle | WEC_CALN | California | Fresno | 6 | 1990 | 9999 |  |  |  | 0.089241 | NEI 2019
Fresno Cogen Partners | 10156_G_GEN3 | 10156 | G | GEN3 |  | Combustion Turbine | WEC_CALN | California | Fresno | 21.9 | 2001 | 9999 | 2017 | 0.359 | 4845 | 0.14819 | NEI 2019
Fresno Cogen Partners | 10156_G_GEN4 | 10156 | G | GEN4 | 89509 | Combined Cycle | WEC_CALN | California | Fresno | 45 | 2004 | 9999 | 2017 | 0.8423 | 16519 | 0.089241 | NEI 2019
Butler-Warner Generation Plant | 1016_G_1 | 1016 | G | 1 | 9622 | Combined Cycle | S_VACA | North Carolina | Cumberland | 20 | 1976 | 9999 |  |  |  | 0.030815 | Default Emission Factor
Butler-Warner Generation Plant | 1016_G_2 | 1016 | G | 2 | 9623 | Combined Cycle | S_VACA | North Carolina | Cumberland | 20 | 1976 | 9999 |  |  |  | 0.030815 | Default Emission Factor
Butler-Warner Generation Plant | 1016_G_3 | 1016 | G | 3 | 9624 | Combined Cycle | S_VACA | North Carolina | Cumberland | 20 | 1976 | 9999 |  |  |  | 0.030815 | Default Emission Factor
Butler-Warner Generation Plant | 1016_G_4 | 1016 | G | 4 | 9625 | Combustion Turbine | S_VACA | North Carolina | Cumberland | 20 | 1976 | 9999 |  |  |  | 0.088964 | Default Emission Factor
Butler-Warner Generation Plant | 1016_G_5 | 1016 | G | 5 | 9626 | Combustion Turbine | S_VACA | North Carolina | Cumberland | 20 | 1977 | 9999 |  |  |  | 0.088964 | Default Emission Factor
Butler-Warner Generation Plant | 1016_G_6 | 1016 | G | 6 | 9627 | Combined Cycle | S_VACA | North Carolina | Cumberland | 20 | 1978 | 9999 |  |  |  | 0.030815 | Default Emission Factor
Butler-Warner Generation Plant | 1016_G_7 | 1016 | G | 7 | 9628 | Combined Cycle | S_VACA | North Carolina | Cumberland | 20 | 1979 | 9999 |  |  |  | 0.030815 | Default Emission Factor
Butler-Warner Generation Plant | 1016_G_8 | 1016 | G | 8 | 88321 | Combined Cycle | S_VACA | North Carolina | Cumberland | 20 | 1980 | 9999 |  |  |  | 0.030815 | Default Emission Factor
Butler-Warner Generation Plant | 1016_G_9 | 1016 | G | 9 | 9622 | Combined Cycle | S_VACA | North Carolina | Cumberland | 65 | 1988 | 9999 |  |  |  | 0.030815 | Default Emission Factor
Seadrift Coke LP | 10167_G_GEN1 | 10167 | G | GEN1 |  | Coal Steam | ERC_REST | Texas | Calhoun | 7.6 | 1983 | 9999 |  |  |  | 0.0026736 | Default Emission Factor
Carson Cogeneration | 10169_G_GEN1 | 10169 | G | GEN1 | 89366 | Combined Cycle | WECC_SCE | California | Los Angeles | 41.3 | 1989 | 9999 |  |  |  | 0.030815 | Default Emission Factor
Carson Cogeneration | 10169_G_GEN2 | 10169 | G | GEN2 | 89366 | Combined Cycle | WECC_SCE | California | Los Angeles | 8 | 1990 | 9999 |  |  |  | 0.030815 | Default Emission Factor
Childrens Hospital | 10175_G_0799 | 10175 | G | 0799 |  | Combustion Turbine | WEC_SDGE | California | San Diego | 2 | 2000 | 9999 |  |  |  | 0.69077 | Default Emission Factor
Childrens Hospital | 10175_G_1711 | 10175 | G | 1711 |  | Combustion Turbine | WEC_SDGE | California | San Diego | 4.8 | 2004 | 9999 |  |  |  | 0.088964 | Default Emission Factor
Childrens Hospital | 10175_G_5083 | 10175 | G | 5083 |  | Combustion Turbine | WEC_SDGE | California | San Diego | 1.5 | 2010 | 9999 |  |  |  | 0.69077 | Default Emission Factor
Childrens Hospital | 10175_G_5084 | 10175 | G | 5084 |  | Combustion Turbine | WEC_SDGE | California | San Diego | 1.5 | 2010 | 9999 |  |  |  | 0.69077 | Default Emission Factor
Childrens Hospital | 10175_G_5085 | 10175 | G | 5085 |  | Combustion Turbine | WEC_SDGE | California | San Diego | 1.5 | 2010 | 9999 |  |  |  | 0.69077 | Default Emission Factor
M Street Jet | 10176_G_NO.6 | 10176 | G | NO.6 | 3530 | Combustion Turbine | NENGREST | Massachusetts | Suffolk | 50 | 1979 | 9999 | 2019 | 0.049 | 309 | 0.31715 | NEI 2019
Metro Wastewater Reclamation District | 10180_G_1 | 10180 | G | 1 |  | Non-Fossil Waste | WECC_CO | Colorado | Denver | 1.2 | 1985 | 9999 |  |  |  | 0.029032 | Default Emission Factor
Metro Wastewater Reclamation District | 10180_G_2 | 10180 | G | 2 |  | Non-Fossil Waste | WECC_CO | Colorado | Denver | 1.2 | 1985 | 9999 |  |  |  | 0.029032 | Default Emission Factor
Metro Wastewater Reclamation District | 10180_G_3 | 10180 | G | 3 |  | Non-Fossil Waste | WECC_CO | Colorado | Denver | 1.2 | 1985 | 9999 |  |  |  | 0.029032 | Default Emission Factor
Metro Wastewater Reclamation District | 10180_G_4 | 10180 | G | 4 |  | Non-Fossil Waste | WECC_CO | Colorado | Denver | 1.2 | 1985 | 9999 |  |  |  | 0.029032 | Default Emission Factor
Metro Wastewater Reclamation District | 10180_G_5 | 10180 | G | 5 |  | Non-Fossil Waste | WECC_CO | Colorado | Denver | 2.5 | 2000 | 9999 |  |  |  | 0.029032 | Default Emission Factor
Metro Wastewater Reclamation District | 10180_G_6 | 10180 | G | 6 |  | Non-Fossil Waste | WECC_CO | Colorado | Denver | 2.5 | 2000 | 9999 |  |  |  | 0.029032 | Default Emission Factor
Central Utility Plant | 10184_G_EG1 | 10184 | G | EG1 |  | Combustion Turbine | ERC_REST | Texas | Travis | 3.6 | 1988 | 9999 |  |  |  | 0.11376 | Default Emission Factor
Central Utility Plant | 10184_G_EG2 | 10184 | G | EG2 |  | Combustion Turbine | ERC_REST | Texas | Travis | 2.5 | 1988 | 9999 |  |  |  | 0.11376 | Default Emission Factor
Central Utility Plant | 10184_G_TG1 | 10184 | G | TG1 |  | O/G Steam | ERC_REST | Texas | Travis | 2.2 | 1988 | 9999 |  |  |  | 0.087133 | Default Emission Factor
Castleton Energy Center | 10190_G_GEN1 | 10190 | G | GEN1 | 3532 | Combined Cycle | NY_Z_F | New York | Rensselaer | 45.8 | 1992 | 9999 |  |  |  | 0.030815 | Default Emission Factor
Castleton Energy Center | 10190_G_GEN2 | 10190 | G | GEN2 | 3532 | Combined Cycle | NY_Z_F | New York | Rensselaer | 24.4 | 1992 | 9999 |  |  |  | 0.030815 | Default Emission Factor
Mosaic Phosphates Uncle Sam | 10198_G_GEN2 | 10198 | G | GEN2 |  | Non-Fossil Waste | MIS_AMSO | Louisiana | St James | 11 | 1968 | 9999 |  |  |  | 0.029032 | Default Emission Factor
Mosaic Phosphates Uncle Sam | 10198_G_GEN3 | 10198 | G | GEN3 |  | Non-Fossil Waste | MIS_AMSO | Louisiana | St James | 15 | 2016 | 9999 |  |  |  | 0.029032 | Default Emission Factor
Mosaic Co Tampa Facility | 10204_G_GEN1 | 10204 | G | GEN1 |  | Non-Fossil Waste | FRCC | Florida | Hillsborough | 34.4 | 1988 | 9999 |  |  |  | 0.029032 | Default Emission Factor
El Segundo Cogen | 10213_G_GEN1 | 10213 | G | GEN1 |  | Combined Cycle | WEC_LADW | California | Los Angeles | 38.7 | 1987 | 9999 |  |  |  | 0.030815 | Default Emission Factor
El Segundo Cogen | 10213_G_GEN2 | 10213 | G | GEN2 |  | Combined Cycle | WEC_LADW | California | Los Angeles | 38.7 | 1987 | 9999 |  |  |  | 0.030815 | Default Emission Factor
El Segundo Cogen | 10213_G_GEN5 | 10213 | G | GEN5 |  | Combined Cycle | WEC_LADW | California | Los Angeles | 39.2 | 1996 | 9999 |  |  |  | 0.030815 | Default Emission Factor
El Segundo Cogen | 10213_G_GEN6 | 10213 | G | GEN6 |  | Combined Cycle | WEC_LADW | California | Los Angeles | 9.1 | 1996 | 9999 |  |  |  | 0.030815 | Default Emission Factor
El Segundo Cogen | 10213_G_GEN7 | 10213 | G | GEN7 |  | Combined Cycle | WEC_LADW | California | Los Angeles | 40.7 | 2013 | 9999 |  |  |  | 0.030815 | Default Emission Factor
El Segundo Cogen | 10213_G_GEN8 | 10213 | G | GEN8 |  | Combined Cycle | WEC_LADW | California | Los Angeles | 5.2 | 2013 | 9999 |  |  |  | 0.030815 | Default Emission Factor
Crawfordsville Power Plant | 1024_G_D1 | 1024 | G | D1 |  | Combustion Turbine | MIS_INKY | Indiana | Montgomery | 0.9 | 1994 | 9999 |  |  |  | 0.69077 | Default Emission Factor
Ticona Polymers Inc | 10243_G_GEN5 | 10243 | G | GEN5 |  | Combustion Turbine | ERC_REST | Texas | Nueces | 32.5 | 1989 | 9999 |  |  |  | 0.088964 | Default Emission Factor
King City Power Plant | 10294_G_GTG | 10294 | G | GTG | 91323 | Combined Cycle | WEC_CALN | California | Monterey | 73 | 1989 | 9999 | 2017 | 10.2776 | 383375 | 0.053616 | NEI 2019
King City Power Plant | 10294_G_STG | 10294 | G | STG | 8434 | Combined Cycle | WEC_CALN | California | Monterey | 38 | 1989 | 9999 |  |  |  | 0.053616 | NEI 2019
Bayou Cogen Plant | 10298_G_GT1 | 10298 | G | GT1 | 88564 | Combustion Turbine | ERC_REST | Texas | Harris | 75 | 2014 | 9999 |  |  |  | 0.088964 | Default Emission Factor
Bayou Cogen Plant | 10298_G_GT2 | 10298 | G | GT2 | 88564 | Combustion Turbine | ERC_REST | Texas | Harris | 75 | 2015 | 9999 | 2019 | 25.8548 | 591915.256 | 0.08736 | NEI 2019
Bayou Cogen Plant | 10298_G_GT3 | 10298 | G | GT3 | 88565 | Combustion Turbine | ERC_REST | Texas | Harris | 75 | 2015 | 9999 | 2019 | 25.5308 | 591915.256 | 0.086265 | NEI 2019
Dutchess Cnty Resource Recovery Facility | 10305_G_GEN1 | 10305 | G | GEN1 |  | Municipal Solid Waste | NY_Z_G-I | New York | Dutchess | 7.2 | 1987 | 9999 |  |  |  | 0.083127 | Default Emission Factor
Bellingham Cogeneration Facility | 10307_G_CT1 | 10307 | G | CT1 | 3537 | Combined Cycle | NENGREST | Massachusetts | Norfolk | 102 | 1991 | 9999 |  |  |  | 0.030815 | Default Emission Factor
Bellingham Cogeneration Facility | 10307_G_CT2 | 10307 | G | CT2 | 3538 | Combined Cycle | NENGREST | Massachusetts | Norfolk | 102 | 1991 | 9999 |  |  |  | 0.030815 | Default Emission Factor
Bellingham Cogeneration Facility | 10307_G_ST1 | 10307 | G | ST1 | 3537 | Combined Cycle | NENGREST | Massachusetts | Norfolk | 60 | 1991 | 9999 |  |  |  | 0.030815 | Default Emission Factor
Sayreville Cogeneration Facility | 10308_G_CT1 | 10308 | G | CT1 | 3539 | Combined Cycle | PJM_EMAC | New Jersey | Middlesex | 112 | 1991 | 9999 |  |  |  | 0.030815 | Default Emission Factor
Sayreville Cogeneration Facility | 10308_G_CT2 | 10308 | G | CT2 | 3540 | Combined Cycle | PJM_EMAC | New Jersey | Middlesex | 112 | 1991 | 9999 |  |  |  | 0.030815 | Default Emission Factor
Sayreville Cogeneration Facility | 10308_G_ST1 | 10308 | G | ST1 | 3539 | Combined Cycle | PJM_EMAC | New Jersey | Middlesex | 68 | 1991 | 9999 |  |  |  | 0.030815 | Default Emission Factor
T B Simon Power Plant | 10328_G_GEN6 | 10328 | G | GEN6 |  | Combustion Turbine | MIS_LMI | Michigan | Ingham | 12.6 | 2006 | 9999 |  |  |  | 0.088964 | Default Emission Factor
Southside Water Reclamation Plant | 10339_G_GEN1 | 10339 | G | GEN1 |  | Combustion Turbine | WECC_NM | New Mexico | Bernalillo | 2.1 | 2002 | 9999 |  |  |  | 0.11376 | Default Emission Factor
Southside Water Reclamation Plant | 10339_G_GEN2 | 10339 | G | GEN2 |  | Combustion Turbine | WECC_NM | New Mexico | Bernalillo | 2.1 | 2002 | 9999 |  |  |  | 0.11376 | Default Emission Factor
Southside Water Reclamation Plant | 10339_G_GEN3 | 10339 | G | GEN3 |  | Non-Fossil Waste | WECC_NM | New Mexico | Bernalillo | 1.1 | 1987 | 9999 |  |  |  | 0.029032 | Default Emission Factor
Southside Water Reclamation Plant | 10339_G_GEN4 | 10339 | G | GEN4 |  | Non-Fossil Waste | WECC_NM | New Mexico | Bernalillo | 1.1 | 1987 | 9999 |  |  |  | 0.029032 | Default Emission Factor
Foster Wheeler Martinez | 10342_G_TG1 | 10342 | G | TG1 |  | Combined Cycle | WEC_CALN | California | Contra Costa | 35 | 1987 | 9999 |  |  |  | 0.030815 | Default Emission Factor
Foster Wheeler Martinez | 10342_G_TG2 | 10342 | G | TG2 |  | Combined Cycle | WEC_CALN | California | Contra Costa | 35 | 1987 | 9999 |  |  |  | 0.030815 | Default Emission Factor
Foster Wheeler Martinez | 10342_G_TG3 | 10342 | G | TG3 |  | Combined Cycle | WEC_CALN | California | Contra Costa | 33.5 | 1987 | 9999 |  |  |  | 0.030815 | Default Emission Factor
Peru (IN) | 1037_G_D1 | 1037 | G | D1 |  | Combustion Turbine | MIS_INKY | Indiana | Miami | 1.8 | 2002 | 9999 |  |  |  | 0.69077 | Default Emission Factor
Rensselaer City Light Plant | 1038_G_10 | 1038 | G | 10 |  | Combustion Turbine | MIS_INKY | Indiana | Jasper | 1.9 | 1971 | 9999 |  |  |  | 0.69077 | Default Emission Factor
Rensselaer City Light Plant | 1038_G_11 | 1038 | G | 11 |  | Combustion Turbine | MIS_INKY | Indiana | Jasper | 1.9 | 1971 | 9999 |  |  |  | 0.69077 | Default Emission Factor
Rensselaer City Light Plant | 1038_G_14 | 1038 | G | 14 |  | Combustion Turbine | MIS_INKY | Indiana | Jasper | 4.8 | 1994 | 9999 |  |  |  | 0.11376 | Default Emission Factor
Rensselaer City Light Plant | 1038_G_15 | 1038 | G | 15 |  | Combustion Turbine | MIS_INKY | Indiana | Jasper | 8.3 | 2006 | 9999 |  |  |  | 0.11376 | Default Emission Factor
Rensselaer City Light Plant | 1038_G_5 | 1038 | G | 5 |  | Combustion Turbine | MIS_INKY | Indiana | Jasper | 1.8 | 1950 | 9999 |  |  |  | 0.69077 | Default Emission Factor
Rensselaer City Light Plant | 1038_G_6 | 1038 | G | 6 |  | Combustion Turbine | MIS_INKY | Indiana | Jasper | 2.4 | 1957 | 9999 |  |  |  | 0.69077 | Default Emission Factor
Sycamore Energy 1 | 10387_G_1A | 10387 | G | 1A |  | Landfill Gas | WEC_SDGE | California | San Diego | 1.2 | 2011 | 9999 |  |  |  | 0.056969 | Default Emission Factor
Sycamore Energy 1 | 10387_G_2A | 10387 | G | 2A |  | Landfill Gas | WEC_SDGE | California | San Diego | 1.2 | 2011 | 9999 |  |  |  | 0.056969 | Default Emission Factor
Sycamore Energy 1 | 10387_G_3 | 10387 | G | 3 |  | Landfill Gas | WEC_SDGE | California | San Diego | 2.8 | 2004 | 9999 |  |  |  | 0.056969 | Default Emission Factor
Kingsburg Cogen | 10405_G_GEN1 | 10405 | G | GEN1 | 90775 | Combined Cycle | WEC_CALN | California | Fresno | 22 | 1990 | 9999 | 2019 | 0.042641 | 2620 | 0.024606 | NEI 2019
Kingsburg Cogen | 10405_G_GEN2 | 10405 | G | GEN2 | 90775 | Combined Cycle | WEC_CALN | California | Fresno | 11.8 | 1990 | 9999 |  |  |  | 0.024606 | NEI 2019
Pensacola Florida Plant | 10416_G_GEN4 | 10416 | G | GEN4 |  | Combustion Turbine | S_SOU | Florida | Escambia | 82 | 1993 | 9999 |  |  |  | 0.088964 | Default Emission Factor
New-Indy Ontario Mill | 10427_G_GEN2 | 10427 | G | GEN2 |  | Combustion Turbine | WECC_SCE | California | San Bernardino | 14.7 | 2019 | 9999 |  |  |  | 0.046393 | Default Emission Factor
New-Indy Ontario Mill | 10427_G_GEN3 | 10427 | G | GEN3 |  | Combustion Turbine | WECC_SCE | California | San Bernardino | 14.7 | 2019 | 9999 |  |  |  | 0.046393 | Default Emission Factor
Mosaic New Wales Operations | 10434_G_TG2 | 10434 | G | TG2 |  | Non-Fossil Waste | FRCC | Florida | Polk | 48 | 1984 | 9999 |  |  |  | 0.029032 | Default Emission Factor
Mosaic New Wales Operations | 10434_G_TG3 | 10434 | G | TG3 |  | Non-Fossil Waste | FRCC | Florida | Polk | 32 | 1982 | 9999 |  |  |  | 0.029032 | Default Emission Factor
Mosaic New Wales Operations | 10434_G_TG4 | 10434 | G | TG4 |  | Non-Fossil Waste | FRCC | Florida | Polk | 24 | 2014 | 9999 |  |  |  | 0.029032 | Default Emission Factor
ExxonMobil Baytown Refinery | 10436_G_GT38 | 10436 | G | GT38 |  | Combustion Turbine | ERC_REST | Texas | Harris | 28 | 1989 | 9999 | 2019 | 11.9806 | 222231.8438 | 0.10782 | NEI 2019
ExxonMobil Baytown Refinery | 10436_G_GT41 | 10436 | G | GT41 |  | Combustion Turbine | ERC_REST | Texas | Harris | 18 | 1977 | 9999 | 2019 | 11.4078 | 142863.3281 | 0.1597 | NEI 2019
ExxonMobil Baytown Refinery | 10436_G_GT42 | 10436 | G | GT42 |  | Combustion Turbine | ERC_REST | Texas | Harris | 18 | 1977 | 9999 | 2019 | 10.7473 | 142863.3281 | 0.15046 | NEI 2019
ExxonMobil Baytown Refinery | 10436_G_GT43 | 10436 | G | GT43 |  | Combustion Turbine | ERC_REST | Texas | Harris | 18 | 1977 | 9999 | 2019 | 13.1504 | 142863.3281 | 0.1841 | NEI 2019
ExxonMobil Baytown Refinery | 10436_G_GT44 | 10436 | G | GT44 |  | Combustion Turbine | ERC_REST | Texas | Harris | 18 | 1977 | 9999 | 2019 | 12.5895 | 142863.3281 | 0.17625 | NEI 2019
ExxonMobil Baytown Refinery | 10436_G_GT45 | 10436 | G | GT45 |  | Combustion Turbine | ERC_REST | Texas | Harris | 28 | 1988 | 9999 | 2019 | 7.7359 | 222231.8438 | 0.06962 | NEI 2019
ExxonMobil Baytown Refinery | 10436_G_ST34 | 10436 | G | ST34 |  | Non-Fossil Waste | ERC_REST | Texas | Harris | 7.5 | 1952 | 9999 |  |  |  | 0.029032 | Default Emission Factor
Wisconsin Rapids Paper Mill | 10466_G_GEN3 | 10466 | G | GEN3 |  | Non-Fossil Waste | MIS_WUMS | Wisconsin | Wood | 5 | 1976 | 9999 |  |  |  | 0.029032 | Default Emission Factor
Kern River Cogeneration | 10496_G_GTAG | 10496 | G | GTAG |  | Combustion Turbine | WECC_SCE | California | Kern | 72 | 1985 | 9999 |  |  |  | 0.088964 | Default Emission Factor
Kern River Cogeneration | 10496_G_GTBG | 10496 | G | GTBG |  | Combustion Turbine | WECC_SCE | California | Kern | 72 | 1985 | 9999 |  |  |  | 0.088964 | Default Emission Factor
Kern River Cogeneration | 10496_G_GTCG | 10496 | G | GTCG |  | Combustion Turbine | WECC_SCE | California | Kern | 72 | 1985 | 9999 |  |  |  | 0.088964 | Default Emission Factor
Kern River Cogeneration | 10496_G_GTDG | 10496 | G | GTDG |  | Combustion Turbine | WECC_SCE | California | Kern | 72 | 1985 | 9999 |  |  |  | 0.088964 | Default Emission Factor
Mid-Set Cogeneration | 10501_G_K100 | 10501 | G | K100 |  | Combustion Turbine | WEC_CALN | California | Kern | 36 | 1989 | 9999 |  |  |  | 0.088964 | Default Emission Factor
Lederle Laboratories | 10521_G_3A | 10521 | G | 3A |  | Combined Cycle | NY_Z_G-I | New York | Rockland | 1.5 | 1998 | 9999 |  |  |  | 0.030815 | Default Emission Factor
Lederle Laboratories | 10521_G_GEN1 | 10521 | G | GEN1 |  | Combined Cycle | NY_Z_G-I | New York | Rockland | 8.3 | 1991 | 9999 |  |  |  | 0.030815 | Default Emission Factor
Lederle Laboratories | 10521_G_GEN2 | 10521 | G | GEN2 |  | Combined Cycle | NY_Z_G-I | New York | Rockland | 8.3 | 1991 | 9999 |  |  |  | 0.030815 | Default Emission Factor
Lederle Laboratories | 10521_G_GEN3 | 10521 | G | GEN3 |  | Combined Cycle | NY_Z_G-I | New York | Rockland | 2.2 | 1990 | 9999 |  |  |  | 0.030815 | Default Emission Factor
Lederle Laboratories | 10521_G_TG4 | 10521 | G | TG4 |  | Combined Cycle | NY_Z_G-I | New York | Rockland | 1.4 | 1997 | 9999 |  |  |  | 0.030815 | Default Emission Factor
Grand River | 10532_G_2-1 | 10532 | G | 2-1 |  | Landfill Gas | MIS_LMI | Michigan | Clinton | 0.8 | 1991 | 9999 |  |  |  | 0.056969 | Default Emission Factor
Grand River | 10532_G_2-3 | 10532 | G | 2-3 |  | Landfill Gas | MIS_LMI | Michigan | Clinton | 0.8 | 1991 | 9999 |  |  |  | 0.056969 | Default Emission Factor
Grand River | 10532_G_2-4 | 10532 | G | 2-4 |  | Landfill Gas | MIS_LMI | Michigan | Clinton | 0.8 | 1996 | 9999 |  |  |  | 0.056969 | Default Emission Factor
Grand River | 10532_G_2-5 | 10532 | G | 2-5 |  | Landfill Gas | MIS_LMI | Michigan | Clinton | 0.8 | 1997 | 9999 |  |  |  | 0.056969 | Default Emission Factor
San Jose Cogeneration | 10548_G_GEN1 | 10548 | G | GEN1 |  | Combustion Turbine | WEC_CALN | California | Santa Clara | 5.6 | 1984 | 9999 |  |  |  | 0.088964 | Default Emission Factor
Al Turi | 10549_G_2 | 10549 | G | 2 |  | Landfill Gas | NY_Z_G-I | New York | Orange | 0.8 | 2011 | 9999 |  |  |  | 0.056969 | Default Emission Factor
Al Turi | 10549_G_3 | 10549 | G | 3 |  | Landfill Gas | NY_Z_G-I | New York | Orange | 0.8 | 2011 | 9999 |  |  |  | 0.056969 | Default Emission Factor
Formosa Utility Venture Ltd | 10554_G_3ST1 | 10554 | G | 3ST1 |  | Combined Cycle | ERC_REST | Texas | Calhoun | 38 | 2019 | 9999 |  |  |  | 0.020469 | Default Emission Factor
Formosa Utility Venture Ltd | 10554_G_3TBG1 | 10554 | G | 3TBG1 |  | Combined Cycle | ERC_REST | Texas | Calhoun | 97 | 2019 | 9999 |  |  |  | 0.020469 | Default Emission Factor
Formosa Utility Venture Ltd | 10554_G_3TBG2 | 10554 | G | 3TBG2 |  | Combined Cycle | ERC_REST | Texas | Calhoun | 97 | 2019 | 9999 |  |  |  | 0.020469 | Default Emission Factor
Formosa Utility Venture Ltd | 10554_G_BO3 | 10554 | G | BO3 |  | Combined Cycle | ERC_REST | Texas | Calhoun | 32 | 1987 | 9999 |  |  |  | 0.030815 | Default Emission Factor
Formosa Utility Venture Ltd | 10554_G_ST1 | 10554 | G | ST1 |  | Combined Cycle | ERC_REST | Texas | Calhoun | 28.5 | 1994 | 9999 |  |  |  | 0.030815 | Default Emission Factor
Formosa Utility Venture Ltd | 10554_G_ST2 | 10554 | G | ST2 |  | Combined Cycle | ERC_REST | Texas | Calhoun | 57.5 | 1994 | 9999 |  |  |  | 0.030815 | Default Emission Factor
Formosa Utility Venture Ltd | 10554_G_ST3 | 10554 | G | ST3 |  | Combined Cycle | ERC_REST | Texas | Calhoun | 47.3 | 2002 | 9999 |  |  |  | 0.030815 | Default Emission Factor
Formosa Utility Venture Ltd | 10554_G_TBG1 | 10554 | G | TBG1 |  | Combined Cycle | ERC_REST | Texas | Calhoun | 72 | 1993 | 9999 |  |  |  | 0.030815 | Default Emission Factor
Formosa Utility Venture Ltd | 10554_G_TBG2 | 10554 | G | TBG2 |  | Combined Cycle | ERC_REST | Texas | Calhoun | 72 | 1993 | 9999 |  |  |  | 0.030815 | Default Emission Factor
Formosa Utility Venture Ltd | 10554_G_TBG3 | 10554 | G | TBG3 |  | Combined Cycle | ERC_REST | Texas | Calhoun | 72 | 1993 | 9999 |  |  |  | 0.030815 | Default Emission Factor
Formosa Utility Venture Ltd | 10554_G_TBG4 | 10554 | G | TBG4 |  | Combined Cycle | ERC_REST | Texas | Calhoun | 72 | 1994 | 9999 |  |  |  | 0.030815 | Default Emission Factor
Formosa Utility Venture Ltd | 10554_G_TBG5 | 10554 | G | TBG5 |  | Combined Cycle | ERC_REST | Texas | Calhoun | 72 | 1994 | 9999 |  |  |  | 0.030815 | Default Emission Factor
Formosa Utility Venture Ltd | 10554_G_TBG6 | 10554 | G | TBG6 |  | Combined Cycle | ERC_REST | Texas | Calhoun | 72 | 2003 | 9999 |  |  |  | 0.030815 | Default Emission Factor
Algonquin Windsor Locks | 10567_G_GTG | 10567 | G | GTG | 3556 | Combined Cycle | NENG_CT | Connecticut | Hartford | 35 | 1990 | 9999 | 2019 | 0.2003 | 4520.2 | 0.011437 | NEI 2019
Algonquin Windsor Locks | 10567_G_GTG2 | 10567 | G | GTG2 |  | Combined Cycle | NENG_CT | Connecticut | Hartford | 13 | 2012 | 9999 | 2019 | 0.50944 | 107315.95 | 0.011437 | NEI 2019
Algonquin Windsor Locks | 10567_G_STG | 10567 | G | STG | 3556 | Combined Cycle | NENG_CT | Connecticut | Hartford | 16 | 1990 | 9999 |  |  |  | 0.011437 | NEI 2019
Tesoro Wilmington Calciner | 10601_G_GEN1 | 10601 | G | GEN1 |  | Non-Fossil Waste | WECC_SCE | California | Los Angeles | 30.7 | 1982 | 9999 |  |  |  | 0.029032 | Default Emission Factor
CH Resources Beaver Falls | 10617_G_GEN1 | 10617 | G | GEN1 | 3560 | Combined Cycle | NY_Z_C&E | New York | Lewis | 50.7 | 1995 | 9999 |  |  |  | 0.030815 | Default Emission Factor
CH Resources Beaver Falls | 10617_G_GEN2 | 10617 | G | GEN2 | 3560 | Combined Cycle | NY_Z_C&E | New York | Lewis | 30.6 | 1995 | 9999 |  |  |  | 0.030815 | Default Emission Factor
Carthage Energy LLC | 10620_G_GEN1 | 10620 | G | GEN1 | 3563 | Combined Cycle | NY_Z_C&E | New York | Jefferson | 38.2 | 1991 | 9999 |  |  |  | 0.030815 | Default Emission Factor
Carthage Energy LLC | 10620_G_GEN2 | 10620 | G | GEN2 | 3563 | Combined Cycle | NY_Z_C&E | New York | Jefferson | 21 | 1991 | 9999 |  |  |  | 0.030815 | Default Emission Factor
CH Resources Syracuse | 10621_G_GEN1 | 10621 | G | GEN1 | 3564 | Combined Cycle | NY_Z_C&E | New York | Onondaga | 56.5 | 1994 | 9999 |  |  |  | 0.030815 | Default Emission Factor
CH Resources Syracuse | 10621_G_GEN2 | 10621 | G | GEN2 | 3564 | Combined Cycle | NY_Z_C&E | New York | Onondaga | 28.8 | 1994 | 9999 |  |  |  | 0.030815 | Default Emission Factor
Civic Center | 10623_G_GEN1 | 10623 | G | GEN1 |  | Combined Cycle | WEC_LADW | California | Los Angeles | 22.1 | 1989 | 9999 |  |  |  | 0.030815 | Default Emission Factor
Civic Center | 10623_G_GEN2 | 10623 | G | GEN2 |  | Combined Cycle | WEC_LADW | California | Los Angeles | 1.5 | 1989 | 9999 |  |  |  | 0.030815 | Default Emission Factor
Hopewell Cogeneration | 10633_G_GT1 | 10633 | G | GT1 | 88335 | Combined Cycle | PJM_Dom | Virginia | Prince George | 94.1 | 1990 | 9999 | 2019 | 14.127 | 739768 | 0.056349 | NEI 2019
Hopewell Cogeneration | 10633_G_GT2 | 10633 | G | GT2 | 88336 | Combined Cycle | PJM_Dom | Virginia | Prince George | 94.1 | 1990 | 9999 | 2019 | 13.7909 | 372851 | 0.056349 | NEI 2019
Hopewell Cogeneration | 10633_G_GT3 | 10633 | G | GT3 | 88337 | Combined Cycle | PJM_Dom | Virginia | Prince George | 94.1 | 1990 | 9999 | 2019 | 14.2148 | 382809 | 0.056349 | NEI 2019
Hopewell Cogeneration | 10633_G_ST1 | 10633 | G | ST1 | 88335 | Combined Cycle | PJM_Dom | Virginia | Prince George | 96 | 1990 | 9999 |  |  |  | 0.056349 | NEI 2019
Bear Mountain Limited | 10649_G_GEN1 | 10649 | G | GEN1 | 91243 | Combustion Turbine | WEC_CALN | California | Kern | 46 | 1995 | 9999 | 2017 | 0.24427 | 33818 | 0.014446 | NEI 2019
Badger Creek Limited | 10650_G_GEN1 | 10650 | G | GEN1 | 91244 | Combustion Turbine | WEC_CALN | California | Kern | 46 | 1991 | 9999 | 2017 | 0.35646 | 15982 | 0.044608 | NEI 2019
Marshalltown | 1068_G_1 | 1068 | G | 1 | 89836 | Combustion Turbine | MIS_IA | Iowa | Marshall | 55.9 | 1978 | 9999 |  |  |  | 0.088964 | Default Emission Factor
Marshalltown | 1068_G_2 | 1068 | G | 2 | 89842 | Combustion Turbine | MIS_IA | Iowa | Marshall | 56.2 | 1978 | 9999 |  |  |  | 0.088964 | Default Emission Factor
Marshalltown | 1068_G_3 | 1068 | G | 3 | 89844 | Combustion Turbine | MIS_IA | Iowa | Marshall | 61.7 | 1978 | 9999 |  |  |  | 0.088964 | Default Emission Factor
Brush Generation Facility | 10682_G_GT1 | 10682 | G | GT1 |  | Combined Cycle | WECC_CO | Colorado | Morgan | 25 | 1990 | 9999 |  |  |  | 0.030815 | Default Emission Factor
Brush Generation Facility | 10682_G_GT2 | 10682 | G | GT2 | 3576 | Combustion Turbine | WECC_CO | Colorado | Morgan | 25 | 1990 | 9999 |  |  |  | 0.088964 | Default Emission Factor
Brush Generation Facility | 10682_G_GT3 | 10682 | G | GT3 |  | Combined Cycle | WECC_CO | Colorado | Morgan | 32 | 1994 | 9999 |  |  |  | 0.030815 | Default Emission Factor
Brush Generation Facility | 10682_G_GT4 | 10682 | G | GT4 | 4142 | Combined Cycle | WECC_CO | Colorado | Morgan | 25 | 1999 | 9999 |  |  |  | 0.030815 | Default Emission Factor
Brush Generation Facility | 10682_G_GT5 | 10682 | G | GT5 | 4143 | Combined Cycle | WECC_CO | Colorado | Morgan | 25 | 1999 | 9999 |  |  |  | 0.030815 | Default Emission Factor
Brush Generation Facility | 10682_G_ST1 | 10682 | G | ST1 |  | Combined Cycle | WECC_CO | Colorado | Morgan | 30 | 1990 | 9999 |  |  |  | 0.030815 | Default Emission Factor
Brush Generation Facility | 10682_G_ST2 | 10682 | G | ST2 |  | Combined Cycle | WECC_CO | Colorado | Morgan | 40 | 1994 | 9999 |  |  |  | 0.030815 | Default Emission Factor
Brush Generation Facility | 10682_G_ST4 | 10682 | G | ST4 | 4143 | Combined Cycle | WECC_CO | Colorado | Morgan | 90 | 2002 | 9999 |  |  |  | 0.030815 | Default Emission Factor
ExxonMobil Baton Rouge Turbine Generator | 10690_G_CTG1 | 10690 | G | CTG1 |  | Combustion Turbine | MIS_LA | Louisiana | East Baton Rouge | 76.7 | 1990 | 9999 |  |  |  | 0.088964 | Default Emission Factor
ExxonMobil Baytown Turbine | 10692_G_GEN1 | 10692 | G | GEN1 |  | Combustion Turbine | ERC_REST | Texas | Harris | 32 | 1989 | 9999 |  |  |  | 0.088964 | Default Emission Factor
ExxonMobil Baytown Turbine | 10692_G_GEN2 | 10692 | G | GEN2 |  | Combustion Turbine | ERC_REST | Texas | Harris | 32 | 1989 | 9999 |  |  |  | 0.088964 | Default Emission Factor
ExxonMobil Baytown Turbine | 10692_G_GEN3 | 10692 | G | GEN3 |  | Combustion Turbine | ERC_REST | Texas | Harris | 32 | 1989 | 9999 |  |  |  | 0.088964 | Default Emission Factor
ExxonMobil Baytown Turbine | 10692_G_GEN4 | 10692 | G | GEN4 |  | Combustion Turbine | ERC_REST | Texas | Harris | 90 | 1997 | 9999 |  |  |  | 0.088964 | Default Emission Factor
ExxonMobil Baytown Turbine | 10692_G_GEN5 | 10692 | G | GEN5 |  | Combustion Turbine | ERC_REST | Texas | Harris | 140 | 2004 | 9999 |  |  |  | 0.088964 | Default Emission Factor
Selkirk Cogen | 10725_G_GEN1 | 10725 | G | GEN1 | 3577 | Combined Cycle | NY_Z_F | New York | Albany | 69.4 | 1992 | 9999 | 2019 | 0.58044 | 47501 | 0.008433 | NEI 2019
Selkirk Cogen | 10725_G_GEN2 | 10725 | G | GEN2 | 3577 | Combined Cycle | NY_Z_F | New York | Albany | 8.7 | 1992 | 9999 |  |  |  | 0.008433 | NEI 2019
Selkirk Cogen | 10725_G_GEN3 | 10725 | G | GEN3 | 3578 | Combined Cycle | NY_Z_F | New York | Albany | 79.3 | 1994 | 9999 |  |  |  | 0.008433 | NEI 2019
Selkirk Cogen | 10725_G_GEN4 | 10725 | G | GEN4 | 3579 | Combined Cycle | NY_Z_F | New York | Albany | 79.3 | 1994 | 9999 |  |  |  | 0.008433 | NEI 2019
Selkirk Cogen | 10725_G_GEN5 | 10725 | G | GEN5 | 3578 | Combined Cycle | NY_Z_F | New York | Albany | 123.6 | 1994 | 9999 | 2019 | 0.0635 | 105209 | 0.008433 | NEI 2019
Masspower | 10726_G_GEN1 | 10726 | G | GEN1 | 3580 | Combined Cycle | NENGREST | Massachusetts | Hampden | 83 | 1993 | 9999 | 2019 | 3.7832 | 282447 | 0.044713 | NEI 2019
Masspower | 10726_G_GEN2 | 10726 | G | GEN2 | 3581 | Combined Cycle | NENGREST | Massachusetts | Hampden | 83 | 1993 | 9999 |  |  |  | 0.044713 | NEI 2019
Masspower | 10726_G_GEN3 | 10726 | G | GEN3 | 3580 | Combined Cycle | NENGREST | Massachusetts | Hampden | 79 | 1993 | 9999 |  |  |  | 0.044713 | NEI 2019
Midland Cogeneration Venture | 10745_G_1G12 | 10745 | G | 1G12 |  | Combustion Turbine | MIS_LMI | Michigan | Midland | 5.2 | 1990 | 9999 |  |  |  | 0.69077 | Default Emission Factor
Midland Cogeneration Venture | 10745_G_BP15 | 10745 | G | BP15 | 88573 | Combined Cycle | MIS_LMI | Michigan | Midland | 13.4 | 1998 | 9999 |  |  |  | 0.030815 | Default Emission Factor
Midland Cogeneration Venture | 10745_G_GT10 | 10745 | G | GT10 | 88574 | Combined Cycle | MIS_LMI | Michigan | Midland | 88 | 1990 | 9999 |  |  |  | 0.030815 | Default Emission Factor
Midland Cogeneration Venture | 10745_G_GT11 | 10745 | G | GT11 | 88575 | Combined Cycle | MIS_LMI | Michigan | Midland | 88 | 1990 | 9999 |  |  |  | 0.030815 | Default Emission Factor
Midland Cogeneration Venture | 10745_G_GT12 | 10745 | G | GT12 | 88576 | Combined Cycle | MIS_LMI | Michigan | Midland | 88 | 1990 | 9999 |  |  |  | 0.030815 | Default Emission Factor
Midland Cogeneration Venture | 10745_G_GT13 | 10745 | G | GT13 | 88577 | Combined Cycle | MIS_LMI | Michigan | Midland | 88 | 1990 | 9999 |  |  |  | 0.030815 | Default Emission Factor
Midland Cogeneration Venture | 10745_G_GT14 | 10745 | G | GT14 | 88578 | Combined Cycle | MIS_LMI | Michigan | Midland | 88 | 1990 | 9999 |  |  |  | 0.030815 | Default Emission Factor
Midland Cogeneration Venture | 10745_G_GT3 | 10745 | G | GT3 | 88567 | Combined Cycle | MIS_LMI | Michigan | Midland | 88 | 1989 | 9999 |  |  |  | 0.030815 | Default Emission Factor
Midland Cogeneration Venture | 10745_G_GT4 | 10745 | G | GT4 | 88568 | Combined Cycle | MIS_LMI | Michigan | Midland | 88 | 1989 | 9999 |  |  |  | 0.030815 | Default Emission Factor
Midland Cogeneration Venture | 10745_G_GT5 | 10745 | G | GT5 | 88569 | Combined Cycle | MIS_LMI | Michigan | Midland | 88 | 1989 | 9999 |  |  |  | 0.030815 | Default Emission Factor
Midland Cogeneration Venture | 10745_G_GT6 | 10745 | G | GT6 | 88570 | Combined Cycle | MIS_LMI | Michigan | Midland | 88 | 1989 | 9999 |  |  |  | 0.030815 | Default Emission Factor
Midland Cogeneration Venture | 10745_G_GT7 | 10745 | G | GT7 | 88571 | Combined Cycle | MIS_LMI | Michigan | Midland | 88 | 1989 | 9999 |  |  |  | 0.030815 | Default Emission Factor
Midland Cogeneration Venture | 10745_G_GT8 | 10745 | G | GT8 | 88572 | Combined Cycle | MIS_LMI | Michigan | Midland | 88 | 1989 | 9999 |  |  |  | 0.030815 | Default Emission Factor
Midland Cogeneration Venture | 10745_G_GT9 | 10745 | G | GT9 | 88573 | Combined Cycle | MIS_LMI | Michigan | Midland | 88 | 1990 | 9999 |  |  |  | 0.030815 | Default Emission Factor
Midland Cogeneration Venture | 10745_G_ST1 | 10745 | G | ST1 | 88567 | Combined Cycle | MIS_LMI | Michigan | Midland | 410 | 1990 | 9999 |  |  |  | 0.030815 | Default Emission Factor
Midland Cogeneration Venture | 10745_G_ST2 | 10745 | G | ST2 | 88573 | Combined Cycle | MIS_LMI | Michigan | Midland | 380 | 1990 | 9999 |  |  |  | 0.030815 | Default Emission Factor
Marina Landfill Gas | 10748_G_U1C06 | 10748 | G | U1C06 |  | Landfill Gas | WEC_CALN | California | Monterey | 1.6 | 2006 | 9999 |  |  |  | 0.056969 | Default Emission Factor
Marina Landfill Gas | 10748_G_U2J02 | 10748 | G | U2J02 |  | Landfill Gas | WEC_CALN | California | Monterey | 1 | 2002 | 9999 |  |  |  | 0.056969 | Default Emission Factor
Marina Landfill Gas | 10748_G_U4J16 | 10748 | G | U4J16 |  | Landfill Gas | WEC_CALN | California | Monterey | 1.2 | 2016 | 9999 |  |  |  | 0.056969 | Default Emission Factor
Camden Plant Holdings LLC | 10751_G_GEN1 | 10751 | G | GEN1 | 3583 | Combined Cycle | PJM_EMAC | New Jersey | Camden | 79.8 | 1993 | 9999 |  |  |  | 0.004053 | NEI 2019
Camden Plant Holdings LLC | 10751_G_GEN2 | 10751 | G | GEN2 | 3583 | Combined Cycle | PJM_EMAC | New Jersey | Camden | 65.2 | 1993 | 9999 | 2019 | 0.12 | 59215 | 0.004053 | NEI 2019
Rifle Generating Station | 10755_G_GT2 | 10755 | G | GT2 |  | Combined Cycle | WECC_CO | Colorado | Garfield | 13 | 1987 | 9999 |  |  |  | 0.030815 | Default Emission Factor
Rifle Generating Station | 10755_G_GT3 | 10755 | G | GT3 |  | Combined Cycle | WECC_CO | Colorado | Garfield | 13 | 1987 | 9999 |  |  |  | 0.030815 | Default Emission Factor
Rifle Generating Station | 10755_G_GT4 | 10755 | G | GT4 |  | Combined Cycle | WECC_CO | Colorado | Garfield | 13 | 1987 | 9999 |  |  |  | 0.030815 | Default Emission Factor
Rifle Generating Station | 10755_G_ST1 | 10755 | G | ST1 |  | Combined Cycle | WECC_CO | Colorado | Garfield | 34 | 1987 | 9999 |  |  |  | 0.030815 | Default Emission Factor
Las Vegas Generating Station | 10761_G_GEN1 | 10761 | G | GEN1 | 90316 | Combined Cycle | WECC_SNV | Nevada | Clark | 41 | 1994 | 9999 |  |  |  | 0.030815 | Default Emission Factor
Las Vegas Generating Station | 10761_G_GEN2 | 10761 | G | GEN2 | 90316 | Combined Cycle | WECC_SNV | Nevada | Clark | 9 | 1994 | 9999 |  |  |  | 0.030815 | Default Emission Factor
Las Vegas Generating Station | 10761_G_GEN3 | 10761 | G | GEN3 | 3587 | Combined Cycle | WECC_SNV | Nevada | Clark | 45 | 2003 | 9999 |  |  |  | 0.030815 | Default Emission Factor
Las Vegas Generating Station | 10761_G_GEN4 | 10761 | G | GEN4 | 3588 | Combined Cycle | WECC_SNV | Nevada | Clark | 45 | 2003 | 9999 |  |  |  | 0.030815 | Default Emission Factor
Las Vegas Generating Station | 10761_G_GEN5 | 10761 | G | GEN5 | 3589 | Combined Cycle | WECC_SNV | Nevada | Clark | 45 | 2003 | 9999 |  |  |  | 0.030815 | Default Emission Factor
Las Vegas Generating Station | 10761_G_GEN6 | 10761 | G | GEN6 | 3590 | Combined Cycle | WECC_SNV | Nevada | Clark | 45 | 2003 | 9999 |  |  |  | 0.030815 | Default Emission Factor
Las Vegas Generating Station | 10761_G_GEN7 | 10761 | G | GEN7 | 3587 | Combined Cycle | WECC_SNV | Nevada | Clark | 26 | 2003 | 9999 |  |  |  | 0.030815 | Default Emission Factor
Las Vegas Generating Station | 10761_G_GEN8 | 10761 | G | GEN8 | 3589 | Combined Cycle | WECC_SNV | Nevada | Clark | 26 | 2003 | 9999 |  |  |  | 0.030815 | Default Emission Factor
E F Oxnard Energy Facility | 10776_G_GTG | 10776 | G | GTG |  | Combustion Turbine | WECC_SCE | California | Ventura | 48.5 | 1990 | 9999 | 2017 | 1.924 | 163730 | 0.023502 | NEI 2019
Sabine River Works | 10789_G_GEN1 | 10789 | G | GEN1 |  | Combined Cycle | MIS_WOTA | Texas | Orange | 82 | 1987 | 9999 |  |  |  | 0.00208 | NEI 2019
Sabine River Works | 10789_G_GT1A | 10789 | G | GT1A | 3945 | Combined Cycle | MIS_WOTA | Texas | Orange | 160 | 2001 | 9999 | 2019 | 2.0766 | 1283304 | 0.00208 | NEI 2019
Sabine River Works | 10789_G_GT1B | 10789 | G | GT1B | 3946 | Combined Cycle | MIS_WOTA | Texas | Orange | 160 | 2001 | 9999 | 2019 | 1.2344 | 1161713 | 0.00208 | NEI 2019
Sabine River Works | 10789_G_ST1A | 10789 | G | ST1A | 3945 | Combined Cycle | MIS_WOTA | Texas | Orange | 100 | 2001 | 9999 |  |  |  | 0.00208 | NEI 2019
Coralville GT | 1079_G_1 | 1079 | G | 1 |  | Combustion Turbine | MIS_MIDA | Iowa | Johnson | 16.5 | 1970 | 9999 |  |  |  | 0.088964 | Default Emission Factor
Coralville GT | 1079_G_2 | 1079 | G | 2 |  | Combustion Turbine | MIS_MIDA | Iowa | Johnson | 17.2 | 1970 | 9999 |  |  |  | 0.088964 | Default Emission Factor
Coralville GT | 1079_G_3 | 1079 | G | 3 |  | Combustion Turbine | MIS_MIDA | Iowa | Johnson | 16.2 | 1970 | 9999 |  |  |  | 0.088964 | Default Emission Factor
Coralville GT | 1079_G_4 | 1079 | G | 4 |  | Combustion Turbine | MIS_MIDA | Iowa | Johnson | 16.5 | 1970 | 9999 |  |  |  | 0.088964 | Default Emission Factor
Victoria Texas Plant | 10790_G_GEN1 | 10790 | G | GEN1 |  | Combustion Turbine | ERC_REST | Texas | Victoria | 75 | 1987 | 9999 | 2019 | 33.3476 | 505437 | 0.13196 | NEI 2019
Kenilworth Energy Facility | 10805_G_GEN1 | 10805 | G | GEN1 | 3600 | Combined Cycle | PJM_EMAC | New Jersey | Union | 20 | 1989 | 9999 |  |  |  | 0.030815 | Default Emission Factor
Kenilworth Energy Facility | 10805_G_GEN2 | 10805 | G | GEN2 | 3600 | Combined Cycle | PJM_EMAC | New Jersey | Union | 4.5 | 1989 | 9999 |  |  |  | 0.030815 | Default Emission Factor
Ada Cogeneration LP | 10819_G_GEN1 | 10819 | G | GEN1 |  | Combined Cycle | MIS_LMI | Michigan | Kent | 22 | 1990 | 9999 |  |  |  | 0.003229 | NEI 2019
Ada Cogeneration LP | 10819_G_GEN2 | 10819 | G | GEN2 |  | Combined Cycle | MIS_LMI | Michigan | Kent | 8 | 1990 | 9999 | 2019 | 0.2214 | 24017 | 0.003229 | NEI 2019
Deer Island Treatment Plant | 10823_G_G101 | 10823 | G | G101 | 3602 | Combustion Turbine | NENGREST | Massachusetts | Suffolk | 22 | 1995 | 9999 |  |  |  | 0.12949 | Default Emission Factor
Deer Island Treatment Plant | 10823_G_G201 | 10823 | G | G201 | 3603 | Combustion Turbine | NENGREST | Massachusetts | Suffolk | 22 | 1995 | 9999 |  |  |  | 0.12949 | Default Emission Factor
River Hills | 1084_G_1 | 1084 | G | 1 |  | Combustion Turbine | MIS_MIDA | Iowa | Polk | 16 | 1966 | 9999 |  |  |  | 0.088964 | Default Emission Factor
River Hills | 1084_G_2 | 1084 | G | 2 |  | Combustion Turbine | MIS_MIDA | Iowa | Polk | 16 | 1966 | 9999 |  |  |  | 0.088964 | Default Emission Factor
River Hills | 1084_G_3 | 1084 | G | 3 |  | Combustion Turbine | MIS_MIDA | Iowa | Polk | 16 | 1966 | 9999 |  |  |  | 0.088964 | Default Emission Factor
River Hills | 1084_G_4 | 1084 | G | 4 |  | Combustion Turbine | MIS_MIDA | Iowa | Polk | 16 | 1966 | 9999 |  |  |  | 0.088964 | Default Emission Factor
River Hills | 1084_G_5 | 1084 | G | 5 |  | Combustion Turbine | MIS_MIDA | Iowa | Polk | 16 | 1967 | 9999 |  |  |  | 0.088964 | Default Emission Factor
River Hills | 1084_G_6 | 1084 | G | 6 |  | Combustion Turbine | MIS_MIDA | Iowa | Polk | 16 | 1967 | 9999 |  |  |  | 0.088964 | Default Emission Factor
River Hills | 1084_G_7 | 1084 | G | 7 |  | Combustion Turbine | MIS_MIDA | Iowa | Polk | 16 | 1968 | 9999 |  |  |  | 0.088964 | Default Emission Factor
River Hills | 1084_G_8 | 1084 | G | 8 |  | Combustion Turbine | MIS_MIDA | Iowa | Polk | 16 | 1968 | 9999 |  |  |  | 0.088964 | Default Emission Factor
Archer Daniels Midland Cedar Rapids | 10864_G_GEN7 | 10864 | G | GEN7 |  | Combustion Turbine | MIS_IA | Iowa | Linn | 35 | 2016 | 9999 | 2019 | 5.0174 | 269853 | 0.037186 | NEI 2019
Hazelton | 10870_G_GEN1 | 10870 | G | GEN1 | 3605 | Combustion Turbine | PJM_WMAC | Pennsylvania | Luzerne | 58.9 | 1989 | 9999 |  |  |  | 0.088964 | Default Emission Factor
Hazelton | 10870_G_GEN2 | 10870 | G | GEN2 | 9579 | Combustion Turbine | PJM_WMAC | Pennsylvania | Luzerne | 28.3 | 2002 | 9999 |  |  |  | 0.088964 | Default Emission Factor
Hazelton | 10870_G_GEN3 | 10870 | G | GEN3 | 9580 | Combustion Turbine | PJM_WMAC | Pennsylvania | Luzerne | 29.3 | 2002 | 9999 |  |  |  | 0.088964 | Default Emission Factor
Hazelton | 10870_G_GEN4 | 10870 | G | GEN4 | 9581 | Combustion Turbine | PJM_WMAC | Pennsylvania | Luzerne | 29.1 | 2002 | 9999 |  |  |  | 0.088964 | Default Emission Factor
Medical Area Total Energy Plant | 10883_G_CT1 | 10883 | G | CT1 |  | Combustion Turbine | NENGREST | Massachusetts | Suffolk | 12.5 | 2003 | 9999 | 2019 | 0.764 | 87803.8926 | 0.017402 | NEI 2019
Medical Area Total Energy Plant | 10883_G_CT2 | 10883 | G | CT2 |  | Combustion Turbine | NENGREST | Massachusetts | Suffolk | 12.5 | 2003 | 9999 | 2019 | 0.7089 | 87803.8926 | 0.016147 | NEI 2019
Medical Area Total Energy Plant | 10883_G_CT3 | 10883 | G | CT3 |  | Combustion Turbine | NENGREST | Massachusetts | Suffolk | 12.8 | 2017 | 9999 |  |  |  | 0.088964 | Default Emission Factor
Medical Area Total Energy Plant | 10883_G_DEG1 | 10883 | G | DEG1 |  | Combustion Turbine | NENGREST | Massachusetts | Suffolk | 6 | 1985 | 9999 | 2019 | 0.0242 | 540.7967 | 0.089498 | NEI 2019
Medical Area Total Energy Plant | 10883_G_DEG2 | 10883 | G | DEG2 |  | Combustion Turbine | NENGREST | Massachusetts | Suffolk | 6 | 1985 | 9999 |  |  |  | 0.69077 | Default Emission Factor
Medical Area Total Energy Plant | 10883_G_DEG3 | 10883 | G | DEG3 |  | Combustion Turbine | NENGREST | Massachusetts | Suffolk | 6 | 1985 | 9999 |  |  |  | 0.69077 | Default Emission Factor
Medical Area Total Energy Plant | 10883_G_DEG4 | 10883 | G | DEG4 |  | Combustion Turbine | NENGREST | Massachusetts | Suffolk | 6 | 1985 | 9999 | 2019 | 0.0137 | 540.7967 | 0.050666 | NEI 2019
Medical Area Total Energy Plant | 10883_G_DEG5 | 10883 | G | DEG5 |  | Combustion Turbine | NENGREST | Massachusetts | Suffolk | 6 | 1985 | 9999 | 2019 | 0.0137 | 540.7967 | 0.050666 | NEI 2019
Medical Area Total Energy Plant | 10883_G_DEG6 | 10883 | G | DEG6 |  | Combustion Turbine | NENGREST | Massachusetts | Suffolk | 6 | 1986 | 9999 |  |  |  | 0.69077 | Default Emission Factor
Olive View Medical Center | 10884_G_CTC1 | 10884 | G | CTC1 |  | Combustion Turbine | WEC_LADW | California | Los Angeles | 2.7 | 1987 | 9999 |  |  |  | 0.088964 | Default Emission Factor
Olive View Medical Center | 10884_G_CTC2 | 10884 | G | CTC2 |  | Combustion Turbine | WEC_LADW | California | Los Angeles | 2.7 | 1987 | 9999 |  |  |  | 0.088964 | Default Emission Factor
Merl Parr | 1097_G_1 | 1097 | G | 1 |  | Combustion Turbine | MIS_MIDA | Iowa | Floyd | 16.6 | 1969 | 9999 |  |  |  | 0.088964 | Default Emission Factor
Merl Parr | 1097_G_2 | 1097 | G | 2 |  | Combustion Turbine | MIS_MIDA | Iowa | Floyd | 16 | 1969 | 9999 |  |  |  | 0.088964 | Default Emission Factor
Burlington (IA) | 1104_G_GT1 | 1104 | G | GT1 |  | Combustion Turbine | MIS_IA | Iowa | Des Moines | 12.7 | 1994 | 2025 | 2019 | 0.0080976 | 172.9362 | 0.093648 | NEI 2019
Burlington (IA) | 1104_G_GT2 | 1104 | G | GT2 |  | Combustion Turbine | MIS_IA | Iowa | Des Moines | 11.9 | 1995 | 2025 | 2019 | 0.008768 | 162.0426 | 0.10822 | NEI 2019
Burlington (IA) | 1104_G_GT3 | 1104 | G | GT3 |  | Combustion Turbine | MIS_IA | Iowa | Des Moines | 13 | 1996 | 2025 | 2019 | 0.0083104 | 177.0213 | 0.093892 | NEI 2019
Burlington (IA) | 1104_G_GT4 | 1104 | G | GT4 |  | Combustion Turbine | MIS_IA | Iowa | Des Moines | 9.4 | 1994 | 2025 | 2019 | 0.007504 | 128 | 0.11725 | NEI 2019
Algona | 1120_G_6 | 1120 | G | 6 |  | Combustion Turbine | MIS_MIDA | Iowa | Kossuth | 3.2 | 1965 | 9999 |  |  |  | 0.11376 | Default Emission Factor
Algona | 1120_G_7 | 1120 | G | 7 |  | Combustion Turbine | MIS_MIDA | Iowa | Kossuth | 4.1 | 1970 | 9999 |  |  |  | 0.11376 | Default Emission Factor
Algona | 1120_G_8 | 1120 | G | 8 |  | Combustion Turbine | MIS_MIDA | Iowa | Kossuth | 4.4 | 1994 | 9999 |  |  |  | 0.69077 | Default Emission Factor
Algona | 1120_G_9 | 1120 | G | 9 |  | Combustion Turbine | MIS_MIDA | Iowa | Kossuth | 4.4 | 1994 | 9999 |  |  |  | 0.69077 | Default Emission Factor
Alta Municipal Utilities | 1121_G_2A | 1121 | G | 2A |  | Combustion Turbine | MIS_MIDA | Iowa | Buena Vista | 2 | 2018 | 9999 |  |  |  | 0.69077 | Default Emission Factor
Alta Municipal Utilities | 1121_G_3A | 1121 | G | 3A |  | Combustion Turbine | MIS_MIDA | Iowa | Buena Vista | 2 | 2018 | 9999 |  |  |  | 0.69077 | Default Emission Factor
Anita | 1123_G_2 | 1123 | G | 2 |  | Combustion Turbine | MIS_IL | Iowa | Cass | 0.1 | 1939 | 9999 |  |  |  | 0.69077 | Default Emission Factor
Anita | 1123_G_3 | 1123 | G | 3 |  | Combustion Turbine | MIS_IL | Iowa | Cass | 0.2 | 1951 | 9999 |  |  |  | 0.69077 | Default Emission Factor
Anita | 1123_G_4 | 1123 | G | 4 |  | Combustion Turbine | MIS_IL | Iowa | Cass | 0.2 | 2000 | 9999 |  |  |  | 0.69077 | Default Emission Factor
Anita | 1123_G_5 | 1123 | G | 5 |  | Combustion Turbine | MIS_IL | Iowa | Cass | 0.2 | 2000 | 9999 |  |  |  | 0.69077 | Default Emission Factor
Anita | 1123_G_6 | 1123 | G | 6 |  | Combustion Turbine | MIS_IL | Iowa | Cass | 2 | 2003 | 9999 |  |  |  | 0.69077 | Default Emission Factor
Atlantic | 1124_G_6 | 1124 | G | 6 |  | Combustion Turbine | MIS_MIDA | Iowa | Cass | 9.8 | 1999 | 9999 |  |  |  | 0.088964 | Default Emission Factor
Bancroft | 1125_G_5 | 1125 | G | 5 |  | Combustion Turbine | MIS_MIDA | Iowa | Kossuth | 0.5 | 1954 | 9999 |  |  |  | 0.69077 | Default Emission Factor
Bancroft | 1125_G_6 | 1125 | G | 6 |  | Combustion Turbine | MIS_MIDA | Iowa | Kossuth | 1.8 | 2001 | 9999 |  |  |  | 0.69077 | Default Emission Factor
Bancroft | 1125_G_7 | 1125 | G | 7 |  | Combustion Turbine | MIS_MIDA | Iowa | Kossuth | 1.8 | 2001 | 9999 |  |  |  | 0.69077 | Default Emission Factor
Bellevue | 1126_G_2 | 1126 | G | 2 |  | Combustion Turbine | MIS_IA | Iowa | Jackson | 1.6 | 1992 | 9999 |  |  |  | 0.69077 | Default Emission Factor
Bellevue | 1126_G_3 | 1126 | G | 3 |  | Combustion Turbine | MIS_IA | Iowa | Jackson | 1.7 | 2001 | 9999 |  |  |  | 0.69077 | Default Emission Factor
Bellevue | 1126_G_4 | 1126 | G | 4 |  | Combustion Turbine | MIS_IA | Iowa | Jackson | 0.6 | 1963 | 9999 |  |  |  | 0.69077 | Default Emission Factor
Bellevue | 1126_G_5 | 1126 | G | 5 |  | Combustion Turbine | MIS_IA | Iowa | Jackson | 0.7 | 1953 | 9999 |  |  |  | 0.69077 | Default Emission Factor
Bellevue | 1126_G_6 | 1126 | G | 6 |  | Combustion Turbine | MIS_IA | Iowa | Jackson | 2.4 | 1971 | 9999 |  |  |  | 0.69077 | Default Emission Factor
Bloomfield | 1127_G_1 | 1127 | G | 1 |  | Combustion Turbine | MIS_IA | Iowa | Davis | 2.3 | 1975 | 9999 |  |  |  | 0.11376 | Default Emission Factor
Bloomfield | 1127_G_2 | 1127 | G | 2 |  | Combustion Turbine | MIS_IA | Iowa | Davis | 0.2 | 1945 | 9999 |  |  |  | 0.69077 | Default Emission Factor
Bloomfield | 1127_G_3 | 1127 | G | 3 |  | Combustion Turbine | MIS_IA | Iowa | Davis | 2.2 | 1964 | 9999 |  |  |  | 0.11376 | Default Emission Factor
Bloomfield | 1127_G_4 | 1127 | G | 4 |  | Combustion Turbine | MIS_IA | Iowa | Davis | 0.2 | 1946 | 9999 |  |  |  | 0.69077 | Default Emission Factor
Bloomfield | 1127_G_5 | 1127 | G | 5 |  | Combustion Turbine | MIS_IA | Iowa | Davis | 0.8 | 1951 | 9999 |  |  |  | 0.11376 | Default Emission Factor
Bloomfield | 1127_G_6 | 1127 | G | 6 |  | Combustion Turbine | MIS_IA | Iowa | Davis | 1.2 | 1958 | 9999 |  |  |  | 0.11376 | Default Emission Factor
Brooklyn | 1128_G_7 | 1128 | G | 7 |  | Combustion Turbine | MIS_IA | Iowa | Poweshiek | 2 | 2012 | 9999 |  |  |  | 0.69077 | Default Emission Factor
Cascade | 1129_G_1 | 1129 | G | 1 |  | Combustion Turbine | MIS_IA | Iowa | Dubuque | 0.7 | 1957 | 9999 |  |  |  | 0.69077 | Default Emission Factor
Cascade | 1129_G_2 | 1129 | G | 2 |  | Combustion Turbine | MIS_IA | Iowa | Dubuque | 1.9 | 1971 | 9999 |  |  |  | 0.11376 | Default Emission Factor
Cascade | 1129_G_3A | 1129 | G | 3A |  | Combustion Turbine | MIS_IA | Iowa | Dubuque | 1.8 | 1998 | 9999 |  |  |  | 0.69077 | Default Emission Factor
Cascade | 1129_G_4 | 1129 | G | 4 |  | Combustion Turbine | MIS_IA | Iowa | Dubuque | 0.5 | 1951 | 9999 |  |  |  | 0.69077 | Default Emission Factor
Gas Turbine (IA) | 1130_G_1 | 1130 | G | 1 |  | Combustion Turbine | MIS_MIDA | Iowa | Black Hawk | 19 | 1968 | 9999 |  |  |  | 0.088964 | Default Emission Factor
Gas Turbine (IA) | 1130_G_2 | 1130 | G | 2 |  | Combustion Turbine | MIS_MIDA | Iowa | Black Hawk | 24.4 | 2000 | 9999 |  |  |  | 0.088964 | Default Emission Factor
Coggon | 1132_G_IC5 | 1132 | G | IC5 |  | Combustion Turbine | MIS_IL | Iowa | Linn | 1.8 | 2003 | 9999 |  |  |  | 0.69077 | Default Emission Factor
Corning | 1134_G_5 | 1134 | G | 5 |  | Combustion Turbine | MIS_IA | Iowa | Adams | 2.8 | 1975 | 9999 |  |  |  | 0.69077 | Default Emission Factor
Corning | 1134_G_6 | 1134 | G | 6 |  | Combustion Turbine | MIS_IA | Iowa | Adams | 2 | 2006 | 9999 |  |  |  | 0.69077 | Default Emission Factor
Corning | 1134_G_7 | 1134 | G | 7 |  | Combustion Turbine | MIS_IA | Iowa | Adams | 2 | 2006 | 9999 |  |  |  | 0.69077 | Default Emission Factor
Dayton (IA) | 1135_G_5 | 1135 | G | 5 |  | Combustion Turbine | MIS_IA | Iowa | Webster | 1.8 | 2000 | 9999 |  |  |  | 0.69077 | Default Emission Factor
Estherville | 1137_G_2 | 1137 | G | 2 |  | Combustion Turbine | MIS_IA | Iowa | Emmet | 1.1 | 1946 | 9999 |  |  |  | 0.69077 | Default Emission Factor
Estherville | 1137_G_3 | 1137 | G | 3 |  | Combustion Turbine | MIS_IA | Iowa | Emmet | 2.7 | 1960 | 9999 |  |  |  | 0.11376 | Default Emission Factor
Estherville | 1137_G_4 | 1137 | G | 4 |  | Combustion Turbine | MIS_IA | Iowa | Emmet | 3.6 | 1969 | 9999 |  |  |  | 0.11376 | Default Emission Factor
Estherville | 1137_G_5 | 1137 | G | 5 |  | Combustion Turbine | MIS_IA | Iowa | Emmet | 3.6 | 1969 | 9999 |  |  |  | 0.11376 | Default Emission Factor
Estherville | 1137_G_7 | 1137 | G | 7 |  | Combustion Turbine | MIS_IA | Iowa | Emmet | 2.7 | 1960 | 9999 |  |  |  | 0.11376 | Default Emission Factor
Forest City Light Plant | 1138_G_1 | 1138 | G | 1 |  | Combustion Turbine | MIS_MNWI | Iowa | Winnebago | 1.3 | 1958 | 9999 |  |  |  | 0.69077 | Default Emission Factor
Forest City Light Plant | 1138_G_2 | 1138 | G | 2 |  | Combustion Turbine | MIS_MNWI | Iowa | Winnebago | 2.2 | 1965 | 9999 |  |  |  | 0.69077 | Default Emission Factor
Forest City Light Plant | 1138_G_3 | 1138 | G | 3 |  | Combustion Turbine | MIS_MNWI | Iowa | Winnebago | 3.3 | 1968 | 9999 |  |  |  | 0.69077 | Default Emission Factor
Forest City Light Plant | 1138_G_4 | 1138 | G | 4 |  | Combustion Turbine | MIS_MNWI | Iowa | Winnebago | 6.1 | 1976 | 9999 |  |  |  | 0.69077 | Default Emission Factor
Forest City Light Plant | 1138_G_5 | 1138 | G | 5 |  | Combustion Turbine | MIS_MNWI | Iowa | Winnebago | 0.7 | 1950 | 9999 |  |  |  | 0.69077 | Default Emission Factor
Forest City Light Plant | 1138_G_6 | 1138 | G | 6 |  | Combustion Turbine | MIS_MNWI | Iowa | Winnebago | 7.6 | 2000 | 9999 |  |  |  | 0.69077 | Default Emission Factor
Douglas | 114_G_1 | 114 | G | 1 |  | Combustion Turbine | WECC_AZ | Arizona | Cochise | 15 | 1972 | 9999 |  |  |  | 0.12949 | Default Emission Factor
Gowrie | 1141_G_3 | 1141 | G | 3 |  | Combustion Turbine | MIS_IA | Iowa | Webster | 2.2 | 2013 | 9999 |  |  |  | 0.69077 | Default Emission Factor
Graettinger | 1142_G_4 | 1142 | G | 4 |  | Combustion Turbine | MIS_IA | Iowa | Palo Alto | 0.5 | 1957 | 9999 |  |  |  | 0.69077 | Default Emission Factor
Graettinger | 1142_G_5 | 1142 | G | 5 |  | Combustion Turbine | MIS_IA | Iowa | Palo Alto | 1.1 | 1990 | 9999 |  |  |  | 0.69077 | Default Emission Factor
Graettinger | 1142_G_6 | 1142 | G | 6 |  | Combustion Turbine | MIS_IA | Iowa | Palo Alto | 2 | 2002 | 9999 |  |  |  | 0.69077 | Default Emission Factor
Grand Junction | 1143_G_2 | 1143 | G | 2 |  | Combustion Turbine | MIS_IA | Iowa | Greene | 1.7 | 1994 | 9999 |  |  |  | 0.69077 | Default Emission Factor
Greenfield | 1144_G_1 | 1144 | G | 1 |  | Combustion Turbine | MIS_MIDA | Iowa | Adair | 2.2 | 2020 | 9999 |  |  |  | 0.34419 | Default Emission Factor
Greenfield | 1144_G_2 | 1144 | G | 2 |  | Combustion Turbine | MIS_MIDA | Iowa | Adair | 2.2 | 2020 | 9999 |  |  |  | 0.34419 | Default Emission Factor
Grundy Center City Light Plant | 1145_G_IC1 | 1145 | G | IC1 |  | Combustion Turbine | MIS_IA | Iowa | Grundy | 2.2 | 1963 | 9999 |  |  |  | 0.11376 | Default Emission Factor
Grundy Center City Light Plant | 1145_G_IC2 | 1145 | G | IC2 |  | Combustion Turbine | MIS_IA | Iowa | Grundy | 3.5 | 1972 | 9999 |  |  |  | 0.11376 | Default Emission Factor
Grundy Center City Light Plant | 1145_G_IC3 | 1145 | G | IC3 |  | Combustion Turbine | MIS_IA | Iowa | Grundy | 3 | 1990 | 9999 |  |  |  | 0.11376 | Default Emission Factor
Harlan | 1146_G_HMU1 | 1146 | G | HMU1 |  | Combustion Turbine | MIS_MIDA | Iowa | Shelby | 1.6 | 2001 | 9999 |  |  |  | 0.69077 | Default Emission Factor
Harlan | 1146_G_HMU2 | 1146 | G | HMU2 |  | Combustion Turbine | MIS_MIDA | Iowa | Shelby | 1.6 | 2001 | 9999 |  |  |  | 0.69077 | Default Emission Factor
Indianola | 1150_G_5 | 1150 | G | 5 |  | Combustion Turbine | MIS_MIDA | Iowa | Warren | 4 | 1966 | 9999 |  |  |  | 0.11376 | Default Emission Factor
Indianola | 1150_G_6 | 1150 | G | 6 |  | Combustion Turbine | MIS_MIDA | Iowa | Warren | 5 | 1970 | 9999 |  |  |  | 0.11376 | Default Emission Factor
Indianola | 1150_G_7 | 1150 | G | 7 |  | Combustion Turbine | MIS_MIDA | Iowa | Warren | 19.4 | 1977 | 9999 |  |  |  | 0.12949 | Default Emission Factor
Indianola | 1150_G_8 | 1150 | G | 8 |  | Combustion Turbine | MIS_MIDA | Iowa | Warren | 22.8 | 2000 | 9999 |  |  |  | 0.12949 | Default Emission Factor
Lake Park | 1153_G_3 | 1153 | G | 3 |  | Combustion Turbine | MIS_IA | Iowa | Dickinson | 2 | 2005 | 9999 |  |  |  | 0.69077 | Default Emission Factor
Lake Park | 1153_G_G2 | 1153 | G | G2 |  | Combustion Turbine | MIS_IA | Iowa | Dickinson | 2 | 2005 | 9999 |  |  |  | 0.69077 | Default Emission Factor
Lake Mills | 1154_G_4 | 1154 | G | 4 |  | Combustion Turbine | MIS_IA | Iowa | Winnebago | 1.3 | 1962 | 9999 |  |  |  | 0.11376 | Default Emission Factor
Lake Mills | 1154_G_6 | 1154 | G | 6 |  | Combustion Turbine | MIS_IA | Iowa | Winnebago | 5.7 | 1979 | 9999 |  |  |  | 0.69077 | Default Emission Factor
Lake Mills | 1154_G_7 | 1154 | G | 7 |  | Combustion Turbine | MIS_IA | Iowa | Winnebago | 7.6 | 1999 | 9999 |  |  |  | 0.69077 | Default Emission Factor
Lamoni Municipal Utilities | 1155_G_1 | 1155 | G | 1 |  | Combustion Turbine | MIS_IA | Iowa | Decatur | 2.7 | 1973 | 9999 |  |  |  | 0.11376 | Default Emission Factor
Lamoni Municipal Utilities | 1155_G_2 | 1155 | G | 2 |  | Combustion Turbine | MIS_IA | Iowa | Decatur | 0.2 | 1940 | 9999 |  |  |  | 0.69077 | Default Emission Factor
Lamoni Municipal Utilities | 1155_G_3 | 1155 | G | 3 |  | Combustion Turbine | MIS_IA | Iowa | Decatur | 0.3 | 1941 | 9999 |  |  |  | 0.69077 | Default Emission Factor
Lamoni Municipal Utilities | 1155_G_4 | 1155 | G | 4 |  | Combustion Turbine | MIS_IA | Iowa | Decatur | 0.6 | 1948 | 9999 |  |  |  | 0.69077 | Default Emission Factor
Lamoni Municipal Utilities | 1155_G_5 | 1155 | G | 5 |  | Combustion Turbine | MIS_IA | Iowa | Decatur | 1.1 | 1955 | 9999 |  |  |  | 0.11376 | Default Emission Factor
Lamoni Municipal Utilities | 1155_G_6 | 1155 | G | 6 |  | Combustion Turbine | MIS_IA | Iowa | Decatur | 0.5 | 1993 | 9999 |  |  |  | 0.69077 | Default Emission Factor
Lamoni Municipal Utilities | 1155_G_7 | 1155 | G | 7 |  | Combustion Turbine | MIS_IA | Iowa | Decatur | 2.3 | 2011 | 9999 |  |  |  | 0.69077 | Default Emission Factor
Lamoni Municipal Utilities | 1155_G_8 | 1155 | G | 8 |  | Combustion Turbine | MIS_IA | Iowa | Decatur | 2.3 | 2011 | 9999 |  |  |  | 0.69077 | Default Emission Factor
La Porte | 1156_G_3A | 1156 | G | 3A |  | Combustion Turbine | MIS_IL | Iowa | Black Hawk | 1.8 | 2000 | 9999 |  |  |  | 0.69077 | Default Emission Factor
La Porte | 1156_G_4A | 1156 | G | 4A |  | Combustion Turbine | MIS_IL | Iowa | Black Hawk | 1.8 | 2000 | 9999 |  |  |  | 0.69077 | Default Emission Factor
La Porte | 1156_G_6 | 1156 | G | 6 |  | Combustion Turbine | MIS_IL | Iowa | Black Hawk | 1.8 | 2013 | 9999 |  |  |  | 0.69077 | Default Emission Factor
Laurens | 1157_G_3 | 1157 | G | 3 |  | Combustion Turbine | MIS_MIDA | Iowa | Pocahontas | 0.7 | 1952 | 9999 |  |  |  | 0.69077 | Default Emission Factor
Laurens | 1157_G_4 | 1157 | G | 4 |  | Combustion Turbine | MIS_MIDA | Iowa | Pocahontas | 0.7 | 1951 | 9999 |  |  |  | 0.69077 | Default Emission Factor
Laurens | 1157_G_5 | 1157 | G | 5 |  | Combustion Turbine | MIS_MIDA | Iowa | Pocahontas | 2.3 | 2013 | 9999 |  |  |  | 0.69077 | Default Emission Factor
Laurens | 1157_G_6 | 1157 | G | 6 |  | Combustion Turbine | MIS_MIDA | Iowa | Pocahontas | 2.3 | 2013 | 9999 |  |  |  | 0.69077 | Default Emission Factor
Laurens | 1157_G_7 | 1157 | G | 7 |  | Combustion Turbine | MIS_MIDA | Iowa | Pocahontas | 2.3 | 2013 | 9999 |  |  |  | 0.69077 | Default Emission Factor
Lenox | 1158_G_1 | 1158 | G | 1 |  | Combustion Turbine | MIS_IA | Iowa | Taylor | 0.3 | 1948 | 9999 |  |  |  | 0.69077 | Default Emission Factor
Lenox | 1158_G_2 | 1158 | G | 2 |  | Combustion Turbine | MIS_IA | Iowa | Taylor | 1.1 | 1965 | 9999 |  |  |  | 0.69077 | Default Emission Factor
Lenox | 1158_G_3 | 1158 | G | 3 |  | Combustion Turbine | MIS_IA | Iowa | Taylor | 0.9 | 1966 | 9999 |  |  |  | 0.69077 | Default Emission Factor
Lenox | 1158_G_4 | 1158 | G | 4 |  | Combustion Turbine | MIS_IA | Iowa | Taylor | 1.7 | 2001 | 9999 |  |  |  | 0.69077 | Default Emission Factor
Lenox | 1158_G_5 | 1158 | G | 5 |  | Combustion Turbine | MIS_IA | Iowa | Taylor | 1.8 | 2016 | 9999 |  |  |  | 0.69077 | Default Emission Factor
Ocotillo | 116_G_GT1 | 116 | G | GT1 | 66 | Combustion Turbine | WECC_AZ | Arizona | Maricopa | 50 | 1972 | 9999 |  |  |  | 0.088964 | Default Emission Factor
Ocotillo | 116_G_GT2 | 116 | G | GT2 | 67 | Combustion Turbine | WECC_AZ | Arizona | Maricopa | 50 | 1973 | 9999 |  |  |  | 0.088964 | Default Emission Factor
Ocotillo | 116_G_GT3 | 116 | G | GT3 | 91277 | Combustion Turbine | WECC_AZ | Arizona | Maricopa | 104.7 | 2019 | 9999 |  |  |  | 0.046393 | Default Emission Factor
Ocotillo | 116_G_GT4 | 116 | G | GT4 | 91278 | Combustion Turbine | WECC_AZ | Arizona | Maricopa | 104.7 | 2019 | 9999 |  |  |  | 0.046393 | Default Emission Factor
Ocotillo | 116_G_GT5 | 116 | G | GT5 | 91279 | Combustion Turbine | WECC_AZ | Arizona | Maricopa | 104.7 | 2019 | 9999 |  |  |  | 0.046393 | Default Emission Factor
Ocotillo | 116_G_GT6 | 116 | G | GT6 | 91280 | Combustion Turbine | WECC_AZ | Arizona | Maricopa | 104.7 | 2019 | 9999 |  |  |  | 0.046393 | Default Emission Factor
Ocotillo | 116_G_GT7 | 116 | G | GT7 | 91281 | Combustion Turbine | WECC_AZ | Arizona | Maricopa | 104.7 | 2019 | 9999 |  |  |  | 0.046393 | Default Emission Factor
Manning | 1160_G_1 | 1160 | G | 1 |  | Combustion Turbine | MIS_MIDA | Iowa | Carroll | 0.2 | 1928 | 9999 |  |  |  | 0.69077 | Default Emission Factor
Manning | 1160_G_2 | 1160 | G | 2 |  | Combustion Turbine | MIS_MIDA | Iowa | Carroll | 0.2 | 1928 | 9999 |  |  |  | 0.69077 | Default Emission Factor
Manning | 1160_G_4 | 1160 | G | 4 |  | Combustion Turbine | MIS_MIDA | Iowa | Carroll | 0.6 | 1949 | 9999 |  |  |  | 0.69077 | Default Emission Factor
Manning | 1160_G_M1 | 1160 | G | M1 |  | Combustion Turbine | MIS_MIDA | Iowa | Carroll | 2.3 | 2012 | 9999 |  |  |  | 0.69077 | Default Emission Factor
Manning | 1160_G_M2 | 1160 | G | M2 |  | Combustion Turbine | MIS_MIDA | Iowa | Carroll | 2.3 | 2012 | 9999 |  |  |  | 0.69077 | Default Emission Factor
Manning | 1160_G_M3 | 1160 | G | M3 |  | Combustion Turbine | MIS_MIDA | Iowa | Carroll | 2.3 | 2012 | 9999 |  |  |  | 0.69077 | Default Emission Factor
Maquoketa 1 | 1162_G_1A | 1162 | G | 1A |  | Combustion Turbine | MIS_IA | Iowa | Jackson | 2.8 | 2004 | 9999 |  |  |  | 0.11376 | Default Emission Factor
Maquoketa 1 | 1162_G_2A | 1162 | G | 2A |  | Combustion Turbine | MIS_IA | Iowa | Jackson | 2.8 | 2004 | 9999 |  |  |  | 0.11376 | Default Emission Factor
Maquoketa 1 | 1162_G_3 | 1162 | G | 3 |  | Combustion Turbine | MIS_IA | Iowa | Jackson | 1.8 | 1969 | 9999 |  |  |  | 0.11376 | Default Emission Factor
Maquoketa 1 | 1162_G_4A | 1162 | G | 4A |  | Combustion Turbine | MIS_IA | Iowa | Jackson | 1.7 | 1999 | 9999 |  |  |  | 0.69077 | Default Emission Factor
Maquoketa 1 | 1162_G_5 | 1162 | G | 5 |  | Combustion Turbine | MIS_IA | Iowa | Jackson | 1.4 | 1956 | 9999 |  |  |  | 0.11376 | Default Emission Factor
Maquoketa 1 | 1162_G_6 | 1162 | G | 6 |  | Combustion Turbine | MIS_IA | Iowa | Jackson | 2.1 | 1962 | 9999 |  |  |  | 0.11376 | Default Emission Factor
Maquoketa 1 | 1162_G_7 | 1162 | G | 7 |  | Combustion Turbine | MIS_IA | Iowa | Jackson | 6 | 1982 | 9999 |  |  |  | 0.11376 | Default Emission Factor
Maquoketa 1 | 1162_G_8 | 1162 | G | 8 |  | Combustion Turbine | MIS_IA | Iowa | Jackson | 1.7 | 1996 | 9999 |  |  |  | 0.69077 | Default Emission Factor
Maquoketa 1 | 1162_G_9 | 1162 | G | 9 |  | Combustion Turbine | MIS_IA | Iowa | Jackson | 1.7 | 2000 | 9999 |  |  |  | 0.69077 | Default Emission Factor
McGregor | 1163_G_1 | 1163 | G | 1 |  | Combustion Turbine | MIS_IA | Iowa | Clayton | 1.2 | 1977 | 9999 |  |  |  | 0.69077 | Default Emission Factor
McGregor | 1163_G_2 | 1163 | G | 2 |  | Combustion Turbine | MIS_IA | Iowa | Clayton | 0.3 | 1941 | 9999 |  |  |  | 0.69077 | Default Emission Factor
Milford | 1164_G_1 | 1164 | G | 1 |  | Combustion Turbine | MIS_IA | Iowa | Dickinson | 0.6 | 1954 | 9999 |  |  |  | 0.69077 | Default Emission Factor
Milford | 1164_G_4 | 1164 | G | 4 |  | Combustion Turbine | MIS_IA | Iowa | Dickinson | 0.5 | 1949 | 9999 |  |  |  | 0.69077 | Default Emission Factor
Milford | 1164_G_5 | 1164 | G | 5 |  | Combustion Turbine | MIS_IA | Iowa | Dickinson | 1.8 | 1997 | 9999 |  |  |  | 0.69077 | Default Emission Factor
Milford | 1164_G_6 | 1164 | G | 6 |  | Combustion Turbine | MIS_IA | Iowa | Dickinson | 1.8 | 1997 | 9999 |  |  |  | 0.69077 | Default Emission Factor
Milford | 1164_G_7 | 1164 | G | 7 |  | Combustion Turbine | MIS_IA | Iowa | Dickinson | 1.8 | 1997 | 9999 |  |  |  | 0.69077 | Default Emission Factor
Montezuma | 1165_G_1 | 1165 | G | 1 |  | Combustion Turbine | MIS_MIDA | Iowa | Poweshiek | 0.2 | 1940 | 9999 |  |  |  | 0.69077 | Default Emission Factor
Montezuma | 1165_G_10 | 1165 | G | 10 |  | Combustion Turbine | MIS_MIDA | Iowa | Poweshiek | 0.2 | 2003 | 9999 |  |  |  | 0.69077 | Default Emission Factor
Montezuma | 1165_G_4 | 1165 | G | 4 |  | Combustion Turbine | MIS_MIDA | Iowa | Poweshiek | 0.5 | 1947 | 9999 |  |  |  | 0.69077 | Default Emission Factor
Montezuma | 1165_G_5 | 1165 | G | 5 |  | Combustion Turbine | MIS_MIDA | Iowa | Poweshiek | 1 | 1959 | 9999 |  |  |  | 0.69077 | Default Emission Factor
Montezuma | 1165_G_6 | 1165 | G | 6 |  | Combustion Turbine | MIS_MIDA | Iowa | Poweshiek | 1.6 | 1967 | 9999 |  |  |  | 0.11376 | Default Emission Factor
Montezuma | 1165_G_7 | 1165 | G | 7 |  | Combustion Turbine | MIS_MIDA | Iowa | Poweshiek | 2.3 | 1974 | 9999 |  |  |  | 0.11376 | Default Emission Factor
Montezuma | 1165_G_8 | 1165 | G | 8 |  | Combustion Turbine | MIS_MIDA | Iowa | Poweshiek | 1.8 | 1998 | 9999 |  |  |  | 0.69077 | Default Emission Factor
Montezuma | 1165_G_9 | 1165 | G | 9 |  | Combustion Turbine | MIS_MIDA | Iowa | Poweshiek | 1.8 | 2000 | 9999 |  |  |  | 0.69077 | Default Emission Factor
Mt Pleasant | 1166_G_1 | 1166 | G | 1 |  | Combustion Turbine | MIS_IA | Iowa | Henry | 2 | 2002 | 9999 |  |  |  | 0.69077 | Default Emission Factor
Mt Pleasant | 1166_G_10 | 1166 | G | 10 |  | Combustion Turbine | MIS_IA | Iowa | Henry | 2 | 2002 | 9999 |  |  |  | 0.69077 | Default Emission Factor
Mt Pleasant | 1166_G_11 | 1166 | G | 11 |  | Combustion Turbine | MIS_IA | Iowa | Henry | 2 | 2002 | 9999 |  |  |  | 0.69077 | Default Emission Factor
Mt Pleasant | 1166_G_12 | 1166 | G | 12 |  | Combustion Turbine | MIS_IA | Iowa | Henry | 2 | 2002 | 9999 |  |  |  | 0.69077 | Default Emission Factor
Mt Pleasant | 1166_G_2 | 1166 | G | 2 |  | Combustion Turbine | MIS_IA | Iowa | Henry | 2 | 2002 | 9999 |  |  |  | 0.69077 | Default Emission Factor
Mt Pleasant | 1166_G_3 | 1166 | G | 3 |  | Combustion Turbine | MIS_IA | Iowa | Henry | 2 | 2002 | 9999 |  |  |  | 0.69077 | Default Emission Factor
Mt Pleasant | 1166_G_4A | 1166 | G | 4A |  | Combustion Turbine | MIS_IA | Iowa | Henry | 2 | 2002 | 9999 |  |  |  | 0.69077 | Default Emission Factor
Mt Pleasant | 1166_G_5A | 1166 | G | 5A |  | Combustion Turbine | MIS_IA | Iowa | Henry | 2 | 2002 | 9999 |  |  |  | 0.69077 | Default Emission Factor
Mt Pleasant | 1166_G_6 | 1166 | G | 6 |  | Combustion Turbine | MIS_IA | Iowa | Henry | 2 | 2002 | 9999 |  |  |  | 0.69077 | Default Emission Factor
Mt Pleasant | 1166_G_7 | 1166 | G | 7 |  | Combustion Turbine | MIS_IA | Iowa | Henry | 2 | 2002 | 9999 |  |  |  | 0.69077 | Default Emission Factor
Mt Pleasant | 1166_G_8 | 1166 | G | 8 |  | Combustion Turbine | MIS_IA | Iowa | Henry | 2 | 2002 | 9999 |  |  |  | 0.69077 | Default Emission Factor
Mt Pleasant | 1166_G_9 | 1166 | G | 9 |  | Combustion Turbine | MIS_IA | Iowa | Henry | 2 | 2002 | 9999 |  |  |  | 0.69077 | Default Emission Factor
Ogden | 1169_G_4 | 1169 | G | 4 |  | Combustion Turbine | MIS_IA | Iowa | Boone | 0.5 | 1951 | 9999 |  |  |  | 0.11376 | Default Emission Factor
Ogden | 1169_G_5 | 1169 | G | 5 |  | Combustion Turbine | MIS_IA | Iowa | Boone | 1 | 1958 | 9999 |  |  |  | 0.11376 | Default Emission Factor
Ogden | 1169_G_6 | 1169 | G | 6 |  | Combustion Turbine | MIS_IA | Iowa | Boone | 2.5 | 1971 | 9999 |  |  |  | 0.11376 | Default Emission Factor
West Phoenix | 117_G_1B | 117 | G | 1B |  | Combined Cycle | WECC_AZ | Arizona | Maricopa | 85 | 1976 | 9999 |  |  |  | 0.030815 | Default Emission Factor
West Phoenix | 117_G_2B | 117 | G | 2B |  | Combined Cycle | WECC_AZ | Arizona | Maricopa | 85 | 1976 | 9999 |  |  |  | 0.030815 | Default Emission Factor
West Phoenix | 117_G_3B | 117 | G | 3B |  | Combined Cycle | WECC_AZ | Arizona | Maricopa | 85 | 1976 | 9999 | 2017 | 2.365 | 180564 | 0.026196 | NEI 2019
West Phoenix | 117_G_C4-1 | 117 | G | C4-1 | 70 | Combined Cycle | WECC_AZ | Arizona | Maricopa | 68 | 2001 | 9999 |  |  |  | 0.030815 | Default Emission Factor
West Phoenix | 117_G_C4-2 | 117 | G | C4-2 | 70 | Combined Cycle | WECC_AZ | Arizona | Maricopa | 39 | 2001 | 9999 |  |  |  | 0.030815 | Default Emission Factor
West Phoenix | 117_G_C5-1 | 117 | G | C5-1 | 71 | Combined Cycle | WECC_AZ | Arizona | Maricopa | 155 | 2003 | 9999 | 2019 | 21.3715 | 530741 | 0.042893 | NEI 2019
West Phoenix | 117_G_C5-2 | 117 | G | C5-2 | 88097 | Combined Cycle | WECC_AZ | Arizona | Maricopa | 153 | 2003 | 9999 | 2017 | 18.8595 | 669012 | 0.042893 | NEI 2019
West Phoenix | 117_G_C5-3 | 117 | G | C5-3 | 71 | Combined Cycle | WECC_AZ | Arizona | Maricopa | 150 | 2003 | 9999 |  |  |  | 0.042893 | NEI 2019
West Phoenix | 117_G_GT1 | 117 | G | GT1 |  | Combustion Turbine | WECC_AZ | Arizona | Maricopa | 50 | 1972 | 9999 |  |  |  | 0.088964 | Default Emission Factor
West Phoenix | 117_G_GT2 | 117 | G | GT2 |  | Combustion Turbine | WECC_AZ | Arizona | Maricopa | 50 | 1973 | 9999 |  |  |  | 0.088964 | Default Emission Factor
Osage (IA) | 1172_G_5 | 1172 | G | 5 |  | Combustion Turbine | MIS_IA | Iowa | Mitchell | 3.1 | 1963 | 9999 |  |  |  | 0.11376 | Default Emission Factor
Osage (IA) | 1172_G_6 | 1172 | G | 6 |  | Combustion Turbine | MIS_IA | Iowa | Mitchell | 6 | 1973 | 9999 |  |  |  | 0.11376 | Default Emission Factor
Osage (IA) | 1172_G_7 | 1172 | G | 7 |  | Combustion Turbine | MIS_IA | Iowa | Mitchell | 3.6 | 1996 | 9999 |  |  |  | 0.69077 | Default Emission Factor
Osage (IA) | 1172_G_8 | 1172 | G | 8 |  | Combustion Turbine | MIS_IA | Iowa | Mitchell | 3.6 | 1998 | 9999 |  |  |  | 0.69077 | Default Emission Factor
Preston (IA) | 1176_G_4 | 1176 | G | 4 |  | Combustion Turbine | MIS_IA | Iowa | Jackson | 1.8 | 1980 | 9999 |  |  |  | 0.11376 | Default Emission Factor
Primghar | 1177_G_4 | 1177 | G | 4 |  | Combustion Turbine | MIS_MIDA | Iowa | O'Brien | 0.6 | 1972 | 9999 |  |  |  | 0.69077 | Default Emission Factor
Primghar | 1177_G_5 | 1177 | G | 5 |  | Combustion Turbine | MIS_MIDA | Iowa | O'Brien | 0.9 | 1992 | 9999 |  |  |  | 0.69077 | Default Emission Factor
Saguaro | 118_G_GE1 | 118 | G | GE1 | 8250 | Combustion Turbine | WECC_AZ | Arizona | Pinal | 76 | 2002 | 9999 |  |  |  | 0.088964 | Default Emission Factor
Saguaro | 118_G_GT1 | 118 | G | GT1 |  | Combustion Turbine | WECC_AZ | Arizona | Pinal | 50 | 1972 | 9999 |  |  |  | 0.088964 | Default Emission Factor
Saguaro | 118_G_GT2 | 118 | G | GT2 |  | Combustion Turbine | WECC_AZ | Arizona | Pinal | 50 | 1973 | 9999 |  |  |  | 0.088964 | Default Emission Factor
Rockford | 1180_G_1 | 1180 | G | 1 |  | Combustion Turbine | MIS_MIDA | Iowa | Floyd | 0.4 | 1951 | 9999 |  |  |  | 0.69077 | Default Emission Factor
Rockford | 1180_G_5 | 1180 | G | 5 |  | Combustion Turbine | MIS_MIDA | Iowa | Floyd | 0.9 | 1961 | 9999 |  |  |  | 0.69077 | Default Emission Factor
Rockford | 1180_G_6 | 1180 | G | 6 |  | Combustion Turbine | MIS_MIDA | Iowa | Floyd | 1.6 | 1999 | 9999 |  |  |  | 0.69077 | Default Emission Factor
Rock Rapids | 1181_G_1 | 1181 | G | 1 |  | Combustion Turbine | MIS_IA | Iowa | Lyon | 2.5 | 1968 | 9999 |  |  |  | 0.69077 | Default Emission Factor
Sibley One | 1184_G_2 | 1184 | G | 2 |  | Combustion Turbine | MIS_IL | Iowa | Osceola | 1.9 | 1971 | 9999 |  |  |  | 0.11376 | Default Emission Factor
Sibley One | 1184_G_3 | 1184 | G | 3 |  | Combustion Turbine | MIS_IL | Iowa | Osceola | 1.1 | 1987 | 9999 |  |  |  | 0.11376 | Default Emission Factor
Sibley One | 1184_G_5 | 1184 | G | 5 |  | Combustion Turbine | MIS_IL | Iowa | Osceola | 1.8 | 2000 | 9999 |  |  |  | 0.11376 | Default Emission Factor
Spencer Gas Turbine | 1186_G_GT1 | 1186 | G | GT1 |  | Combustion Turbine | SPP_WAUE | Iowa | Clay | 17 | 1970 | 9999 |  |  |  | 0.12949 | Default Emission Factor
State Center | 1187_G_1 | 1187 | G | 1 |  | Combustion Turbine | MIS_IL | Iowa | Marshall | 0.6 | 1995 | 9999 |  |  |  | 0.69077 | Default Emission Factor
State Center | 1187_G_2 | 1187 | G | 2 |  | Combustion Turbine | MIS_IL | Iowa | Marshall | 0.6 | 1995 | 9999 |  |  |  | 0.69077 | Default Emission Factor
State Center | 1187_G_3 | 1187 | G | 3 |  | Combustion Turbine | MIS_IL | Iowa | Marshall | 1.3 | 1995 | 9999 |  |  |  | 0.69077 | Default Emission Factor
State Center | 1187_G_4 | 1187 | G | 4 |  | Combustion Turbine | MIS_IL | Iowa | Marshall | 1.3 | 1995 | 9999 |  |  |  | 0.69077 | Default Emission Factor
State Center | 1187_G_6 | 1187 | G | 6 |  | Combustion Turbine | MIS_IL | Iowa | Marshall | 2.5 | 1972 | 9999 |  |  |  | 0.11376 | Default Emission Factor
Story City | 1188_G_1 | 1188 | G | 1 |  | Combustion Turbine | MIS_IL | Iowa | Story | 1.3 | 1964 | 9999 |  |  |  | 0.11376 | Default Emission Factor
Story City | 1188_G_2 | 1188 | G | 2 |  | Combustion Turbine | MIS_IL | Iowa | Story | 2 | 1972 | 9999 |  |  |  | 0.11376 | Default Emission Factor
Story City | 1188_G_4A | 1188 | G | 4A |  | Combustion Turbine | MIS_IL | Iowa | Story | 3.1 | 2003 | 9999 |  |  |  | 0.11376 | Default Emission Factor
Story City | 1188_G_5A | 1188 | G | 5A |  | Combustion Turbine | MIS_IL | Iowa | Story | 3.1 | 1993 | 9999 |  |  |  | 0.11376 | Default Emission Factor
Story City | 1188_G_6 | 1188 | G | 6 |  | Combustion Turbine | MIS_IL | Iowa | Story | 2 | 1978 | 9999 |  |  |  | 0.11376 | Default Emission Factor
Story City | 1188_G_7 | 1188 | G | 7 |  | Combustion Turbine | MIS_IL | Iowa | Story | 2 | 1978 | 9999 |  |  |  | 0.11376 | Default Emission Factor
Stuart (IA) | 1190_G_1 | 1190 | G | 1 |  | Combustion Turbine | MIS_IA | Iowa | Guthrie | 0.6 | 1956 | 9999 |  |  |  | 0.11376 | Default Emission Factor
Stuart (IA) | 1190_G_2 | 1190 | G | 2 |  | Combustion Turbine | MIS_IA | Iowa | Guthrie | 1.1 | 1968 | 9999 |  |  |  | 0.11376 | Default Emission Factor
Stuart (IA) | 1190_G_4 | 1190 | G | 4 |  | Combustion Turbine | MIS_IA | Iowa | Guthrie | 1 | 1964 | 9999 |  |  |  | 0.11376 | Default Emission Factor
Traer Main | 1192_G_3 | 1192 | G | 3 |  | Combustion Turbine | MIS_IL | Iowa | Tama | 1 | 1963 | 9999 |  |  |  | 0.11376 | Default Emission Factor
Traer Main | 1192_G_4 | 1192 | G | 4 |  | Combustion Turbine | MIS_IL | Iowa | Tama | 1 | 1963 | 9999 |  |  |  | 0.11376 | Default Emission Factor
Traer Main | 1192_G_6 | 1192 | G | 6 |  | Combustion Turbine | MIS_IL | Iowa | Tama | 1.2 | 1970 | 9999 |  |  |  | 0.11376 | Default Emission Factor
Villisca Municipal Power Plant | 1193_G_5 | 1193 | G | 5 |  | Combustion Turbine | MIS_IA | Iowa | Montgomery | 2 | 2003 | 9999 |  |  |  | 0.69077 | Default Emission Factor
Villisca Municipal Power Plant | 1193_G_6 | 1193 | G | 6 |  | Combustion Turbine | MIS_IA | Iowa | Montgomery | 2 | 2003 | 9999 |  |  |  | 0.69077 | Default Emission Factor
Vinton | 1194_G_1 | 1194 | G | 1 |  | Combustion Turbine | MIS_IL | Iowa | Benton | 1.2 | 1955 | 9999 |  |  |  | 0.11376 | Default Emission Factor
Vinton | 1194_G_10 | 1194 | G | 10 |  | Combustion Turbine | MIS_IL | Iowa | Benton | 0.6 | 2009 | 9999 |  |  |  | 0.69077 | Default Emission Factor
Vinton | 1194_G_6 | 1194 | G | 6 |  | Combustion Turbine | MIS_IL | Iowa | Benton | 2.5 | 1961 | 9999 |  |  |  | 0.11376 | Default Emission Factor
Vinton | 1194_G_7 | 1194 | G | 7 |  | Combustion Turbine | MIS_IL | Iowa | Benton | 3.7 | 1967 | 9999 |  |  |  | 0.11376 | Default Emission Factor
Vinton | 1194_G_8 | 1194 | G | 8 |  | Combustion Turbine | MIS_IL | Iowa | Benton | 5.6 | 1973 | 9999 |  |  |  | 0.11376 | Default Emission Factor
Vinton | 1194_G_9 | 1194 | G | 9 |  | Combustion Turbine | MIS_IL | Iowa | Benton | 3 | 1992 | 9999 |  |  |  | 0.11376 | Default Emission Factor
Webster City | 1198_G_6 | 1198 | G | 6 |  | Combustion Turbine | MIS_MIDA | Iowa | Hamilton | 20.7 | 1972 | 9999 |  |  |  | 0.12949 | Default Emission Factor
West Bend | 1199_G_1 | 1199 | G | 1 |  | Combustion Turbine | MIS_IA | Iowa | Palo Alto | 1 | 1959 | 9999 |  |  |  | 0.69077 | Default Emission Factor
West Bend | 1199_G_3 | 1199 | G | 3 |  | Combustion Turbine | MIS_IA | Iowa | Palo Alto | 0.9 | 1954 | 9999 |  |  |  | 0.69077 | Default Emission Factor
West Bend | 1199_G_4 | 1199 | G | 4 |  | Combustion Turbine | MIS_IA | Iowa | Palo Alto | 2 | 1973 | 9999 |  |  |  | 0.69077 | Default Emission Factor
West Bend | 1199_G_5 | 1199 | G | 5 |  | Combustion Turbine | MIS_IA | Iowa | Palo Alto | 2.5 | 2013 | 9999 |  |  |  | 0.69077 | Default Emission Factor
Yucca | 120_G_GT1 | 120 | G | GT1 |  | Combustion Turbine | WECC_AZ | Arizona | Yuma | 18 | 1971 | 9999 |  |  |  | 0.088964 | Default Emission Factor
Yucca | 120_G_GT2 | 120 | G | GT2 |  | Combustion Turbine | WECC_AZ | Arizona | Yuma | 18 | 1971 | 9999 |  |  |  | 0.088964 | Default Emission Factor
Yucca | 120_G_GT21 | 120 | G | GT21 |  | Combustion Turbine | WECC_AZ | Arizona | Yuma | 20 | 1978 | 9999 |  |  |  | 0.12949 | Default Emission Factor
Yucca | 120_G_GT3 | 120 | G | GT3 |  | Combustion Turbine | WECC_AZ | Arizona | Yuma | 52 | 1973 | 9999 |  |  |  | 0.088964 | Default Emission Factor
Yucca | 120_G_GT4 | 120 | G | GT4 |  | Combustion Turbine | WECC_AZ | Arizona | Yuma | 51 | 1974 | 9999 |  |  |  | 0.12949 | Default Emission Factor
Yucca | 120_G_GT5 | 120 | G | GT5 | 89724 | Combustion Turbine | WECC_AZ | Arizona | Yuma | 47 | 2008 | 9999 |  |  |  | 0.088964 | Default Emission Factor
Yucca | 120_G_GT6 | 120 | G | GT6 | 89725 | Combustion Turbine | WECC_AZ | Arizona | Yuma | 47 | 2008 | 9999 |  |  |  | 0.088964 | Default Emission Factor
West Liberty | 1200_G_2 | 1200 | G | 2 |  | Combustion Turbine | MIS_IL | Iowa | Muscatine | 2.1 | 1974 | 9999 |  |  |  | 0.69077 | Default Emission Factor
West Liberty | 1200_G_3 | 1200 | G | 3 |  | Combustion Turbine | MIS_IL | Iowa | Muscatine | 2.7 | 1982 | 9999 |  |  |  | 0.11376 | Default Emission Factor
West Liberty | 1200_G_5 | 1200 | G | 5 |  | Combustion Turbine | MIS_IL | Iowa | Muscatine | 5 | 2004 | 9999 |  |  |  | 0.12949 | Default Emission Factor
West Liberty | 1200_G_6 | 1200 | G | 6 |  | Combustion Turbine | MIS_IL | Iowa | Muscatine | 5 | 2004 | 9999 |  |  |  | 0.12949 | Default Emission Factor
Wilton | 1202_G_5 | 1202 | G | 5 |  | Combustion Turbine | MIS_MIDA | Iowa | Muscatine | 1.6 | 1992 | 9999 |  |  |  | 0.69077 | Default Emission Factor
Wilton | 1202_G_6 | 1202 | G | 6 |  | Combustion Turbine | MIS_MIDA | Iowa | Muscatine | 1.6 | 1992 | 9999 |  |  |  | 0.69077 | Default Emission Factor
Wilton | 1202_G_7 | 1202 | G | 7 |  | Combustion Turbine | MIS_MIDA | Iowa | Muscatine | 1.6 | 1992 | 9999 |  |  |  | 0.69077 | Default Emission Factor
Wilton | 1202_G_8 | 1202 | G | 8 |  | Combustion Turbine | MIS_MIDA | Iowa | Muscatine | 2.2 | 2002 | 9999 |  |  |  | 0.69077 | Default Emission Factor
Wilton | 1202_G_9 | 1202 | G | 9 |  | Combustion Turbine | MIS_MIDA | Iowa | Muscatine | 2.2 | 2002 | 9999 |  |  |  | 0.69077 | Default Emission Factor
Winterset | 1203_G_2 | 1203 | G | 2 |  | Combustion Turbine | MIS_IA | Iowa | Madison | 1.5 | 1956 | 9999 |  |  |  | 0.11376 | Default Emission Factor
Winterset | 1203_G_3 | 1203 | G | 3 |  | Combustion Turbine | MIS_IA | Iowa | Madison | 1.7 | 1966 | 9999 |  |  |  | 0.11376 | Default Emission Factor
Winterset | 1203_G_4 | 1203 | G | 4 |  | Combustion Turbine | MIS_IA | Iowa | Madison | 4.4 | 1972 | 9999 |  |  |  | 0.11376 | Default Emission Factor
Winterset | 1203_G_5 | 1203 | G | 5 |  | Combustion Turbine | MIS_IA | Iowa | Madison | 2 | 2002 | 9999 |  |  |  | 0.69077 | Default Emission Factor
Winterset | 1203_G_6 | 1203 | G | 6 |  | Combustion Turbine | MIS_IA | Iowa | Madison | 2 | 2002 | 9999 |  |  |  | 0.69077 | Default Emission Factor
Winterset | 1203_G_7 | 1203 | G | 7 |  | Combustion Turbine | MIS_IA | Iowa | Madison | 2 | 2002 | 9999 |  |  |  | 0.69077 | Default Emission Factor
Summit Lake | 1206_G_GT1 | 1206 | G | GT1 | 89919 | Combustion Turbine | MIS_IA | Iowa | Union | 27.5 | 1973 | 9999 |  |  |  | 0.088964 | Default Emission Factor
Summit Lake | 1206_G_GT2 | 1206 | G | GT2 | 90041 | Combustion Turbine | MIS_IA | Iowa | Union | 27.9 | 1975 | 9999 |  |  |  | 0.088964 | Default Emission Factor
Earl F Wisdom | 1217_G_2 | 1217 | G | 2 | 89384 | Combustion Turbine | MIS_MIDA | Iowa | Clay | 76 | 2004 | 9999 | 2019 | 0.76142 | 16900 | 0.090108 | NEI 2019
Bird City | 1224_G_1 | 1224 | G | 1 |  | Combustion Turbine | SPP_WEST | Kansas | Cheyenne | 2 | 1965 | 9999 |  |  |  | 0.69077 | Default Emission Factor
Colby | 1225_G_GT1 | 1225 | G | GT1 |  | Combustion Turbine | SPP_WEST | Kansas | Thomas | 13 | 1970 | 9999 |  |  |  | 0.088964 | Default Emission Factor
Cimarron River | 1230_G_2 | 1230 | G | 2 |  | Combustion Turbine | SPP_N | Kansas | Seward | 13.7 | 1968 | 9999 |  |  |  | 0.088964 | Default Emission Factor
Riverton | 1239_G_10 | 1239 | G | 10 |  | Combustion Turbine | SPP_N | Kansas | Cherokee | 13 | 1988 | 9999 |  |  |  | 0.088964 | Default Emission Factor
Riverton | 1239_G_11 | 1239 | G | 11 |  | Combustion Turbine | SPP_N | Kansas | Cherokee | 15 | 1988 | 9999 |  |  |  | 0.088964 | Default Emission Factor
Riverton | 1239_G_12 | 1239 | G | 12 | 89715 | Combined Cycle | SPP_N | Kansas | Cherokee | 149 | 2007 | 9999 |  |  |  | 0.030815 | Default Emission Factor
Riverton | 1239_G_12-2 | 1239 | G | 12-2 | 89715 | Combined Cycle | SPP_N | Kansas | Cherokee | 117 | 2016 | 9999 |  |  |  | 0.030815 | Default Emission Factor
Demoss Petrie | 124_G_GT2 | 124 | G | GT2 | 76 | Combustion Turbine | WECC_AZ | Arizona | Pima | 75 | 2001 | 9999 |  |  |  | 0.088964 | Default Emission Factor
Gordon Evans Energy Center | 1240_G_5 | 1240 | G | 5 |  | Combustion Turbine | SPP_N | Kansas | Sedgwick | 3 | 1969 | 9999 |  |  |  | 0.69077 | Default Emission Factor
Gordon Evans Energy Center | 1240_G_GT1 | 1240 | G | GT1 | 816 | Combustion Turbine | SPP_N | Kansas | Sedgwick | 73 | 2000 | 9999 |  |  |  | 0.088964 | Default Emission Factor
Gordon Evans Energy Center | 1240_G_GT2 | 1240 | G | GT2 | 817 | Combustion Turbine | SPP_N | Kansas | Sedgwick | 72 | 2000 | 9999 |  |  |  | 0.088964 | Default Emission Factor
Gordon Evans Energy Center | 1240_G_GT3 | 1240 | G | GT3 | 818 | Combustion Turbine | SPP_N | Kansas | Sedgwick | 149 | 2001 | 9999 |  |  |  | 0.088964 | Default Emission Factor
Hutchinson Energy Center | 1248_G_H1DG | 1248 | G | H1DG |  | Combustion Turbine | SPP_N | Kansas | Reno | 3 | 1983 | 9999 |  |  |  | 0.69077 | Default Emission Factor
Anthony | 1258_G_IC1 | 1258 | G | IC1 |  | Combustion Turbine | SPP_N | Kansas | Harper | 4.1 | 1972 | 9999 |  |  |  | 0.11376 | Default Emission Factor
Anthony | 1258_G_IC2 | 1258 | G | IC2 |  | Combustion Turbine | SPP_N | Kansas | Harper | 3 | 1976 | 9999 |  |  |  | 0.11376 | Default Emission Factor
Anthony | 1258_G_IC3 | 1258 | G | IC3 |  | Combustion Turbine | SPP_N | Kansas | Harper | 4 | 1981 | 9999 |  |  |  | 0.11376 | Default Emission Factor
Ashland | 1259_G_4B | 1259 | G | 4B |  | Combustion Turbine | SPP_N | Kansas | Clark | 1.8 | 2014 | 9999 |  |  |  | 0.69077 | Default Emission Factor
H Wilson Sundt Generating Station | 126_G_GT1 | 126 | G | GT1 |  | Combustion Turbine | WECC_AZ | Arizona | Pima | 24 | 1972 | 9999 |  |  |  | 0.088964 | Default Emission Factor
H Wilson Sundt Generating Station | 126_G_GT2 | 126 | G | GT2 |  | Combustion Turbine | WECC_AZ | Arizona | Pima | 24 | 1972 | 9999 |  |  |  | 0.088964 | Default Emission Factor
H Wilson Sundt Generating Station | 126_G_RIC1 | 126 | G | RIC1 |  | Combustion Turbine | WECC_AZ | Arizona | Pima | 18.2 | 2020 | 9999 |  |  |  | 0.086552 | Default Emission Factor
H Wilson Sundt Generating Station | 126_G_RIC10 | 126 | G | RIC10 |  | Combustion Turbine | WECC_AZ | Arizona | Pima | 18.2 | 2020 | 9999 |  |  |  | 0.086552 | Default Emission Factor
H Wilson Sundt Generating Station | 126_G_RIC2 | 126 | G | RIC2 |  | Combustion Turbine | WECC_AZ | Arizona | Pima | 18.2 | 2020 | 9999 |  |  |  | 0.086552 | Default Emission Factor
H Wilson Sundt Generating Station | 126_G_RIC3 | 126 | G | RIC3 |  | Combustion Turbine | WECC_AZ | Arizona | Pima | 18.2 | 2020 | 9999 |  |  |  | 0.086552 | Default Emission Factor
H Wilson Sundt Generating Station | 126_G_RIC4 | 126 | G | RIC4 |  | Combustion Turbine | WECC_AZ | Arizona | Pima | 18.2 | 2020 | 9999 |  |  |  | 0.086552 | Default Emission Factor
H Wilson Sundt Generating Station | 126_G_RIC5 | 126 | G | RIC5 |  | Combustion Turbine | WECC_AZ | Arizona | Pima | 18.2 | 2020 | 9999 |  |  |  | 0.086552 | Default Emission Factor
H Wilson Sundt Generating Station | 126_G_RIC6 | 126 | G | RIC6 |  | Combustion Turbine | WECC_AZ | Arizona | Pima | 18.2 | 2020 | 9999 |  |  |  | 0.086552 | Default Emission Factor
H Wilson Sundt Generating Station | 126_G_RIC7 | 126 | G | RIC7 |  | Combustion Turbine | WECC_AZ | Arizona | Pima | 18.2 | 2020 | 9999 |  |  |  | 0.086552 | Default Emission Factor
H Wilson Sundt Generating Station | 126_G_RIC8 | 126 | G | RIC8 |  | Combustion Turbine | WECC_AZ | Arizona | Pima | 18.2 | 2020 | 9999 |  |  |  | 0.086552 | Default Emission Factor
H Wilson Sundt Generating Station | 126_G_RIC9 | 126 | G | RIC9 |  | Combustion Turbine | WECC_AZ | Arizona | Pima | 18.2 | 2020 | 9999 |  |  |  | 0.086552 | Default Emission Factor
Augusta Electric Plant No 1 | 1261_G_1 | 1261 | G | 1 |  | Combustion Turbine | SPP_N | Kansas | Butler | 1.1 | 1954 | 9999 |  |  |  | 0.11376 | Default Emission Factor
Augusta Electric Plant No 1 | 1261_G_2 | 1261 | G | 2 |  | Combustion Turbine | SPP_N | Kansas | Butler | 0.3 | 1929 | 9999 |  |  |  | 0.69077 | Default Emission Factor
Augusta Electric Plant No 1 | 1261_G_3 | 1261 | G | 3 |  | Combustion Turbine | SPP_N | Kansas | Butler | 1 | 1949 | 9999 |  |  |  | 0.11376 | Default Emission Factor
Augusta Electric Plant No 1 | 1261_G_4 | 1261 | G | 4 |  | Combustion Turbine | SPP_N | Kansas | Butler | 0.7 | 1939 | 9999 |  |  |  | 0.69077 | Default Emission Factor
Augusta Electric Plant No 1 | 1261_G_5 | 1261 | G | 5 |  | Combustion Turbine | SPP_N | Kansas | Butler | 2.2 | 1956 | 9999 |  |  |  | 0.11376 | Default Emission Factor
Augusta Electric Plant No 1 | 1261_G_6 | 1261 | G | 6 |  | Combustion Turbine | SPP_N | Kansas | Butler | 2.2 | 1956 | 9999 |  |  |  | 0.11376 | Default Emission Factor
Augusta Electric Plant No 1 | 1261_G_7 | 1261 | G | 7 |  | Combustion Turbine | SPP_N | Kansas | Butler | 2 | 1964 | 9999 |  |  |  | 0.11376 | Default Emission Factor
Augusta Electric Plant No 1 | 1261_G_8 | 1261 | G | 8 |  | Combustion Turbine | SPP_N | Kansas | Butler | 2 | 2016 | 9999 |  |  |  | 0.69077 | Default Emission Factor
Baldwin City Plant No 1 | 1262_G_4 | 1262 | G | 4 |  | Combustion Turbine | SPP_N | Kansas | Douglas | 1.5 | 1970 | 9999 |  |  |  | 0.69077 | Default Emission Factor
Baldwin City Plant No 1 | 1262_G_5 | 1262 | G | 5 |  | Combustion Turbine | SPP_N | Kansas | Douglas | 0.7 | 1964 | 9999 |  |  |  | 0.69077 | Default Emission Factor
Baldwin City Plant No 1 | 1262_G_6 | 1262 | G | 6 |  | Combustion Turbine | SPP_N | Kansas | Douglas | 0.7 | 1964 | 9999 |  |  |  | 0.11376 | Default Emission Factor
Belleville | 1263_G_4 | 1263 | G | 4 |  | Combustion Turbine | SPP_NEBR | Kansas | Republic | 1 | 1955 | 9999 |  |  |  | 0.11376 | Default Emission Factor
Belleville | 1263_G_5 | 1263 | G | 5 |  | Combustion Turbine | SPP_NEBR | Kansas | Republic | 1.7 | 1961 | 9999 |  |  |  | 0.11376 | Default Emission Factor
Belleville | 1263_G_6 | 1263 | G | 6 |  | Combustion Turbine | SPP_NEBR | Kansas | Republic | 3.7 | 1966 | 9999 |  |  |  | 0.11376 | Default Emission Factor
Belleville | 1263_G_7 | 1263 | G | 7 |  | Combustion Turbine | SPP_NEBR | Kansas | Republic | 5.1 | 1971 | 9999 |  |  |  | 0.11376 | Default Emission Factor
Belleville | 1263_G_8 | 1263 | G | 8 |  | Combustion Turbine | SPP_NEBR | Kansas | Republic | 2.8 | 2007 | 9999 |  |  |  | 0.69077 | Default Emission Factor
Beloit | 1264_G_1 | 1264 | G | 1 |  | Combustion Turbine | SPP_N | Kansas | Mitchell | 1.1 | 1951 | 9999 |  |  |  | 0.11376 | Default Emission Factor
Beloit | 1264_G_2 | 1264 | G | 2 |  | Combustion Turbine | SPP_N | Kansas | Mitchell | 1.1 | 1951 | 9999 |  |  |  | 0.11376 | Default Emission Factor
Beloit | 1264_G_3 | 1264 | G | 3 |  | Combustion Turbine | SPP_N | Kansas | Mitchell | 2 | 1961 | 9999 |  |  |  | 0.11376 | Default Emission Factor
Beloit | 1264_G_4 | 1264 | G | 4 |  | Combustion Turbine | SPP_N | Kansas | Mitchell | 3 | 1964 | 9999 |  |  |  | 0.11376 | Default Emission Factor
Beloit | 1264_G_5 | 1264 | G | 5 |  | Combustion Turbine | SPP_N | Kansas | Mitchell | 0.6 | 1950 | 9999 |  |  |  | 0.11376 | Default Emission Factor
Beloit | 1264_G_6 | 1264 | G | 6 |  | Combustion Turbine | SPP_N | Kansas | Mitchell | 3.5 | 1971 | 9999 |  |  |  | 0.11376 | Default Emission Factor
Beloit | 1264_G_7 | 1264 | G | 7 |  | Combustion Turbine | SPP_N | Kansas | Mitchell | 5.5 | 1980 | 9999 |  |  |  | 0.11376 | Default Emission Factor
Burlingame | 1265_G_1 | 1265 | G | 1 |  | Combustion Turbine | SPP_N | Kansas | Osage | 1 | 1973 | 9999 |  |  |  | 0.11376 | Default Emission Factor
Burlingame | 1265_G_3 | 1265 | G | 3 |  | Combustion Turbine | SPP_N | Kansas | Osage | 0.8 | 1963 | 9999 |  |  |  | 0.11376 | Default Emission Factor
Burlingame | 1265_G_4 | 1265 | G | 4 |  | Combustion Turbine | SPP_N | Kansas | Osage | 1 | 1969 | 9999 |  |  |  | 0.11376 | Default Emission Factor
Burlingame | 1265_G_5 | 1265 | G | 5 |  | Combustion Turbine | SPP_N | Kansas | Osage | 0.8 | 1980 | 9999 |  |  |  | 0.11376 | Default Emission Factor
Burlington (KS) | 1266_G_1A | 1266 | G | 1A |  | Combustion Turbine | SPP_N | Kansas | Coffey | 2 | 2003 | 9999 |  |  |  | 0.69077 | Default Emission Factor
Burlington (KS) | 1266_G_2 | 1266 | G | 2 |  | Combustion Turbine | SPP_N | Kansas | Coffey | 1.3 | 1962 | 9999 |  |  |  | 0.11376 | Default Emission Factor
Burlington (KS) | 1266_G_4A | 1266 | G | 4A |  | Combustion Turbine | SPP_N | Kansas | Coffey | 2.3 | 2005 | 9999 |  |  |  | 0.11376 | Default Emission Factor
Burlington (KS) | 1266_G_5 | 1266 | G | 5 |  | Combustion Turbine | SPP_N | Kansas | Coffey | 1 | 1955 | 9999 |  |  |  | 0.11376 | Default Emission Factor
Burlington (KS) | 1266_G_IC6 | 1266 | G | IC6 |  | Combustion Turbine | SPP_N | Kansas | Coffey | 4.8 | 1983 | 9999 |  |  |  | 0.11376 | Default Emission Factor
Chanute 2 | 1268_G_14 | 1268 | G | 14 | 2247 | Combustion Turbine | SPP_N | Kansas | Neosho | 42 | 2002 | 9999 |  |  |  | 0.088964 | Default Emission Factor
Chanute 2 | 1268_G_7 | 1268 | G | 7 |  | Combustion Turbine | SPP_N | Kansas | Neosho | 2 | 1965 | 9999 |  |  |  | 0.11376 | Default Emission Factor
Chanute 2 | 1268_G_8 | 1268 | G | 8 |  | Combustion Turbine | SPP_N | Kansas | Neosho | 2 | 1965 | 9999 |  |  |  | 0.11376 | Default Emission Factor
Clay Center | 1270_G_5 | 1270 | G | 5 |  | O/G Steam | SPP_N | Kansas | Clay | 3 | 1948 | 9999 |  |  |  | 0.087133 | Default Emission Factor
Clay Center | 1270_G_6 | 1270 | G | 6 |  | O/G Steam | SPP_N | Kansas | Clay | 5 | 1961 | 9999 |  |  |  | 0.087133 | Default Emission Factor
Clay Center | 1270_G_IC1 | 1270 | G | IC1 |  | Combustion Turbine | SPP_N | Kansas | Clay | 0.9 | 1958 | 9999 |  |  |  | 0.11376 | Default Emission Factor
Clay Center | 1270_G_IC2 | 1270 | G | IC2 |  | Combustion Turbine | SPP_N | Kansas | Clay | 2 | 1966 | 9999 |  |  |  | 0.11376 | Default Emission Factor
Clay Center | 1270_G_IC3 | 1270 | G | IC3 |  | Combustion Turbine | SPP_N | Kansas | Clay | 5 | 1972 | 9999 |  |  |  | 0.11376 | Default Emission Factor
Clay Center | 1270_G_IC4 | 1270 | G | IC4 |  | Combustion Turbine | SPP_N | Kansas | Clay | 3.5 | 1996 | 9999 |  |  |  | 0.11376 | Default Emission Factor
Clay Center | 1270_G_IC5 | 1270 | G | IC5 |  | Combustion Turbine | SPP_N | Kansas | Clay | 3.5 | 1996 | 9999 |  |  |  | 0.11376 | Default Emission Factor
Clay Center | 1270_G_IC6 | 1270 | G | IC6 |  | Combustion Turbine | SPP_N | Kansas | Clay | 6.8 | 2005 | 9999 |  |  |  | 0.11376 | Default Emission Factor
Coffeyville | 1271_G_1 | 1271 | G | 1 |  | Combustion Turbine | SPP_N | Kansas | Montgomery | 2 | 2007 | 9999 |  |  |  | 0.69077 | Default Emission Factor
Coffeyville | 1271_G_2 | 1271 | G | 2 |  | Combustion Turbine | SPP_N | Kansas | Montgomery | 2 | 2007 | 9999 |  |  |  | 0.69077 | Default Emission Factor
Colby City of | 1272_G_4 | 1272 | G | 4 |  | Combustion Turbine | SPP_WEST | Kansas | Thomas | 1.2 | 1958 | 9999 |  |  |  | 0.11376 | Default Emission Factor
Colby City of | 1272_G_5 | 1272 | G | 5 |  | Combustion Turbine | SPP_WEST | Kansas | Thomas | 1 | 1958 | 9999 |  |  |  | 0.11376 | Default Emission Factor
Colby City of | 1272_G_6 | 1272 | G | 6 |  | Combustion Turbine | SPP_WEST | Kansas | Thomas | 3.5 | 1971 | 9999 |  |  |  | 0.11376 | Default Emission Factor
Colby City of | 1272_G_7 | 1272 | G | 7 |  | Combustion Turbine | SPP_WEST | Kansas | Thomas | 3.5 | 1971 | 9999 |  |  |  | 0.11376 | Default Emission Factor
Colby City of | 1272_G_8 | 1272 | G | 8 |  | Combustion Turbine | SPP_WEST | Kansas | Thomas | 2.5 | 1965 | 9999 |  |  |  | 0.11376 | Default Emission Factor
Colby City of | 1272_G_9 | 1272 | G | 9 |  | Combustion Turbine | SPP_WEST | Kansas | Thomas | 3 | 2019 | 9999 |  |  |  | 0.34419 | Default Emission Factor
Ellinwood | 1274_G_1 | 1274 | G | 1 |  | Combustion Turbine | SPP_N | Kansas | Barton | 1.8 | 1965 | 9999 |  |  |  | 0.11376 | Default Emission Factor
Ellinwood | 1274_G_2 | 1274 | G | 2 |  | Combustion Turbine | SPP_N | Kansas | Barton | 1.3 | 1957 | 9999 |  |  |  | 0.11376 | Default Emission Factor
Ellinwood | 1274_G_3 | 1274 | G | 3 |  | Combustion Turbine | SPP_N | Kansas | Barton | 0.3 | 1948 | 9999 |  |  |  | 0.11376 | Default Emission Factor
Ellinwood | 1274_G_4 | 1274 | G | 4 |  | Combustion Turbine | SPP_N | Kansas | Barton | 1 | 1953 | 9999 |  |  |  | 0.11376 | Default Emission Factor
Ellinwood | 1274_G_5 | 1274 | G | 5 |  | Combustion Turbine | SPP_N | Kansas | Barton | 2.5 | 1971 | 9999 |  |  |  | 0.11376 | Default Emission Factor
Erie | 1276_G_3 | 1276 | G | 3 |  | Combustion Turbine | SPP_N | Kansas | Neosho | 0.9 | 1958 | 9999 |  |  |  | 0.69077 | Default Emission Factor
Erie | 1276_G_6 | 1276 | G | 6 |  | Combustion Turbine | SPP_N | Kansas | Neosho | 1 | 2005 | 9999 |  |  |  | 0.69077 | Default Emission Factor
Erie | 1276_G_7 | 1276 | G | 7 |  | Combustion Turbine | SPP_N | Kansas | Neosho | 1 | 2005 | 9999 |  |  |  | 0.69077 | Default Emission Factor
Erie | 1276_G_8 | 1276 | G | 8 |  | Combustion Turbine | SPP_N | Kansas | Neosho | 1 | 2005 | 9999 |  |  |  | 0.69077 | Default Emission Factor
Garnett Municipal | 1278_G_1 | 1278 | G | 1 |  | Combustion Turbine | SPP_N | Kansas | Anderson | 1.3 | 1961 | 9999 |  |  |  | 0.11376 | Default Emission Factor
Garnett Municipal | 1278_G_2 | 1278 | G | 2 |  | Combustion Turbine | SPP_N | Kansas | Anderson | 0.3 | 1930 | 9999 |  |  |  | 0.69077 | Default Emission Factor
Garnett Municipal | 1278_G_3 | 1278 | G | 3 |  | Combustion Turbine | SPP_N | Kansas | Anderson | 1.3 | 1955 | 9999 |  |  |  | 0.11376 | Default Emission Factor
Garnett Municipal | 1278_G_4 | 1278 | G | 4 |  | Combustion Turbine | SPP_N | Kansas | Anderson | 0.8 | 1948 | 9999 |  |  |  | 0.11376 | Default Emission Factor
Garnett Municipal | 1278_G_7 | 1278 | G | 7 |  | Combustion Turbine | SPP_N | Kansas | Anderson | 2.2 | 2000 | 9999 |  |  |  | 0.69077 | Default Emission Factor
Garnett Municipal | 1278_G_IC5 | 1278 | G | IC5 |  | Combustion Turbine | SPP_N | Kansas | Anderson | 2.1 | 1981 | 9999 |  |  |  | 0.11376 | Default Emission Factor
Garnett Municipal | 1278_G_IC6 | 1278 | G | IC6 |  | Combustion Turbine | SPP_N | Kansas | Anderson | 2.2 | 1978 | 9999 |  |  |  | 0.69077 | Default Emission Factor
Girard | 1279_G_1 | 1279 | G | 1 |  | Combustion Turbine | SPP_N | Kansas | Crawford | 1.1 | 1955 | 9999 |  |  |  | 0.11376 | Default Emission Factor
Girard | 1279_G_4 | 1279 | G | 4 |  | Combustion Turbine | SPP_N | Kansas | Crawford | 1.8 | 1962 | 9999 |  |  |  | 0.11376 | Default Emission Factor
Girard | 1279_G_6 | 1279 | G | 6 |  | Combustion Turbine | SPP_N | Kansas | Crawford | 3.2 | 1997 | 9999 |  |  |  | 0.11376 | Default Emission Factor
Girard | 1279_G_7 | 1279 | G | 7 |  | Combustion Turbine | SPP_N | Kansas | Crawford | 3.4 | 1997 | 9999 |  |  |  | 0.11376 | Default Emission Factor
Goodland | 1280_G_10 | 1280 | G | 10 |  | Combustion Turbine | SPP_N | Kansas | Sherman | 1.8 | 1971 | 9999 |  |  |  | 0.11376 | Default Emission Factor
Goodland | 1280_G_11 | 1280 | G | 11 |  | Combustion Turbine | SPP_N | Kansas | Sherman | 3.5 | 1978 | 9999 |  |  |  | 0.11376 | Default Emission Factor
Goodland | 1280_G_12 | 1280 | G | 12 |  | Combustion Turbine | SPP_N | Kansas | Sherman | 0.8 | 1995 | 9999 |  |  |  | 0.11376 | Default Emission Factor
Goodland | 1280_G_13 | 1280 | G | 13 |  | Combustion Turbine | SPP_N | Kansas | Sherman | 1.1 | 1999 | 9999 |  |  |  | 0.11376 | Default Emission Factor
Goodland | 1280_G_3 | 1280 | G | 3 |  | Combustion Turbine | SPP_N | Kansas | Sherman | 0.7 | 1939 | 9999 |  |  |  | 0.69077 | Default Emission Factor
Goodland | 1280_G_6 | 1280 | G | 6 |  | Combustion Turbine | SPP_N | Kansas | Sherman | 1.8 | 1962 | 9999 |  |  |  | 0.11376 | Default Emission Factor
Goodland | 1280_G_7 | 1280 | G | 7 |  | Combustion Turbine | SPP_N | Kansas | Sherman | 1.8 | 1966 | 9999 |  |  |  | 0.11376 | Default Emission Factor
Goodland | 1280_G_8 | 1280 | G | 8 |  | Combustion Turbine | SPP_N | Kansas | Sherman | 4.6 | 1975 | 9999 |  |  |  | 0.11376 | Default Emission Factor
Herington | 1283_G_4B | 1283 | G | 4B |  | Combustion Turbine | SPP_N | Kansas | Dickinson | 1.5 | 2001 | 9999 |  |  |  | 0.69077 | Default Emission Factor
Hoisington | 1286_G_2A | 1286 | G | 2A |  | Combustion Turbine | SPP_N | Kansas | Barton | 1.1 | 1996 | 9999 |  |  |  | 0.69077 | Default Emission Factor
Hoisington | 1286_G_6 | 1286 | G | 6 |  | Combustion Turbine | SPP_N | Kansas | Barton | 2 | 1961 | 9999 |  |  |  | 0.11376 | Default Emission Factor
Hoisington | 1286_G_7 | 1286 | G | 7 |  | Combustion Turbine | SPP_N | Kansas | Barton | 4 | 1966 | 9999 |  |  |  | 0.11376 | Default Emission Factor
Hoisington | 1286_G_8 | 1286 | G | 8 |  | Combustion Turbine | SPP_N | Kansas | Barton | 7 | 1981 | 9999 |  |  |  | 0.11376 | Default Emission Factor
Holton | 1287_G_10 | 1287 | G | 10 |  | Combustion Turbine | SPP_N | Kansas | Jackson | 1.8 | 1970 | 9999 |  |  |  | 0.69077 | Default Emission Factor
Holton | 1287_G_11 | 1287 | G | 11 |  | Combustion Turbine | SPP_N | Kansas | Jackson | 2.2 | 1994 | 9999 |  |  |  | 0.69077 | Default Emission Factor
Holton | 1287_G_12 | 1287 | G | 12 |  | Combustion Turbine | SPP_N | Kansas | Jackson | 3 | 2001 | 9999 |  |  |  | 0.11376 | Default Emission Factor
Holton | 1287_G_13 | 1287 | G | 13 |  | Combustion Turbine | SPP_N | Kansas | Jackson | 3 | 2001 | 9999 |  |  |  | 0.11376 | Default Emission Factor
Holton | 1287_G_6 | 1287 | G | 6 |  | Combustion Turbine | SPP_N | Kansas | Jackson | 1.4 | 1958 | 9999 |  |  |  | 0.69077 | Default Emission Factor
Holton | 1287_G_7 | 1287 | G | 7 |  | Combustion Turbine | SPP_N | Kansas | Jackson | 2.4 | 1963 | 9999 |  |  |  | 0.69077 | Default Emission Factor
Holton | 1287_G_8 | 1287 | G | 8 |  | Combustion Turbine | SPP_N | Kansas | Jackson | 3.8 | 1969 | 9999 |  |  |  | 0.69077 | Default Emission Factor
Holton | 1287_G_9 | 1287 | G | 9 |  | Combustion Turbine | SPP_N | Kansas | Jackson | 1.8 | 1970 | 9999 |  |  |  | 0.69077 | Default Emission Factor
Iola | 1291_G_1 | 1291 | G | 1 |  | Combustion Turbine | SPP_N | Kansas | Allen | 5 | 1998 | 9999 |  |  |  | 0.11376 | Default Emission Factor
Iola | 1291_G_10 | 1291 | G | 10 |  | Combustion Turbine | SPP_N | Kansas | Allen | 2.9 | 1981 | 9999 |  |  |  | 0.69077 | Default Emission Factor
Iola | 1291_G_2 | 1291 | G | 2 |  | Combustion Turbine | SPP_N | Kansas | Allen | 5 | 2000 | 9999 |  |  |  | 0.11376 | Default Emission Factor
Iola | 1291_G_6 | 1291 | G | 6 |  | Combustion Turbine | SPP_N | Kansas | Allen | 2.9 | 1969 | 9999 |  |  |  | 0.69077 | Default Emission Factor
Iola | 1291_G_7 | 1291 | G | 7 |  | Combustion Turbine | SPP_N | Kansas | Allen | 2.9 | 1971 | 9999 |  |  |  | 0.69077 | Default Emission Factor
Iola | 1291_G_8 | 1291 | G | 8 |  | Combustion Turbine | SPP_N | Kansas | Allen | 2.9 | 1976 | 9999 |  |  |  | 0.69077 | Default Emission Factor
Iola | 1291_G_9 | 1291 | G | 9 |  | Combustion Turbine | SPP_N | Kansas | Allen | 2.9 | 1977 | 9999 |  |  |  | 0.69077 | Default Emission Factor
Jetmore | 1292_G_8 | 1292 | G | 8 |  | Combustion Turbine | SPP_N | Kansas | Hodgeman | 2.5 | 2015 | 9999 |  |  |  | 0.69077 | Default Emission Factor
Quindaro | 1295_G_GT2 | 1295 | G | GT2 | 90731 | Combustion Turbine | SPP_N | Kansas | Wyandotte | 56 | 1974 | 9999 |  |  |  | 0.12949 | Default Emission Factor
Quindaro | 1295_G_GT3 | 1295 | G | GT3 | 90732 | Combustion Turbine | SPP_N | Kansas | Wyandotte | 46 | 1977 | 9999 |  |  |  | 0.12949 | Default Emission Factor
Kingman Municipal Power and Light Plant | 1296_G_2 | 1296 | G | 2 |  | Combustion Turbine | SPP_N | Kansas | Kingman | 1.9 | 1962 | 9999 |  |  |  | 0.11376 | Default Emission Factor
Kingman Municipal Power and Light Plant | 1296_G_4 | 1296 | G | 4 |  | Combustion Turbine | SPP_N | Kansas | Kingman | 1.9 | 1977 | 9999 |  |  |  | 0.11376 | Default Emission Factor
Kingman Municipal Power and Light Plant | 1296_G_6 | 1296 | G | 6 |  | Combustion Turbine | SPP_N | Kansas | Kingman | 3.4 | 1969 | 9999 |  |  |  | 0.11376 | Default Emission Factor
Kingman Municipal Power and Light Plant | 1296_G_7 | 1296 | G | 7 |  | Combustion Turbine | SPP_N | Kansas | Kingman | 2.1 | 1979 | 9999 |  |  |  | 0.11376 | Default Emission Factor
Kingman Municipal Power and Light Plant | 1296_G_8 | 1296 | G | 8 |  | Combustion Turbine | SPP_N | Kansas | Kingman | 2.4 | 1984 | 9999 |  |  |  | 0.11376 | Default Emission Factor
Kingman Municipal Power and Light Plant | 1296_G_9 | 1296 | G | 9 |  | Combustion Turbine | SPP_N | Kansas | Kingman | 6.3 | 1993 | 9999 |  |  |  | 0.11376 | Default Emission Factor
La Crosse | 1297_G_6 | 1297 | G | 6 |  | Combustion Turbine | SPP_WEST | Kansas | Rush | 1.5 | 1975 | 9999 |  |  |  | 0.11376 | Default Emission Factor
Larned | 1299_G_CAT | 1299 | G | CAT |  | Combustion Turbine | SPP_N | Kansas | Pawnee | 2 | 2004 | 9999 |  |  |  | 0.69077 | Default Emission Factor
Larned | 1299_G_CAT1 | 1299 | G | CAT1 |  | Combustion Turbine | SPP_N | Kansas | Pawnee | 2 | 2004 | 9999 |  |  |  | 0.69077 | Default Emission Factor
Larned | 1299_G_CAT2 | 1299 | G | CAT2 |  | Combustion Turbine | SPP_N | Kansas | Pawnee | 2 | 2004 | 9999 |  |  |  | 0.69077 | Default Emission Factor
Larned | 1299_G_CAT3 | 1299 | G | CAT3 |  | Combustion Turbine | SPP_N | Kansas | Pawnee | 2 | 2004 | 9999 |  |  |  | 0.69077 | Default Emission Factor
Larned | 1299_G_CAT4 | 1299 | G | CAT4 |  | Combustion Turbine | SPP_N | Kansas | Pawnee | 2 | 2004 | 9999 |  |  |  | 0.69077 | Default Emission Factor
Larned | 1299_G_IC5 | 1299 | G | IC5 |  | Combustion Turbine | SPP_N | Kansas | Pawnee | 6 | 1976 | 9999 |  |  |  | 0.11376 | Default Emission Factor
Lincoln | 1300_G_1 | 1300 | G | 1 |  | Combustion Turbine | SPP_N | Kansas | Lincoln | 1.1 | 1964 | 9999 |  |  |  | 0.11376 | Default Emission Factor
Lincoln | 1300_G_2 | 1300 | G | 2 |  | Combustion Turbine | SPP_N | Kansas | Lincoln | 1.1 | 1964 | 9999 |  |  |  | 0.11376 | Default Emission Factor
Lincoln | 1300_G_4 | 1300 | G | 4 |  | Combustion Turbine | SPP_N | Kansas | Lincoln | 0.6 | 1958 | 9999 |  |  |  | 0.69077 | Default Emission Factor
Lincoln | 1300_G_7 | 1300 | G | 7 |  | Combustion Turbine | SPP_N | Kansas | Lincoln | 3 | 1974 | 9999 |  |  |  | 0.11376 | Default Emission Factor
Lincoln | 1300_G_8 | 1300 | G | 8 |  | Combustion Turbine | SPP_N | Kansas | Lincoln | 1.8 | 2017 | 9999 |  |  |  | 0.69077 | Default Emission Factor
McPherson 2 | 1305_G_GT2 | 1305 | G | GT2 | 90705 | Combustion Turbine | SPP_N | Kansas | McPherson | 52 | 1976 | 2024 |  |  |  | 0.12949 | Default Emission Factor
McPherson 2 | 1305_G_GT3 | 1305 | G | GT3 | 90706 | Combustion Turbine | SPP_N | Kansas | McPherson | 51.9 | 1979 | 9999 | 2019 | 0.47726 | 7280.5104 | 0.13111 | NEI 2019
Meade | 1306_G_2 | 1306 | G | 2 |  | Combustion Turbine | SPP_N | Kansas | Meade | 0.8 | 1951 | 9999 |  |  |  | 0.11376 | Default Emission Factor
Meade | 1306_G_3 | 1306 | G | 3 |  | Combustion Turbine | SPP_N | Kansas | Meade | 1.1 | 1957 | 9999 |  |  |  | 0.11376 | Default Emission Factor
Meade | 1306_G_4 | 1306 | G | 4 |  | Combustion Turbine | SPP_N | Kansas | Meade | 1.3 | 1961 | 9999 |  |  |  | 0.11376 | Default Emission Factor
Meade | 1306_G_5 | 1306 | G | 5 |  | Combustion Turbine | SPP_N | Kansas | Meade | 1.7 | 1965 | 9999 |  |  |  | 0.11376 | Default Emission Factor
Meade | 1306_G_6 | 1306 | G | 6 |  | Combustion Turbine | SPP_N | Kansas | Meade | 1.9 | 1972 | 9999 |  |  |  | 0.11376 | Default Emission Factor
Minneapolis City of | 1307_G_3 | 1307 | G | 3 |  | Combustion Turbine | SPP_N | Kansas | Ottawa | 1.2 | 1961 | 9999 |  |  |  | 0.11376 | Default Emission Factor
Minneapolis City of | 1307_G_4 | 1307 | G | 4 |  | Combustion Turbine | SPP_N | Kansas | Ottawa | 0.5 | 1955 | 9999 |  |  |  | 0.11376 | Default Emission Factor
Minneapolis City of | 1307_G_5 | 1307 | G | 5 |  | Combustion Turbine | SPP_N | Kansas | Ottawa | 1.8 | 1966 | 9999 |  |  |  | 0.11376 | Default Emission Factor
Minneapolis City of | 1307_G_6 | 1307 | G | 6 |  | Combustion Turbine | SPP_N | Kansas | Ottawa | 2.7 | 1972 | 9999 |  |  |  | 0.11376 | Default Emission Factor
Minneapolis City of | 1307_G_7 | 1307 | G | 7 |  | Combustion Turbine | SPP_N | Kansas | Ottawa | 1.8 | 1989 | 9999 |  |  |  | 0.69077 | Default Emission Factor
Oberlin (KS) | 1312_G_1 | 1312 | G | 1 |  | Combustion Turbine | SPP_N | Kansas | Decatur | 0.9 | 1956 | 9999 |  |  |  | 0.11376 | Default Emission Factor
Osage City | 1313_G_1 | 1313 | G | 1 |  | Combustion Turbine | SPP_N | Kansas | Osage | 0.9 | 1955 | 9999 |  |  |  | 0.11376 | Default Emission Factor
Osage City | 1313_G_2 | 1313 | G | 2 |  | Combustion Turbine | SPP_N | Kansas | Osage | 1.1 | 1960 | 9999 |  |  |  | 0.11376 | Default Emission Factor
Osage City | 1313_G_4 | 1313 | G | 4 |  | Combustion Turbine | SPP_N | Kansas | Osage | 1.9 | 1967 | 9999 |  |  |  | 0.11376 | Default Emission Factor
Osage City | 1313_G_5 | 1313 | G | 5 |  | Combustion Turbine | SPP_N | Kansas | Osage | 1.9 | 1970 | 9999 |  |  |  | 0.11376 | Default Emission Factor
Osage City | 1313_G_7 | 1313 | G | 7 |  | Combustion Turbine | SPP_N | Kansas | Osage | 1.5 | 1984 | 9999 |  |  |  | 0.11376 | Default Emission Factor
Osage City | 1313_G_IC3 | 1313 | G | IC3 |  | Combustion Turbine | SPP_N | Kansas | Osage | 1.9 | 2011 | 9999 |  |  |  | 0.11376 | Default Emission Factor
Osage City | 1313_G_IC6 | 1313 | G | IC6 |  | Combustion Turbine | SPP_N | Kansas | Osage | 0.9 | 1983 | 9999 |  |  |  | 0.11376 | Default Emission Factor
Osawatomie City of | 1314_G_2 | 1314 | G | 2 |  | Combustion Turbine | SPP_N | Kansas | Miami | 1.8 | 1957 | 9999 |  |  |  | 0.11376 | Default Emission Factor
Osawatomie City of | 1314_G_4 | 1314 | G | 4 |  | Combustion Turbine | SPP_N | Kansas | Miami | 1 | 1950 | 9999 |  |  |  | 0.11376 | Default Emission Factor
Osawatomie City of | 1314_G_5 | 1314 | G | 5 |  | Combustion Turbine | SPP_N | Kansas | Miami | 2.8 | 1966 | 9999 |  |  |  | 0.11376 | Default Emission Factor
Osborne | 1315_G_1 | 1315 | G | 1 |  | Combustion Turbine | SPP_N | Kansas | Osborne | 1.4 | 1967 | 9999 |  |  |  | 0.11376 | Default Emission Factor
Osborne | 1315_G_2 | 1315 | G | 2 |  | Combustion Turbine | SPP_N | Kansas | Osborne | 1.2 | 1963 | 9999 |  |  |  | 0.11376 | Default Emission Factor
Osborne | 1315_G_3 | 1315 | G | 3 |  | Combustion Turbine | SPP_N | Kansas | Osborne | 0.6 | 1957 | 9999 |  |  |  | 0.11376 | Default Emission Factor
Osborne | 1315_G_6 | 1315 | G | 6 |  | Combustion Turbine | SPP_N | Kansas | Osborne | 0.4 | 1992 | 9999 |  |  |  | 0.11376 | Default Emission Factor
Osborne | 1315_G_7 | 1315 | G | 7 |  | Combustion Turbine | SPP_N | Kansas | Osborne | 0.4 | 1992 | 9999 |  |  |  | 0.11376 | Default Emission Factor
Osborne | 1315_G_8 | 1315 | G | 8 |  | Combustion Turbine | SPP_N | Kansas | Osborne | 0.6 | 1994 | 9999 |  |  |  | 0.11376 | Default Emission Factor
Ottawa | 1316_G_IC3 | 1316 | G | IC3 |  | Combustion Turbine | SPP_N | Kansas | Franklin | 3.2 | 1962 | 9999 |  |  |  | 0.11376 | Default Emission Factor
Ottawa | 1316_G_IC4 | 1316 | G | IC4 |  | Combustion Turbine | SPP_N | Kansas | Franklin | 3 | 1958 | 9999 |  |  |  | 0.11376 | Default Emission Factor
Ottawa | 1316_G_IC6 | 1316 | G | IC6 |  | Combustion Turbine | SPP_N | Kansas | Franklin | 5.9 | 1981 | 9999 |  |  |  | 0.11376 | Default Emission Factor
Ottawa | 1316_G_IC7 | 1316 | G | IC7 |  | Combustion Turbine | SPP_N | Kansas | Franklin | 5.9 | 1981 | 9999 |  |  |  | 0.11376 | Default Emission Factor
Pratt | 1317_G_IC1 | 1317 | G | IC1 |  | Combustion Turbine | SPP_N | Kansas | Pratt | 1.5 | 1958 | 9999 |  |  |  | 0.69077 | Default Emission Factor
Russell Downtown | 1319_G_11 | 1319 | G | 11 |  | Combustion Turbine | SPP_N | Kansas | Russell | 3.2 | 1994 | 9999 |  |  |  | 0.11376 | Default Emission Factor
Russell Downtown | 1319_G_12 | 1319 | G | 12 |  | Combustion Turbine | SPP_N | Kansas | Russell | 3.2 | 1994 | 9999 |  |  |  | 0.11376 | Default Emission Factor
Russell Downtown | 1319_G_7 | 1319 | G | 7 |  | Combustion Turbine | SPP_N | Kansas | Russell | 3 | 1971 | 9999 |  |  |  | 0.11376 | Default Emission Factor
Russell Downtown | 1319_G_8 | 1319 | G | 8 |  | Combustion Turbine | SPP_N | Kansas | Russell | 2.5 | 1978 | 9999 |  |  |  | 0.69077 | Default Emission Factor
Russell Downtown | 1319_G_9 | 1319 | G | 9 |  | Combustion Turbine | SPP_N | Kansas | Russell | 2.5 | 1981 | 9999 |  |  |  | 0.69077 | Default Emission Factor
Sabetha Power Plant | 1320_G_11 | 1320 | G | 11 |  | Combustion Turbine | SPP_N | Kansas | Nemaha | 2.7 | 1992 | 9999 |  |  |  | 0.11376 | Default Emission Factor
Sabetha Power Plant | 1320_G_12 | 1320 | G | 12 |  | Combustion Turbine | SPP_N | Kansas | Nemaha | 4.1 | 2001 | 9999 |  |  |  | 0.11376 | Default Emission Factor
Sabetha Power Plant | 1320_G_2 | 1320 | G | 2 |  | Combustion Turbine | SPP_N | Kansas | Nemaha | 1.2 | 1957 | 9999 |  |  |  | 0.11376 | Default Emission Factor
Sabetha Power Plant | 1320_G_3 | 1320 | G | 3 |  | Combustion Turbine | SPP_N | Kansas | Nemaha | 0.6 | 1947 | 9999 |  |  |  | 0.11376 | Default Emission Factor
Sabetha Power Plant | 1320_G_4 | 1320 | G | 4 |  | Combustion Turbine | SPP_N | Kansas | Nemaha | 0.7 | 1950 | 9999 |  |  |  | 0.11376 | Default Emission Factor
Sabetha Power Plant | 1320_G_5 | 1320 | G | 5 |  | Combustion Turbine | SPP_N | Kansas | Nemaha | 1.2 | 1961 | 9999 |  |  |  | 0.11376 | Default Emission Factor
Sabetha Power Plant | 1320_G_6 | 1320 | G | 6 |  | Combustion Turbine | SPP_N | Kansas | Nemaha | 1.2 | 1967 | 9999 |  |  |  | 0.11376 | Default Emission Factor
Sabetha Power Plant | 1320_G_7 | 1320 | G | 7 |  | Combustion Turbine | SPP_N | Kansas | Nemaha | 1.8 | 1970 | 9999 |  |  |  | 0.11376 | Default Emission Factor
Sabetha Power Plant | 1320_G_8 | 1320 | G | 8 |  | Combustion Turbine | SPP_N | Kansas | Nemaha | 2.1 | 1978 | 9999 |  |  |  | 0.11376 | Default Emission Factor
Sabetha Power Plant | 1320_G_IC10 | 1320 | G | IC10 |  | Combustion Turbine | SPP_N | Kansas | Nemaha | 2.1 | 1990 | 9999 |  |  |  | 0.11376 | Default Emission Factor
Sabetha Power Plant | 1320_G_IC9 | 1320 | G | IC9 |  | Combustion Turbine | SPP_N | Kansas | Nemaha | 1 | 1985 | 9999 |  |  |  | 0.11376 | Default Emission Factor
St Francis | 1321_G_2 | 1321 | G | 2 |  | Combustion Turbine | SPP_N | Kansas | Cheyenne | 1.5 | 1964 | 9999 |  |  |  | 0.11376 | Default Emission Factor
St Francis | 1321_G_4 | 1321 | G | 4 |  | Combustion Turbine | SPP_N | Kansas | Cheyenne | 2.7 | 1972 | 9999 |  |  |  | 0.11376 | Default Emission Factor
St Francis | 1321_G_5 | 1321 | G | 5 |  | Combustion Turbine | SPP_N | Kansas | Cheyenne | 0.9 | 1953 | 9999 |  |  |  | 0.11376 | Default Emission Factor
St John | 1322_G_2 | 1322 | G | 2 |  | Combustion Turbine | SPP_WEST | Kansas | Stafford | 1.3 | 2002 | 9999 |  |  |  | 0.69077 | Default Emission Factor
St John | 1322_G_4 | 1322 | G | 4 |  | Combustion Turbine | SPP_WEST | Kansas | Stafford | 1.7 | 1965 | 9999 |  |  |  | 0.69077 | Default Emission Factor
St John | 1322_G_5 | 1322 | G | 5 |  | Combustion Turbine | SPP_WEST | Kansas | Stafford | 2 | 1982 | 9999 |  |  |  | 0.69077 | Default Emission Factor
Sharon Spring | 1324_G_1 | 1324 | G | 1 |  | Combustion Turbine | SPP_N | Kansas | Wallace | 0.9 | 1970 | 9999 |  |  |  | 0.11376 | Default Emission Factor
Sharon Spring | 1324_G_2 | 1324 | G | 2 |  | Combustion Turbine | SPP_N | Kansas | Wallace | 1 | 1964 | 9999 |  |  |  | 0.11376 | Default Emission Factor
Sharon Spring | 1324_G_3 | 1324 | G | 3 |  | Combustion Turbine | SPP_N | Kansas | Wallace | 0.4 | 1958 | 9999 |  |  |  | 0.11376 | Default Emission Factor
Sharon Spring | 1324_G_4 | 1324 | G | 4 |  | Combustion Turbine | SPP_N | Kansas | Wallace | 0.6 | 1951 | 9999 |  |  |  | 0.11376 | Default Emission Factor
Stafford | 1325_G_4 | 1325 | G | 4 |  | Combustion Turbine | SPP_WEST | Kansas | Stafford | 1.4 | 1973 | 9999 |  |  |  | 0.11376 | Default Emission Factor
Stafford | 1325_G_5 | 1325 | G | 5 |  | Combustion Turbine | SPP_WEST | Kansas | Stafford | 1.1 | 1983 | 9999 |  |  |  | 0.11376 | Default Emission Factor
Sterling | 1326_G_1 | 1326 | G | 1 |  | Combustion Turbine | SPP_N | Kansas | Rice | 1.3 | 1962 | 9999 |  |  |  | 0.11376 | Default Emission Factor
Sterling | 1326_G_2 | 1326 | G | 2 |  | Combustion Turbine | SPP_N | Kansas | Rice | 0.4 | 1950 | 9999 |  |  |  | 0.11376 | Default Emission Factor
Sterling | 1326_G_3 | 1326 | G | 3 |  | Combustion Turbine | SPP_N | Kansas | Rice | 2.2 | 1972 | 9999 |  |  |  | 0.11376 | Default Emission Factor
Sterling | 1326_G_4 | 1326 | G | 4 |  | Combustion Turbine | SPP_N | Kansas | Rice | 0.8 | 1955 | 9999 |  |  |  | 0.11376 | Default Emission Factor
Sterling | 1326_G_5 | 1326 | G | 5 |  | Combustion Turbine | SPP_N | Kansas | Rice | 1.2 | 2002 | 9999 |  |  |  | 0.11376 | Default Emission Factor
Sterling | 1326_G_6 | 1326 | G | 6 |  | Combustion Turbine | SPP_N | Kansas | Rice | 1.2 | 2002 | 9999 |  |  |  | 0.11376 | Default Emission Factor
Sterling | 1326_G_7 | 1326 | G | 7 |  | Combustion Turbine | SPP_N | Kansas | Rice | 1.2 | 2002 | 9999 |  |  |  | 0.11376 | Default Emission Factor
Stockton | 1327_G_1 | 1327 | G | 1 |  | Combustion Turbine | SPP_N | Kansas | Rooks | 0.9 | 1967 | 9999 |  |  |  | 0.11376 | Default Emission Factor
Stockton | 1327_G_2 | 1327 | G | 2 |  | Combustion Turbine | SPP_N | Kansas | Rooks | 0.9 | 1962 | 9999 |  |  |  | 0.11376 | Default Emission Factor
Stockton | 1327_G_3 | 1327 | G | 3 |  | Combustion Turbine | SPP_N | Kansas | Rooks | 1.7 | 1971 | 9999 |  |  |  | 0.11376 | Default Emission Factor
Stockton | 1327_G_5 | 1327 | G | 5 |  | Combustion Turbine | SPP_N | Kansas | Rooks | 1 | 1955 | 9999 |  |  |  | 0.11376 | Default Emission Factor
Wamego | 1328_G_1 | 1328 | G | 1 |  | Combustion Turbine | SPP_N | Kansas | Pottawatomie | 1.3 | 1963 | 9999 |  |  |  | 0.11376 | Default Emission Factor
Wamego | 1328_G_10 | 1328 | G | 10 |  | Combustion Turbine | SPP_N | Kansas | Pottawatomie | 2.9 | 2016 | 9999 |  |  |  | 0.11376 | Default Emission Factor
Wamego | 1328_G_3 | 1328 | G | 3 |  | Combustion Turbine | SPP_N | Kansas | Pottawatomie | 1.3 | 1972 | 9999 |  |  |  | 0.11376 | Default Emission Factor
Wamego | 1328_G_4 | 1328 | G | 4 |  | Combustion Turbine | SPP_N | Kansas | Pottawatomie | 1.1 | 1956 | 9999 |  |  |  | 0.11376 | Default Emission Factor
Wamego | 1328_G_5 | 1328 | G | 5 |  | Combustion Turbine | SPP_N | Kansas | Pottawatomie | 1.8 | 1967 | 9999 |  |  |  | 0.11376 | Default Emission Factor
Wamego | 1328_G_6 | 1328 | G | 6 |  | Combustion Turbine | SPP_N | Kansas | Pottawatomie | 2.2 | 1979 | 9999 |  |  |  | 0.11376 | Default Emission Factor
Wamego | 1328_G_7 | 1328 | G | 7 |  | Combustion Turbine | SPP_N | Kansas | Pottawatomie | 1.3 | 1996 | 9999 |  |  |  | 0.11376 | Default Emission Factor
Wamego | 1328_G_8 | 1328 | G | 8 |  | Combustion Turbine | SPP_N | Kansas | Pottawatomie | 1.3 | 1996 | 9999 |  |  |  | 0.11376 | Default Emission Factor
Wamego | 1328_G_9 | 1328 | G | 9 |  | Combustion Turbine | SPP_N | Kansas | Pottawatomie | 1.3 | 1996 | 9999 |  |  |  | 0.11376 | Default Emission Factor
Washington | 1329_G_1 | 1329 | G | 1 |  | Combustion Turbine | SPP_N | Kansas | Washington | 1 | 1963 | 9999 |  |  |  | 0.69077 | Default Emission Factor
Washington | 1329_G_2 | 1329 | G | 2 |  | Combustion Turbine | SPP_N | Kansas | Washington | 0.8 | 1958 | 9999 |  |  |  | 0.69077 | Default Emission Factor
Washington | 1329_G_3 | 1329 | G | 3 |  | Combustion Turbine | SPP_N | Kansas | Washington | 0.7 | 1978 | 9999 |  |  |  | 0.69077 | Default Emission Factor
Washington | 1329_G_5 | 1329 | G | 5 |  | Combustion Turbine | SPP_N | Kansas | Washington | 0.4 | 1953 | 9999 |  |  |  | 0.69077 | Default Emission Factor
Washington | 1329_G_6 | 1329 | G | 6 |  | Combustion Turbine | SPP_N | Kansas | Washington | 1.3 | 1967 | 9999 |  |  |  | 0.69077 | Default Emission Factor
Washington | 1329_G_7 | 1329 | G | 7 |  | Combustion Turbine | SPP_N | Kansas | Washington | 0.9 | 1976 | 9999 |  |  |  | 0.69077 | Default Emission Factor
Washington | 1329_G_IC4 | 1329 | G | IC4 |  | Combustion Turbine | SPP_N | Kansas | Washington | 2.3 | 1986 | 9999 |  |  |  | 0.69077 | Default Emission Factor
Wellington 1 | 1330_G_7 | 1330 | G | 7 |  | Combustion Turbine | SPP_N | Kansas | Sumner | 2 | 2004 | 9999 |  |  |  | 0.69077 | Default Emission Factor
Wellington 1 | 1330_G_8 | 1330 | G | 8 |  | Combustion Turbine | SPP_N | Kansas | Sumner | 2 | 2004 | 9999 |  |  |  | 0.69077 | Default Emission Factor
West 14th Street | 1332_G_GT1 | 1332 | G | GT1 |  | Combustion Turbine | SPP_N | Kansas | Cowley | 11.1 | 1962 | 9999 |  |  |  | 0.088964 | Default Emission Factor
Garden City | 1336_G_S3 | 1336 | G | S3 |  | Combustion Turbine | SPP_N | Kansas | Finney | 12.8 | 1968 | 9999 |  |  |  | 0.088964 | Default Emission Factor
Garden City | 1336_G_S4 | 1336 | G | S4 | 90745 | Combustion Turbine | SPP_N | Kansas | Finney | 49.4 | 1976 | 2024 |  |  |  | 0.088964 | Default Emission Factor
Garden City | 1336_G_S5 | 1336 | G | S5 | 90746 | Combustion Turbine | SPP_N | Kansas | Finney | 48.4 | 1979 | 9999 |  |  |  | 0.088964 | Default Emission Factor
E W Brown | 1355_G_10 | 1355 | G | 10 | 875 | Combustion Turbine | S_C_KY | Kentucky | Mercer | 121 | 1995 | 9999 |  |  |  | 0.088964 | Default Emission Factor
E W Brown | 1355_G_11 | 1355 | G | 11 | 876 | Combustion Turbine | S_C_KY | Kentucky | Mercer | 121 | 1996 | 9999 |  |  |  | 0.088964 | Default Emission Factor
E W Brown | 1355_G_5 | 1355 | G | 5 | 879 | Combustion Turbine | S_C_KY | Kentucky | Mercer | 130 | 2001 | 9999 |  |  |  | 0.088964 | Default Emission Factor
E W Brown | 1355_G_6 | 1355 | G | 6 | 880 | Combustion Turbine | S_C_KY | Kentucky | Mercer | 146 | 1999 | 9999 |  |  |  | 0.088964 | Default Emission Factor
E W Brown | 1355_G_7 | 1355 | G | 7 | 881 | Combustion Turbine | S_C_KY | Kentucky | Mercer | 146 | 1999 | 9999 |  |  |  | 0.088964 | Default Emission Factor
E W Brown | 1355_G_8 | 1355 | G | 8 | 882 | Combustion Turbine | S_C_KY | Kentucky | Mercer | 121 | 1995 | 9999 |  |  |  | 0.088964 | Default Emission Factor
E W Brown | 1355_G_9 | 1355 | G | 9 | 883 | Combustion Turbine | S_C_KY | Kentucky | Mercer | 121 | 1994 | 9999 |  |  |  | 0.088964 | Default Emission Factor
Haefling | 1358_G_1 | 1358 | G | 1 |  | Combustion Turbine | S_C_KY | Kentucky | Fayette | 12 | 1970 | 9999 |  |  |  | 0.088964 | Default Emission Factor
Haefling | 1358_G_2 | 1358 | G | 2 |  | Combustion Turbine | S_C_KY | Kentucky | Fayette | 12 | 1970 | 9999 |  |  |  | 0.088964 | Default Emission Factor
Cane Run | 1363_G_7A | 1363 | G | 7A | 90928 | Combined Cycle | S_C_KY | Kentucky | Jefferson | 213 | 2015 | 9999 | 2019 | 8.1088 | 5163403 | 0.003141 | NEI 2019
Cane Run | 1363_G_7B | 1363 | G | 7B | 90929 | Combined Cycle | S_C_KY | Kentucky | Jefferson | 213 | 2015 | 9999 |  |  |  | 0.003141 | NEI 2019
Cane Run | 1363_G_7S | 1363 | G | 7S | 90928 | Combined Cycle | S_C_KY | Kentucky | Jefferson | 237 | 2015 | 9999 |  |  |  | 0.003141 | NEI 2019
Paddys Run | 1366_G_12 | 1366 | G | 12 | 10010 | Combustion Turbine | S_C_KY | Kentucky | Jefferson | 23 | 1968 | 9999 |  |  |  | 0.088964 | Default Emission Factor
Paddys Run | 1366_G_13 | 1366 | G | 13 | 909 | Combustion Turbine | S_C_KY | Kentucky | Jefferson | 147 | 2001 | 9999 | 2019 | 0.16065 | 48451.8462 | 0.006631 | NEI 2019
Paris (KY) | 1376_G_1 | 1376 | G | 1 |  | Combustion Turbine | S_C_KY | Kentucky | Bourbon | 1.4 | 1952 | 9999 |  |  |  | 0.69077 | Default Emission Factor
Paris (KY) | 1376_G_2 | 1376 | G | 2 |  | Combustion Turbine | S_C_KY | Kentucky | Bourbon | 1.4 | 1954 | 9999 |  |  |  | 0.69077 | Default Emission Factor
Paris (KY) | 1376_G_3 | 1376 | G | 3 |  | Combustion Turbine | S_C_KY | Kentucky | Bourbon | 0.8 | 1934 | 9999 |  |  |  | 0.69077 | Default Emission Factor
Paris (KY) | 1376_G_4 | 1376 | G | 4 |  | Combustion Turbine | S_C_KY | Kentucky | Bourbon | 1.1 | 1947 | 9999 |  |  |  | 0.69077 | Default Emission Factor
Paris (KY) | 1376_G_5 | 1376 | G | 5 |  | Combustion Turbine | S_C_KY | Kentucky | Bourbon | 1.2 | 1949 | 9999 |  |  |  | 0.69077 | Default Emission Factor
Paris (KY) | 1376_G_6 | 1376 | G | 6 |  | Combustion Turbine | S_C_KY | Kentucky | Bourbon | 3 | 1974 | 9999 |  |  |  | 0.69077 | Default Emission Factor
Paris (KY) | 1376_G_7 | 1376 | G | 7 |  | Combustion Turbine | S_C_KY | Kentucky | Bourbon | 3 | 1974 | 9999 |  |  |  | 0.69077 | Default Emission Factor
Paradise | 1378_G_CTG1 | 1378 | G | CTG1 | 91045 | Combined Cycle | S_C_TVA | Kentucky | Muhlenberg | 211 | 2017 | 9999 |  |  |  | 0.030815 | Default Emission Factor
Paradise | 1378_G_CTG2 | 1378 | G | CTG2 | 91046 | Combined Cycle | S_C_TVA | Kentucky | Muhlenberg | 211 | 2017 | 9999 |  |  |  | 0.030815 | Default Emission Factor
Paradise | 1378_G_CTG3 | 1378 | G | CTG3 | 91047 | Combined Cycle | S_C_TVA | Kentucky | Muhlenberg | 211 | 2017 | 9999 |  |  |  | 0.030815 | Default Emission Factor
Paradise | 1378_G_STG1 | 1378 | G | STG1 | 91048 | Combined Cycle | S_C_TVA | Kentucky | Muhlenberg | 467 | 2017 | 9999 |  |  |  | 0.030815 | Default Emission Factor
Robert A Reid | 1383_G_GEN2 | 1383 | G | GEN2 | 88132 | Combustion Turbine | MIS_INKY | Kentucky | Webster | 58 | 1976 | 9999 |  |  |  | 0.088964 | Default Emission Factor
Louisiana 1 | 1391_G_4A | 1391 | G | 4A | 939 | Fossil Waste | MIS_LA | Louisiana | East Baton Rouge | 100 | 1987 | 9999 |  |  |  | 0.028605 | Default Emission Factor
Louisiana 1 | 1391_G_5A | 1391 | G | 5A | 940 | Fossil Waste | MIS_LA | Louisiana | East Baton Rouge | 154.4 | 1999 | 9999 |  |  |  | 0.028605 | Default Emission Factor
Coughlin Power Station | 1396_G_6 | 1396 | G | 6 | 957 | Combined Cycle | MIS_LA | Louisiana | Evangeline | 98.5 | 1961 | 9999 |  |  |  | 0.004237 | NEI 2019
Coughlin Power Station | 1396_G_7 | 1396 | G | 7 | 959 | Combined Cycle | MIS_LA | Louisiana | Evangeline | 180.5 | 1966 | 9999 |  |  |  | 0.01455 | NEI 2019
Coughlin Power Station | 1396_G_U6CT | 1396 | G | U6CT | 957 | Combined Cycle | MIS_LA | Louisiana | Evangeline | 147.3 | 2000 | 9999 | 2019 | 2.8492 | 892452 | 0.004237 | NEI 2019
Coughlin Power Station | 1396_G_U72 | 1396 | G | U72 | 960 | Combined Cycle | MIS_LA | Louisiana | Evangeline | 153 | 2000 | 9999 | 2019 | 10.2486 | 800751 | 0.01455 | NEI 2019
Coughlin Power Station | 1396_G_U7CT | 1396 | G | U7CT | 959 | Combined Cycle | MIS_LA | Louisiana | Evangeline | 150.2 | 2000 | 9999 | 2019 | 7.0521 | 778044 | 0.01455 | NEI 2019
Teche | 1400_G_4 | 1400 | G | 4 | 90666 | Combustion Turbine | MIS_LA | Louisiana | St Mary | 34.3 | 2011 | 9999 |  |  |  | 0.088964 | Default Emission Factor
Nine Mile Point | 1403_G_6A | 1403 | G | 6A | 90866 | Combined Cycle | MIS_AMSO | Louisiana | Jefferson | 167.9 | 2014 | 9999 | 2019 | 101.1849 | 3992204 | 0.050691 | NEI 2019
Nine Mile Point | 1403_G_6B | 1403 | G | 6B | 90867 | Combined Cycle | MIS_AMSO | Louisiana | Jefferson | 167.9 | 2014 | 9999 |  |  |  | 0.050691 | NEI 2019
Nine Mile Point | 1403_G_6C | 1403 | G | 6C | 90866 | Combined Cycle | MIS_AMSO | Louisiana | Jefferson | 224.3 | 2014 | 9999 |  |  |  | 0.050691 | NEI 2019
Agua Fria | 141_G_AF4 | 141 | G | AF4 |  | Combustion Turbine | WECC_AZ | Arizona | Maricopa | 73 | 1975 | 9999 |  |  |  | 0.088964 | Default Emission Factor
Agua Fria | 141_G_AF5 | 141 | G | AF5 |  | Combustion Turbine | WECC_AZ | Arizona | Maricopa | 73 | 1974 | 9999 |  |  |  | 0.088964 | Default Emission Factor
Agua Fria | 141_G_AF6 | 141 | G | AF6 |  | Combustion Turbine | WECC_AZ | Arizona | Maricopa | 73 | 1974 | 9999 |  |  |  | 0.088964 | Default Emission Factor
New Roads | 1453_G_1 | 1453 | G | 1 |  | Combustion Turbine | MIS_LA | Louisiana | Pointe Coupee | 1.8 | 1965 | 9999 |  |  |  | 0.11376 | Default Emission Factor
New Roads | 1453_G_2 | 1453 | G | 2 |  | Combustion Turbine | MIS_LA | Louisiana | Pointe Coupee | 0.6 | 1953 | 9999 |  |  |  | 0.11376 | Default Emission Factor
New Roads | 1453_G_3 | 1453 | G | 3 |  | Combustion Turbine | MIS_LA | Louisiana | Pointe Coupee | 0.7 | 1957 | 9999 |  |  |  | 0.11376 | Default Emission Factor
New Roads | 1453_G_4 | 1453 | G | 4 |  | Combustion Turbine | MIS_LA | Louisiana | Pointe Coupee | 1.2 | 1957 | 9999 |  |  |  | 0.11376 | Default Emission Factor
New Roads | 1453_G_5 | 1453 | G | 5 |  | Combustion Turbine | MIS_LA | Louisiana | Pointe Coupee | 1.2 | 1951 | 9999 |  |  |  | 0.11376 | Default Emission Factor
New Roads | 1453_G_6 | 1453 | G | 6 |  | Combustion Turbine | MIS_LA | Louisiana | Pointe Coupee | 1.5 | 1971 | 9999 |  |  |  | 0.11376 | Default Emission Factor
Rayne | 1456_G_9 | 1456 | G | 9 |  | Combustion Turbine | MIS_WOTA | Louisiana | Acadia | 3.6 | 1969 | 9999 |  |  |  | 0.69077 | Default Emission Factor
Big Cajun 1 | 1464_G_3 | 1464 | G | 3 | 8306 | Combustion Turbine | MIS_LA | Louisiana | Pointe Coupee | 105 | 2001 | 9999 | 2019 | 0.97591 | 24626.5 | 0.079257 | NEI 2019
Big Cajun 1 | 1464_G_4 | 1464 | G | 4 | 8308 | Combustion Turbine | MIS_LA | Louisiana | Pointe Coupee | 105 | 2001 | 9999 | 2019 | 1.0129 | 24626.5 | 0.082261 | NEI 2019
Kyrene | 147_G_KY4 | 147 | G | KY4 |  | Combustion Turbine | WECC_AZ | Arizona | Maricopa | 59 | 1971 | 9999 |  |  |  | 0.088964 | Default Emission Factor
Kyrene | 147_G_KY5 | 147 | G | KY5 |  | Combustion Turbine | WECC_AZ | Arizona | Maricopa | 53 | 1973 | 9999 |  |  |  | 0.088964 | Default Emission Factor
Kyrene | 147_G_KY6 | 147 | G | KY6 |  | Combustion Turbine | WECC_AZ | Arizona | Maricopa | 53 | 1973 | 9999 |  |  |  | 0.088964 | Default Emission Factor
Kyrene | 147_G_KY7 | 147 | G | KY7 | 91 | Combined Cycle | WECC_AZ | Arizona | Maricopa | 148 | 2002 | 9999 | 2017 | 7.48 | 1008305 | 0.014837 | NEI 2019
Kyrene | 147_G_KY7A | 147 | G | KY7A | 91 | Combined Cycle | WECC_AZ | Arizona | Maricopa | 106 | 2002 | 9999 |  |  |  | 0.014837 | NEI 2019
Cape Gas Turbine | 1484_G_GT4 | 1484 | G | GT4 |  | Combustion Turbine | NENG_ME | Maine | Cumberland | 16 | 1970 | 9999 |  |  |  | 0.12949 | Default Emission Factor
Cape Gas Turbine | 1484_G_GT5 | 1484 | G | GT5 |  | Combustion Turbine | NENG_ME | Maine | Cumberland | 16 | 1970 | 9999 |  |  |  | 0.12949 | Default Emission Factor
McClure | 151_G_1 | 151 | G | 1 |  | Combustion Turbine | WEC_BANC | California | Stanislaus | 53.5 | 1980 | 9999 | 2019 | 0.065242 | 1329.5 | 0.098145 | NEI 2019
McClure | 151_G_2 | 151 | G | 2 |  | Combustion Turbine | WEC_BANC | California | Stanislaus | 53.5 | 1981 | 9999 | 2017 | 0.030599 | 2138.5 | 0.028617 | NEI 2019
Herbert A Wagner | 1554_G_GT1 | 1554 | G | GT1 |  | Combustion Turbine | PJM_SMAC | Maryland | Anne Arundel | 12.9 | 1967 | 9999 |  |  |  | 0.12949 | Default Emission Factor
Perryman | 1556_G_GT1 | 1556 | G | GT1 | 1023 | Combustion Turbine | PJM_SMAC | Maryland | Harford | 52 | 1972 | 9999 |  |  |  | 0.12949 | Default Emission Factor
Perryman | 1556_G_GT3 | 1556 | G | GT3 | 1025 | Combustion Turbine | PJM_SMAC | Maryland | Harford | 51 | 1972 | 9999 |  |  |  | 0.12949 | Default Emission Factor
Perryman | 1556_G_GT4 | 1556 | G | GT4 | 1026 | Combustion Turbine | PJM_SMAC | Maryland | Harford | 52 | 1972 | 9999 |  |  |  | 0.12949 | Default Emission Factor
Perryman | 1556_G_GT5 | 1556 | G | GT5 | 1019 | Combustion Turbine | PJM_SMAC | Maryland | Harford | 139 | 1995 | 9999 |  |  |  | 0.088964 | Default Emission Factor
Perryman | 1556_G_GT6 | 1556 | G | GT6 | 90366 | Combustion Turbine | PJM_SMAC | Maryland | Harford | 109.8 | 2015 | 9999 |  |  |  | 0.088964 | Default Emission Factor
Philadelphia | 1557_G_GT1 | 1557 | G | GT1 |  | Combustion Turbine | PJM_SMAC | Maryland | Baltimore City | 15.3 | 1970 | 9999 |  |  |  | 0.12949 | Default Emission Factor
Philadelphia | 1557_G_GT2 | 1557 | G | GT2 |  | Combustion Turbine | PJM_SMAC | Maryland | Baltimore City | 16 | 1970 | 9999 |  |  |  | 0.12949 | Default Emission Factor
Philadelphia | 1557_G_GT3 | 1557 | G | GT3 |  | Combustion Turbine | PJM_SMAC | Maryland | Baltimore City | 14.8 | 1970 | 9999 |  |  |  | 0.12949 | Default Emission Factor
Philadelphia | 1557_G_GT4 | 1557 | G | GT4 |  | Combustion Turbine | PJM_SMAC | Maryland | Baltimore City | 14.8 | 1970 | 9999 |  |  |  | 0.12949 | Default Emission Factor
Crisfield | 1563_G_CRIS | 1563 | G | CRIS |  | Combustion Turbine | PJM_EMAC | Maryland | Somerset | 2.6 | 1968 | 9999 |  |  |  | 0.69077 | Default Emission Factor
Crisfield | 1563_G_CRS2 | 1563 | G | CRS2 |  | Combustion Turbine | PJM_EMAC | Maryland | Somerset | 2.6 | 1968 | 9999 |  |  |  | 0.69077 | Default Emission Factor
Crisfield | 1563_G_CRS3 | 1563 | G | CRS3 |  | Combustion Turbine | PJM_EMAC | Maryland | Somerset | 2.6 | 1968 | 9999 |  |  |  | 0.69077 | Default Emission Factor
Crisfield | 1563_G_CRS4 | 1563 | G | CRS4 |  | Combustion Turbine | PJM_EMAC | Maryland | Somerset | 2.6 | 1968 | 9999 |  |  |  | 0.69077 | Default Emission Factor
Vienna Operations | 1564_G_10 | 1564 | G | 10 |  | Combustion Turbine | PJM_EMAC | Maryland | Dorchester | 14.3 | 1968 | 9999 |  |  |  | 0.12949 | Default Emission Factor
Chalk Point LLC | 1571_G_GT1 | 1571 | G | GT1 |  | Combustion Turbine | PJM_SMAC | Maryland | Prince Georges | 16 | 1967 | 9999 |  |  |  | 0.12949 | Default Emission Factor
Chalk Point LLC | 1571_G_GT2 | 1571 | G | GT2 | 1055 | Combustion Turbine | PJM_SMAC | Maryland | Prince Georges | 22 | 1974 | 9999 |  |  |  | 0.12949 | Default Emission Factor
Chalk Point LLC | 1571_G_GT3 | 1571 | G | GT3 | 1046 | Combustion Turbine | PJM_SMAC | Maryland | Prince Georges | 73 | 1991 | 9999 |  |  |  | 0.088964 | Default Emission Factor
Chalk Point LLC | 1571_G_GT4 | 1571 | G | GT4 | 1047 | Combustion Turbine | PJM_SMAC | Maryland | Prince Georges | 73 | 1991 | 9999 |  |  |  | 0.088964 | Default Emission Factor
Chalk Point LLC | 1571_G_GT5 | 1571 | G | GT5 | 1048 | Combustion Turbine | PJM_SMAC | Maryland | Prince Georges | 81 | 1991 | 9999 |  |  |  | 0.088964 | Default Emission Factor
Chalk Point LLC | 1571_G_GT6 | 1571 | G | GT6 | 1049 | Combustion Turbine | PJM_SMAC | Maryland | Prince Georges | 81 | 1991 | 9999 |  |  |  | 0.088964 | Default Emission Factor
Dickerson | 1572_G_GT1 | 1572 | G | GT1 |  | Combustion Turbine | PJM_SMAC | Maryland | Montgomery | 18 | 1967 | 9999 |  |  |  | 0.12949 | Default Emission Factor
Dickerson | 1572_G_GT2 | 1572 | G | GT2 | 1061 | Combustion Turbine | PJM_SMAC | Maryland | Montgomery | 147 | 1992 | 9999 | 2019 | 1.9426 | 50071.4048 | 0.077595 | NEI 2019
Dickerson | 1572_G_GT3 | 1572 | G | GT3 | 1062 | Combustion Turbine | PJM_SMAC | Maryland | Montgomery | 147 | 1992 | 9999 | 2019 | 2.2285 | 50071.4048 | 0.089014 | NEI 2019
Morgantown Generating Plant | 1573_G_3 | 1573 | G | 3 | 1069 | Combustion Turbine | PJM_SMAC | Maryland | Charles | 48 | 1973 | 9999 |  |  |  | 0.12949 | Default Emission Factor
Morgantown Generating Plant | 1573_G_4 | 1573 | G | 4 | 1070 | Combustion Turbine | PJM_SMAC | Maryland | Charles | 48 | 1973 | 9999 |  |  |  | 0.12949 | Default Emission Factor
Morgantown Generating Plant | 1573_G_5 | 1573 | G | 5 | 1071 | Combustion Turbine | PJM_SMAC | Maryland | Charles | 48 | 1973 | 9999 |  |  |  | 0.12949 | Default Emission Factor
Morgantown Generating Plant | 1573_G_6 | 1573 | G | 6 | 1072 | Combustion Turbine | PJM_SMAC | Maryland | Charles | 48 | 1973 | 9999 |  |  |  | 0.12949 | Default Emission Factor
Easton | 1580_G_10 | 1580 | G | 10 |  | Combustion Turbine | PJM_EMAC | Maryland | Talbot | 3.5 | 1966 | 9999 |  |  |  | 0.69077 | Default Emission Factor
Easton | 1580_G_101 | 1580 | G | 101 |  | Combustion Turbine | PJM_EMAC | Maryland | Talbot | 1.5 | 1995 | 9999 |  |  |  | 0.69077 | Default Emission Factor
Easton | 1580_G_102 | 1580 | G | 102 |  | Combustion Turbine | PJM_EMAC | Maryland | Talbot | 1.5 | 1995 | 9999 |  |  |  | 0.69077 | Default Emission Factor
Easton | 1580_G_11 | 1580 | G | 11 |  | Combustion Turbine | PJM_EMAC | Maryland | Talbot | 3.6 | 1968 | 9999 |  |  |  | 0.69077 | Default Emission Factor
Easton | 1580_G_12 | 1580 | G | 12 |  | Combustion Turbine | PJM_EMAC | Maryland | Talbot | 4.1 | 1970 | 9999 |  |  |  | 0.69077 | Default Emission Factor
Easton | 1580_G_13 | 1580 | G | 13 |  | Combustion Turbine | PJM_EMAC | Maryland | Talbot | 5.6 | 1973 | 9999 |  |  |  | 0.69077 | Default Emission Factor
Easton | 1580_G_14 | 1580 | G | 14 |  | Combustion Turbine | PJM_EMAC | Maryland | Talbot | 5.6 | 1973 | 9999 |  |  |  | 0.69077 | Default Emission Factor
Easton | 1580_G_7 | 1580 | G | 7 |  | Combustion Turbine | PJM_EMAC | Maryland | Talbot | 2 | 1954 | 9999 |  |  |  | 0.69077 | Default Emission Factor
Easton | 1580_G_8 | 1580 | G | 8 |  | Combustion Turbine | PJM_EMAC | Maryland | Talbot | 2 | 1957 | 9999 |  |  |  | 0.69077 | Default Emission Factor
Easton | 1580_G_9 | 1580 | G | 9 |  | Combustion Turbine | PJM_EMAC | Maryland | Talbot | 2.5 | 1961 | 9999 |  |  |  | 0.69077 | Default Emission Factor
Exelon Framingham LLC | 1586_G_GT1 | 1586 | G | GT1 | 1077 | Combustion Turbine | NENGREST | Massachusetts | Norfolk | 10.1 | 1970 | 9999 |  |  |  | 0.12949 | Default Emission Factor
Exelon Framingham LLC | 1586_G_GT2 | 1586 | G | GT2 | 1078 | Combustion Turbine | NENGREST | Massachusetts | Norfolk | 10.3 | 1969 | 9999 |  |  |  | 0.12949 | Default Emission Factor
Exelon Framingham LLC | 1586_G_GT3 | 1586 | G | GT3 | 1079 | Combustion Turbine | NENGREST | Massachusetts | Norfolk | 11 | 1969 | 9999 |  |  |  | 0.12949 | Default Emission Factor
Mystic Generating Station | 1588_G_GT81 | 1588 | G | GT81 | 10011 | Combined Cycle | NENGREST | Massachusetts | Middlesex | 228.8 | 2003 | 2024 | 2019 | 3.1 | 811464 | 0.008147 | NEI 2019
Mystic Generating Station | 1588_G_GT82 | 1588 | G | GT82 | 10012 | Combined Cycle | NENGREST | Massachusetts | Middlesex | 230 | 2003 | 2024 | 2019 | 1.8 | 391492 | 0.008147 | NEI 2019
Mystic Generating Station | 1588_G_GT93 | 1588 | G | GT93 | 10013 | Combined Cycle | NENGREST | Massachusetts | Middlesex | 232.4 | 2003 | 2024 | 2019 | 1.7 | 639558 | 0.006877 | NEI 2019
Mystic Generating Station | 1588_G_GT94 | 1588 | G | GT94 | 10014 | Combined Cycle | NENGREST | Massachusetts | Middlesex | 233.5 | 2003 | 2024 | 2019 | 1.6 | 320151 | 0.006877 | NEI 2019
Mystic Generating Station | 1588_G_ST85 | 1588 | G | ST85 | 10011 | Combined Cycle | NENGREST | Massachusetts | Middlesex | 244.6 | 2003 | 2024 |  |  |  | 0.008147 | NEI 2019
Mystic Generating Station | 1588_G_ST96 | 1588 | G | ST96 | 10013 | Combined Cycle | NENGREST | Massachusetts | Middlesex | 248.1 | 2003 | 2024 |  |  |  | 0.006877 | NEI 2019
Exelon Medway LLC | 1592_G_GT1 | 1592 | G | GT1 | 1088 | Combustion Turbine | NENGREST | Massachusetts | Norfolk | 42 | 1970 | 9999 |  |  |  | 0.12949 | Default Emission Factor
Exelon Medway LLC | 1592_G_GT2 | 1592 | G | GT2 | 1090 | Combustion Turbine | NENGREST | Massachusetts | Norfolk | 39.8 | 1971 | 9999 |  |  |  | 0.12949 | Default Emission Factor
Exelon Medway LLC | 1592_G_GT3 | 1592 | G | GT3 | 1092 | Combustion Turbine | NENGREST | Massachusetts | Norfolk | 42 | 1970 | 9999 |  |  |  | 0.12949 | Default Emission Factor
Kendall Square Station | 1595_G_3 | 1595 | G | 3 | 1098 | Combined Cycle | NENGREST | Massachusetts | Middlesex | 20.4 | 1958 | 9999 |  |  |  | 0.003355 | NEI 2019
Kendall Square Station | 1595_G_GEN4 | 1595 | G | GEN4 | 1099 | Combined Cycle | NENGREST | Massachusetts | Middlesex | 171 | 2002 | 9999 | 2019 | 2.4266 | 1280762 | 0.003355 | NEI 2019
Kendall Square Station | 1595_G_JET1 | 1595 | G | JET1 | 1100 | Combustion Turbine | NENGREST | Massachusetts | Middlesex | 18 | 1970 | 9999 |  |  |  | 0.12949 | Default Emission Factor
Oak Bluffs Diesel Generating Facility | 1597_G_UN1 | 1597 | G | UN1 |  | Combustion Turbine | NENGREST | Massachusetts | Dukes | 2.8 | 1969 | 9999 |  |  |  | 0.69077 | Default Emission Factor
Oak Bluffs Diesel Generating Facility | 1597_G_UN2 | 1597 | G | UN2 |  | Combustion Turbine | NENGREST | Massachusetts | Dukes | 2.8 | 1969 | 9999 |  |  |  | 0.69077 | Default Emission Factor
Oak Bluffs Diesel Generating Facility | 1597_G_UN3 | 1597 | G | UN3 |  | Combustion Turbine | NENGREST | Massachusetts | Dukes | 2.8 | 1972 | 9999 |  |  |  | 0.69077 | Default Emission Factor
Canal | 1599_G_3 | 1599 | G | 3 | 88425 | Combustion Turbine | NENGREST | Massachusetts | Barnstable | 330 | 2019 | 9999 |  |  |  | 0.046393 | Default Emission Factor
Apache Station | 160_G_GT1 | 160 | G | GT1 |  | Combustion Turbine | WECC_AZ | Arizona | Cochise | 10 | 1963 | 9999 |  |  |  | 0.088964 | Default Emission Factor
Apache Station | 160_G_GT2 | 160 | G | GT2 |  | Combustion Turbine | WECC_AZ | Arizona | Cochise | 18.5 | 1972 | 9999 |  |  |  | 0.088964 | Default Emission Factor
Apache Station | 160_G_GT3 | 160 | G | GT3 |  | Combustion Turbine | WECC_AZ | Arizona | Cochise | 60 | 1975 | 9999 |  |  |  | 0.088964 | Default Emission Factor
Apache Station | 160_G_GT4 | 160 | G | GT4 | 88320 | Combustion Turbine | WECC_AZ | Arizona | Cochise | 38 | 2002 | 9999 |  |  |  | 0.088964 | Default Emission Factor
Nantucket | 1615_G_18 | 1615 | G | 18 |  | Combustion Turbine | NENGREST | Massachusetts | Nantucket | 13.5 | 2019 | 9999 |  |  |  | 0.062048 | Default Emission Factor
Nantucket | 1615_G_19 | 1615 | G | 19 |  | Combustion Turbine | NENGREST | Massachusetts | Nantucket | 1 | 2019 | 9999 |  |  |  | 0.34419 | Default Emission Factor
Doreen | 1631_G_DORE | 1631 | G | DORE | 1130 | Combustion Turbine | NENGREST | Massachusetts | Berkshire | 15.8 | 1969 | 9999 |  |  |  | 0.12949 | Default Emission Factor
Essential Power Massachusetts LLC | 1642_G_GT-1 | 1642 | G | GT-1 | 8310 | Combustion Turbine | NENGREST | Massachusetts | Hampden | 38.1 | 2002 | 2025 | 2019 | 0.0655 | 1141.3701 | 0.11477 | NEI 2019
Essential Power Massachusetts LLC | 1642_G_GT-2 | 1642 | G | GT-2 | 8312 | Combustion Turbine | NENGREST | Massachusetts | Hampden | 38.8 | 2002 | 2025 | 2019 | 0.0703 | 1162.3401 | 0.12096 | NEI 2019
Essential Power Massachusetts LLC | 1642_G_WS10 | 1642 | G | WS10 | 1136 | Combustion Turbine | NENGREST | Massachusetts | Hampden | 16.6 | 1968 | 9999 |  |  |  | 0.12949 | Default Emission Factor
Woodland Road | 1643_G_WOOD | 1643 | G | WOOD | 1139 | Combustion Turbine | NENGREST | Massachusetts | Berkshire | 15.8 | 1969 | 9999 |  |  |  | 0.12949 | Default Emission Factor
GREC | 165_G_3CT | 165 | G | 3CT | 91186 | Combined Cycle | SPP_WEST | Oklahoma | Mayes | 307 | 2017 | 9999 |  |  |  | 0.030815 | Default Emission Factor
GREC | 165_G_3ST | 165 | G | 3ST | 91186 | Combined Cycle | SPP_WEST | Oklahoma | Mayes | 160.5 | 2017 | 9999 |  |  |  | 0.030815 | Default Emission Factor
Potter Station 2 | 1660_G_CC2 | 1660 | G | CC2 | 1140 | Combined Cycle | NENGREST | Massachusetts | Norfolk | 62.6 | 1977 | 2025 |  |  |  | 0.006483 | NEI 2019
Potter Station 2 | 1660_G_CC3 | 1660 | G | CC3 | 1140 | Combined Cycle | NENGREST | Massachusetts | Norfolk | 15.5 | 1977 | 2025 | 2019 | 0.0128 | 3949 | 0.006483 | NEI 2019
Potter Station 2 | 1660_G_WAT1 | 1660 | G | WAT1 | 90442 | Combustion Turbine | NENGREST | Massachusetts | Norfolk | 52.6 | 2009 | 9999 | 2019 | 0.0386 | 5489.5 | 0.014063 | NEI 2019
Potter Station 2 | 1660_G_WAT2 | 1660 | G | WAT2 | 90443 | Combustion Turbine | NENGREST | Massachusetts | Norfolk | 52.6 | 2009 | 9999 | 2019 | 0.0499 | 5489.5 | 0.01818 | NEI 2019
High Street Station | 1670_G_1 | 1670 | G | 1 |  | Combustion Turbine | NENGREST | Massachusetts | Essex | 1.2 | 1986 | 9999 |  |  |  | 0.11376 | Default Emission Factor
High Street Station | 1670_G_10 | 1670 | G | 10 |  | Combustion Turbine | NENGREST | Massachusetts | Essex | 1.2 | 1984 | 9999 |  |  |  | 0.11376 | Default Emission Factor
High Street Station | 1670_G_11 | 1670 | G | 11 |  | Combustion Turbine | NENGREST | Massachusetts | Essex | 1.2 | 1982 | 9999 |  |  |  | 0.11376 | Default Emission Factor
High Street Station | 1670_G_12 | 1670 | G | 12 |  | Combustion Turbine | NENGREST | Massachusetts | Essex | 1.2 | 1983 | 9999 |  |  |  | 0.11376 | Default Emission Factor
High Street Station | 1670_G_2 | 1670 | G | 2 |  | Combustion Turbine | NENGREST | Massachusetts | Essex | 1.3 | 1954 | 9999 |  |  |  | 0.11376 | Default Emission Factor
High Street Station | 1670_G_6 | 1670 | G | 6 |  | Combustion Turbine | NENGREST | Massachusetts | Essex | 1.2 | 1951 | 9999 |  |  |  | 0.11376 | Default Emission Factor
High Street Station | 1670_G_7 | 1670 | G | 7 |  | Combustion Turbine | NENGREST | Massachusetts | Essex | 1.3 | 1956 | 9999 |  |  |  | 0.69077 | Default Emission Factor
High Street Station | 1670_G_8 | 1670 | G | 8 |  | Combustion Turbine | NENGREST | Massachusetts | Essex | 1.1 | 1960 | 9999 |  |  |  | 0.69077 | Default Emission Factor
High Street Station | 1670_G_9 | 1670 | G | 9 |  | Combustion Turbine | NENGREST | Massachusetts | Essex | 1.3 | 1961 | 9999 |  |  |  | 0.11376 | Default Emission Factor
Waters River | 1678_G_1 | 1678 | G | 1 | 89524 | Combustion Turbine | NENGREST | Massachusetts | Essex | 16.1 | 1971 | 9999 | 2019 | 0.0863 | 750.7575 | 0.2299 | NEI 2019
Waters River | 1678_G_2 | 1678 | G | 2 | 1141 | Combustion Turbine | NENGREST | Massachusetts | Essex | 30.5 | 1990 | 9999 | 2019 | 0.219 | 1422.2425 | 0.30796 | NEI 2019
Cleary Flood Hybrid | 1682_G_9A | 1682 | G | 9A | 1143 | Combined Cycle | NENGREST | Massachusetts | Bristol | 18 | 1976 | 9999 |  |  |  | 0.030815 | Default Emission Factor
Cleary Flood Hybrid | 1682_G_CA9 | 1682 | G | CA9 | 1143 | Combined Cycle | NENGREST | Massachusetts | Bristol | 87 | 1975 | 9999 |  |  |  | 0.030815 | Default Emission Factor
Osceola (AR) | 172_G_9 | 172 | G | 9 |  | Combustion Turbine | MIS_AR | Arkansas | Mississippi | 1.6 | 1992 | 9999 |  |  |  | 0.69077 | Default Emission Factor
Colfax | 1725_G_1 | 1725 | G | 1 |  | Combustion Turbine | MIS_LMI | Michigan | Livingston | 2 | 1969 | 9999 |  |  |  | 0.69077 | Default Emission Factor
Colfax | 1725_G_2 | 1725 | G | 2 |  | Combustion Turbine | MIS_LMI | Michigan | Livingston | 3 | 1969 | 9999 |  |  |  | 0.69077 | Default Emission Factor
Colfax | 1725_G_3 | 1725 | G | 3 |  | Combustion Turbine | MIS_LMI | Michigan | Livingston | 3 | 1969 | 9999 |  |  |  | 0.69077 | Default Emission Factor
Colfax | 1725_G_4 | 1725 | G | 4 |  | Combustion Turbine | MIS_LMI | Michigan | Livingston | 3 | 1969 | 9999 |  |  |  | 0.69077 | Default Emission Factor
Colfax | 1725_G_5 | 1725 | G | 5 |  | Combustion Turbine | MIS_LMI | Michigan | Livingston | 3 | 1969 | 9999 |  |  |  | 0.69077 | Default Emission Factor
Delray | 1728_G_11-1 | 1728 | G | 11-1 | 1175 | Combustion Turbine | MIS_LMI | Michigan | Wayne | 64 | 2000 | 9999 |  |  |  | 0.088964 | Default Emission Factor
Delray | 1728_G_12-1 | 1728 | G | 12-1 | 1176 | Combustion Turbine | MIS_LMI | Michigan | Wayne | 63 | 2000 | 9999 |  |  |  | 0.088964 | Default Emission Factor
Fermi | 1729_G_3 | 1729 | G | 3 |  | Combustion Turbine | MIS_LMI | Michigan | Monroe | 13 | 1966 | 9999 | 2018 | 0.0020705 | 2282.3973 | 0.001814 | Michigan Point Source Emission
Fermi | 1729_G_4 | 1729 | G | 4 |  | Combustion Turbine | MIS_LMI | Michigan | Monroe | 12 | 1966 | 9999 | 2018 | 0.0019112 | 2106.8282 | 0.001814 | Michigan Point Source Emission
Fermi | 1729_G_GT1 | 1729 | G | GT1 |  | Combustion Turbine | MIS_LMI | Michigan | Monroe | 13 | 1966 | 9999 | 2018 | 0.0020705 | 2282.3973 | 0.001814 | Michigan Point Source Emission
Fermi | 1729_G_GT2 | 1729 | G | GT2 |  | Combustion Turbine | MIS_LMI | Michigan | Monroe | 13 | 1966 | 9999 | 2018 | 0.0020705 | 2282.3973 | 0.001814 | Michigan Point Source Emission
Hancock | 1730_G_1 | 1730 | G | 1 |  | Combustion Turbine | MIS_LMI | Michigan | Oakland | 11 | 1967 | 9999 |  |  |  | 0.088964 | Default Emission Factor
Hancock | 1730_G_3 | 1730 | G | 3 |  | Combustion Turbine | MIS_LMI | Michigan | Oakland | 17 | 1967 | 9999 |  |  |  | 0.088964 | Default Emission Factor
Hancock | 1730_G_5 | 1730 | G | 5 | 88435 | Combustion Turbine | MIS_LMI | Michigan | Oakland | 32 | 1970 | 9999 |  |  |  | 0.088964 | Default Emission Factor
Hancock | 1730_G_6 | 1730 | G | 6 | 88436 | Combustion Turbine | MIS_LMI | Michigan | Oakland | 33 | 1966 | 9999 |  |  |  | 0.088964 | Default Emission Factor
Monroe (MI) | 1733_G_IC1 | 1733 | G | IC1 |  | Combustion Turbine | MIS_LMI | Michigan | Monroe | 2 | 1969 | 9999 |  |  |  | 0.69077 | Default Emission Factor
Monroe (MI) | 1733_G_IC2 | 1733 | G | IC2 |  | Combustion Turbine | MIS_LMI | Michigan | Monroe | 3 | 1969 | 9999 |  |  |  | 0.69077 | Default Emission Factor
Monroe (MI) | 1733_G_IC3 | 1733 | G | IC3 |  | Combustion Turbine | MIS_LMI | Michigan | Monroe | 3 | 1969 | 9999 |  |  |  | 0.69077 | Default Emission Factor
Monroe (MI) | 1733_G_IC4 | 1733 | G | IC4 |  | Combustion Turbine | MIS_LMI | Michigan | Monroe | 3 | 1969 | 9999 |  |  |  | 0.69077 | Default Emission Factor
Monroe (MI) | 1733_G_IC5 | 1733 | G | IC5 |  | Combustion Turbine | MIS_LMI | Michigan | Monroe | 3 | 1969 | 9999 |  |  |  | 0.69077 | Default Emission Factor
Northeast (MI) | 1734_G_1 | 1734 | G | 1 |  | Combustion Turbine | MIS_LMI | Michigan | Macomb | 15 | 1967 | 9999 |  |  |  | 0.088964 | Default Emission Factor
Northeast (MI) | 1734_G_2 | 1734 | G | 2 |  | Combustion Turbine | MIS_LMI | Michigan | Macomb | 15 | 1966 | 9999 |  |  |  | 0.088964 | Default Emission Factor
Northeast (MI) | 1734_G_3 | 1734 | G | 3 |  | Combustion Turbine | MIS_LMI | Michigan | Macomb | 14 | 1966 | 9999 |  |  |  | 0.088964 | Default Emission Factor
Northeast (MI) | 1734_G_4 | 1734 | G | 4 |  | Combustion Turbine | MIS_LMI | Michigan | Macomb | 15 | 1966 | 9999 |  |  |  | 0.088964 | Default Emission Factor
Northeast (MI) | 1734_G_5 | 1734 | G | 5 |  | Combustion Turbine | MIS_LMI | Michigan | Macomb | 18 | 1971 | 9999 |  |  |  | 0.088964 | Default Emission Factor
Northeast (MI) | 1734_G_6 | 1734 | G | 6 |  | Combustion Turbine | MIS_LMI | Michigan | Macomb | 19 | 1971 | 9999 |  |  |  | 0.12949 | Default Emission Factor
Northeast (MI) | 1734_G_7 | 1734 | G | 7 |  | Combustion Turbine | MIS_LMI | Michigan | Macomb | 20 | 1971 | 9999 |  |  |  | 0.12949 | Default Emission Factor
Oliver | 1735_G_1 | 1735 | G | 1 |  | Combustion Turbine | MIS_LMI | Michigan | Huron | 2 | 1970 | 9999 |  |  |  | 0.69077 | Default Emission Factor
Oliver | 1735_G_2 | 1735 | G | 2 |  | Combustion Turbine | MIS_LMI | Michigan | Huron | 3 | 1970 | 9999 |  |  |  | 0.69077 | Default Emission Factor
Oliver | 1735_G_3 | 1735 | G | 3 |  | Combustion Turbine | MIS_LMI | Michigan | Huron | 3 | 1970 | 9999 |  |  |  | 0.69077 | Default Emission Factor
Oliver | 1735_G_4 | 1735 | G | 4 |  | Combustion Turbine | MIS_LMI | Michigan | Huron | 3 | 1970 | 9999 |  |  |  | 0.69077 | Default Emission Factor
Oliver | 1735_G_5 | 1735 | G | 5 |  | Combustion Turbine | MIS_LMI | Michigan | Huron | 3 | 1970 | 9999 |  |  |  | 0.69077 | Default Emission Factor
Placid 12 | 1737_G_1 | 1737 | G | 1 |  | Combustion Turbine | MIS_LMI | Michigan | Oakland | 2 | 1970 | 9999 |  |  |  | 0.69077 | Default Emission Factor
Placid 12 | 1737_G_2 | 1737 | G | 2 |  | Combustion Turbine | MIS_LMI | Michigan | Oakland | 3 | 1970 | 9999 |  |  |  | 0.69077 | Default Emission Factor
Placid 12 | 1737_G_3 | 1737 | G | 3 |  | Combustion Turbine | MIS_LMI | Michigan | Oakland | 3 | 1970 | 9999 |  |  |  | 0.69077 | Default Emission Factor
Placid 12 | 1737_G_4 | 1737 | G | 4 |  | Combustion Turbine | MIS_LMI | Michigan | Oakland | 3 | 1970 | 9999 |  |  |  | 0.69077 | Default Emission Factor
Placid 12 | 1737_G_5 | 1737 | G | 5 |  | Combustion Turbine | MIS_LMI | Michigan | Oakland | 3 | 1970 | 9999 |  |  |  | 0.69077 | Default Emission Factor
Putnam (MI) | 1739_G_1 | 1739 | G | 1 |  | Combustion Turbine | MIS_LMI | Michigan | Oakland | 2 | 1971 | 9999 |  |  |  | 0.69077 | Default Emission Factor
Putnam (MI) | 1739_G_2 | 1739 | G | 2 |  | Combustion Turbine | MIS_LMI | Michigan | Oakland | 3 | 1971 | 9999 |  |  |  | 0.69077 | Default Emission Factor
Putnam (MI) | 1739_G_3 | 1739 | G | 3 |  | Combustion Turbine | MIS_LMI | Michigan | Oakland | 3 | 1971 | 9999 |  |  |  | 0.69077 | Default Emission Factor
Putnam (MI) | 1739_G_4 | 1739 | G | 4 |  | Combustion Turbine | MIS_LMI | Michigan | Oakland | 3 | 1971 | 9999 |  |  |  | 0.69077 | Default Emission Factor
Putnam (MI) | 1739_G_5 | 1739 | G | 5 |  | Combustion Turbine | MIS_LMI | Michigan | Oakland | 3 | 1971 | 9999 |  |  |  | 0.69077 | Default Emission Factor
Slocum | 1741_G_1 | 1741 | G | 1 |  | Combustion Turbine | MIS_LMI | Michigan | Wayne | 2 | 1968 | 9999 |  |  |  | 0.69077 | Default Emission Factor
Slocum | 1741_G_2 | 1741 | G | 2 |  | Combustion Turbine | MIS_LMI | Michigan | Wayne | 3 | 1968 | 9999 |  |  |  | 0.69077 | Default Emission Factor
Slocum | 1741_G_3 | 1741 | G | 3 |  | Combustion Turbine | MIS_LMI | Michigan | Wayne | 3 | 1968 | 9999 |  |  |  | 0.69077 | Default Emission Factor
Slocum | 1741_G_4 | 1741 | G | 4 |  | Combustion Turbine | MIS_LMI | Michigan | Wayne | 3 | 1968 | 9999 |  |  |  | 0.69077 | Default Emission Factor
Slocum | 1741_G_5 | 1741 | G | 5 |  | Combustion Turbine | MIS_LMI | Michigan | Wayne | 3 | 1968 | 9999 |  |  |  | 0.69077 | Default Emission Factor
St Clair | 1743_G_11 | 1743 | G | 11 |  | Combustion Turbine | MIS_LMI | Michigan | St Clair | 19 | 1968 | 9999 |  |  |  | 0.088964 | Default Emission Factor
St Clair | 1743_G_12A | 1743 | G | 12A |  | Combustion Turbine | MIS_LMI | Michigan | St Clair | 2 | 1970 | 9999 |  |  |  | 0.69077 | Default Emission Factor
St Clair | 1743_G_12B | 1743 | G | 12B |  | Combustion Turbine | MIS_LMI | Michigan | St Clair | 3 | 1970 | 9999 |  |  |  | 0.69077 | Default Emission Factor
Superior | 1744_G_1 | 1744 | G | 1 |  | Combustion Turbine | MIS_LMI | Michigan | Washtenaw | 13 | 1966 | 9999 |  |  |  | 0.12949 | Default Emission Factor
Superior | 1744_G_2 | 1744 | G | 2 |  | Combustion Turbine | MIS_LMI | Michigan | Washtenaw | 13 | 1966 | 9999 |  |  |  | 0.12949 | Default Emission Factor
Superior | 1744_G_3 | 1744 | G | 3 |  | Combustion Turbine | MIS_LMI | Michigan | Washtenaw | 12 | 1966 | 9999 |  |  |  | 0.12949 | Default Emission Factor
Superior | 1744_G_4 | 1744 | G | 4 |  | Combustion Turbine | MIS_LMI | Michigan | Washtenaw | 14 | 1966 | 9999 |  |  |  | 0.12949 | Default Emission Factor
Wilmot | 1746_G_1 | 1746 | G | 1 |  | Combustion Turbine | MIS_LMI | Michigan | Tuscola | 2 | 1968 | 9999 |  |  |  | 0.69077 | Default Emission Factor
Wilmot | 1746_G_2 | 1746 | G | 2 |  | Combustion Turbine | MIS_LMI | Michigan | Tuscola | 3 | 1968 | 9999 |  |  |  | 0.69077 | Default Emission Factor
Wilmot | 1746_G_3 | 1746 | G | 3 |  | Combustion Turbine | MIS_LMI | Michigan | Tuscola | 3 | 1968 | 9999 |  |  |  | 0.69077 | Default Emission Factor
Wilmot | 1746_G_4 | 1746 | G | 4 |  | Combustion Turbine | MIS_LMI | Michigan | Tuscola | 3 | 1968 | 9999 |  |  |  | 0.69077 | Default Emission Factor
Wilmot | 1746_G_5 | 1746 | G | 5 |  | Combustion Turbine | MIS_LMI | Michigan | Tuscola | 3 | 1968 | 9999 |  |  |  | 0.69077 | Default Emission Factor
Manistique | 1750_G_1 | 1750 | G | 1 |  | Combustion Turbine | MIS_WUMS | Michigan | Schoolcraft | 2 | 1960 | 9999 | 2018 | 0.010792 | 116.25 | 0.18566 | Michigan Point Source Emission
Manistique | 1750_G_2 | 1750 | G | 2 |  | Combustion Turbine | MIS_WUMS | Michigan | Schoolcraft | 2.8 | 1972 | 9999 | 2018 | 0.015108 | 162.75 | 0.18566 | Michigan Point Source Emission
Hart | 1827_G_4 | 1827 | G | 4 |  | Combustion Turbine | MIS_LMI | Michigan | Oceana | 1.4 | 1964 | 9999 |  |  |  | 0.11376 | Default Emission Factor
Hart | 1827_G_IC1 | 1827 | G | IC1 |  | Combustion Turbine | MIS_LMI | Michigan | Oceana | 1.7 | 1985 | 9999 |  |  |  | 0.11376 | Default Emission Factor
Hart | 1827_G_IC3 | 1827 | G | IC3 |  | Combustion Turbine | MIS_LMI | Michigan | Oceana | 2 | 1985 | 9999 |  |  |  | 0.11376 | Default Emission Factor
Hillsdale | 1829_G_5 | 1829 | G | 5 |  | Combustion Turbine | MIS_LMI | Michigan | Hillsdale | 5.6 | 1973 | 9999 | 2019 | 0.013029 | 149.6552 | 0.17412 | NEI 2019
Hillsdale | 1829_G_6 | 1829 | G | 6 |  | Combustion Turbine | MIS_LMI | Michigan | Hillsdale | 6 | 1976 | 9999 |  |  |  | 0.11376 | Default Emission Factor
Plant Four | 1840_G_CT1 | 1840 | G | CT1 |  | Combustion Turbine | MIS_WUMS | Michigan | Marquette | 20 | 1979 | 9999 |  |  |  | 0.12949 | Default Emission Factor
Marshall (MI) | 1844_G_IC3 | 1844 | G | IC3 |  | Combustion Turbine | MIS_LMI | Michigan | Calhoun | 1.9 | 1973 | 9999 |  |  |  | 0.11376 | Default Emission Factor
Marshall (MI) | 1844_G_IC5 | 1844 | G | IC5 |  | Combustion Turbine | MIS_LMI | Michigan | Calhoun | 1.4 | 1948 | 9999 |  |  |  | 0.11376 | Default Emission Factor
Marshall (MI) | 1844_G_IC6 | 1844 | G | IC6 |  | Combustion Turbine | MIS_LMI | Michigan | Calhoun | 5.6 | 1978 | 9999 |  |  |  | 0.11376 | Default Emission Factor
Newberry | 1846_G_1 | 1846 | G | 1 |  | Combustion Turbine | MIS_WUMS | Michigan | Luce | 2.5 | 1974 | 9999 |  |  |  | 0.69077 | Default Emission Factor
Newberry | 1846_G_2 | 1846 | G | 2 |  | Combustion Turbine | MIS_WUMS | Michigan | Luce | 0.5 | 1948 | 9999 |  |  |  | 0.69077 | Default Emission Factor
Newberry | 1846_G_4 | 1846 | G | 4 |  | Combustion Turbine | MIS_WUMS | Michigan | Luce | 1.5 | 1988 | 9999 |  |  |  | 0.69077 | Default Emission Factor
Frank Jenkins | 1851_G_4 | 1851 | G | 4 |  | Combustion Turbine | MIS_LMI | Michigan | Ionia | 0.8 | 1950 | 9999 |  |  |  | 0.69077 | Default Emission Factor
Frank Jenkins | 1851_G_5 | 1851 | G | 5 |  | Combustion Turbine | MIS_LMI | Michigan | Ionia | 1.7 | 1995 | 9999 |  |  |  | 0.11376 | Default Emission Factor
Frank Jenkins | 1851_G_6 | 1851 | G | 6 |  | Combustion Turbine | MIS_LMI | Michigan | Ionia | 1 | 2002 | 9999 |  |  |  | 0.11376 | Default Emission Factor
St Louis | 1852_G_1 | 1852 | G | 1 |  | Combustion Turbine | MIS_LMI | Michigan | Gratiot | 1.3 | 1958 | 9999 |  |  |  | 0.11376 | Default Emission Factor
St Louis | 1852_G_2 | 1852 | G | 2 |  | Combustion Turbine | MIS_LMI | Michigan | Gratiot | 0.6 | 1945 | 9999 |  |  |  | 0.69077 | Default Emission Factor
St Louis | 1852_G_3 | 1852 | G | 3 |  | Combustion Turbine | MIS_LMI | Michigan | Gratiot | 0.9 | 1951 | 9999 |  |  |  | 0.69077 | Default Emission Factor
St Louis | 1852_G_7 | 1852 | G | 7 |  | Combustion Turbine | MIS_LMI | Michigan | Gratiot | 1.1 | 1996 | 9999 |  |  |  | 0.11376 | Default Emission Factor
St Louis | 1852_G_8 | 1852 | G | 8 |  | Combustion Turbine | MIS_LMI | Michigan | Gratiot | 1.5 | 2003 | 9999 |  |  |  | 0.69077 | Default Emission Factor
St Louis | 1852_G_9 | 1852 | G | 9 |  | Combustion Turbine | MIS_LMI | Michigan | Gratiot | 1.1 | 2003 | 9999 |  |  |  | 0.69077 | Default Emission Factor
Main Street (MI) | 1853_G_1 | 1853 | G | 1 |  | Combustion Turbine | MIS_LMI | Michigan | Huron | 0.9 | 1961 | 9999 |  |  |  | 0.11376 | Default Emission Factor
Main Street (MI) | 1853_G_2 | 1853 | G | 2 |  | Combustion Turbine | MIS_LMI | Michigan | Huron | 0.8 | 1947 | 9999 |  |  |  | 0.69077 | Default Emission Factor
Main Street (MI) | 1853_G_3 | 1853 | G | 3 |  | Combustion Turbine | MIS_LMI | Michigan | Huron | 1.1 | 1966 | 9999 |  |  |  | 0.11376 | Default Emission Factor
Main Street (MI) | 1853_G_4 | 1853 | G | 4 |  | Combustion Turbine | MIS_LMI | Michigan | Huron | 1.2 | 1966 | 9999 |  |  |  | 0.11376 | Default Emission Factor
Main Street (MI) | 1853_G_5 | 1853 | G | 5 |  | Combustion Turbine | MIS_LMI | Michigan | Huron | 1 | 1979 | 9999 |  |  |  | 0.11376 | Default Emission Factor
Main Street (MI) | 1853_G_6 | 1853 | G | 6 |  | Combustion Turbine | MIS_LMI | Michigan | Huron | 0.6 | 1967 | 9999 |  |  |  | 0.11376 | Default Emission Factor
Sturgis City Diesel Plant | 1855_G_6 | 1855 | G | 6 |  | Combustion Turbine | PJM_West | Michigan | St Joseph | 6 | 1981 | 9999 |  |  |  | 0.11376 | Default Emission Factor
Wyandotte | 1866_G_DG1 | 1866 | G | DG1 |  | Combustion Turbine | MIS_LMI | Michigan | Wayne | 1.8 | 2007 | 9999 |  |  |  | 0.69077 | Default Emission Factor
Wyandotte | 1866_G_DG2 | 1866 | G | DG2 |  | Combustion Turbine | MIS_LMI | Michigan | Wayne | 1.8 | 2007 | 9999 |  |  |  | 0.69077 | Default Emission Factor
Wyandotte | 1866_G_DG3 | 1866 | G | DG3 |  | Combustion Turbine | MIS_LMI | Michigan | Wayne | 1.8 | 2007 | 9999 |  |  |  | 0.69077 | Default Emission Factor
Zeeland | 1867_G_1 | 1867 | G | 1 |  | Combustion Turbine | MIS_LMI | Michigan | Ottawa | 1.5 | 1966 | 9999 |  |  |  | 0.11376 | Default Emission Factor
Zeeland | 1867_G_10 | 1867 | G | 10 |  | Combustion Turbine | MIS_LMI | Michigan | Ottawa | 6 | 1974 | 9999 |  |  |  | 0.11376 | Default Emission Factor
Zeeland | 1867_G_11 | 1867 | G | 11 |  | Combustion Turbine | MIS_LMI | Michigan | Ottawa | 6.4 | 1980 | 9999 |  |  |  | 0.11376 | Default Emission Factor
Zeeland | 1867_G_2 | 1867 | G | 2 |  | Combustion Turbine | MIS_LMI | Michigan | Ottawa | 1.2 | 1967 | 9999 |  |  |  | 0.11376 | Default Emission Factor
Zeeland | 1867_G_7 | 1867 | G | 7 |  | Combustion Turbine | MIS_LMI | Michigan | Ottawa | 2 | 1957 | 9999 |  |  |  | 0.11376 | Default Emission Factor
Zeeland | 1867_G_8 | 1867 | G | 8 |  | Combustion Turbine | MIS_LMI | Michigan | Ottawa | 1.5 | 1963 | 9999 |  |  |  | 0.11376 | Default Emission Factor
Zeeland | 1867_G_9 | 1867 | G | 9 |  | Combustion Turbine | MIS_LMI | Michigan | Ottawa | 5 | 1971 | 9999 |  |  |  | 0.11376 | Default Emission Factor
Dafter | 1868_G_1 | 1868 | G | 1 |  | Combustion Turbine | MIS_WUMS | Michigan | Chippewa | 0.9 | 1955 | 9999 | 2018 | 0.0029647 | 3.1765 | 1.8667 | Michigan Point Source Emission
Dafter | 1868_G_3 | 1868 | G | 3 |  | Combustion Turbine | MIS_WUMS | Michigan | Chippewa | 0.9 | 1955 | 9999 | 2018 | 0.0029647 | 3.1765 | 1.8667 | Michigan Point Source Emission
Dafter | 1868_G_4 | 1868 | G | 4 |  | Combustion Turbine | MIS_WUMS | Michigan | Chippewa | 2.5 | 1960 | 9999 | 2018 | 0.0082353 | 8.8235 | 1.8667 | Michigan Point Source Emission
Dafter | 1868_G_5 | 1868 | G | 5 |  | Combustion Turbine | MIS_WUMS | Michigan | Chippewa | 2.5 | 1960 | 9999 | 2018 | 0.0082353 | 8.8235 | 1.8667 | Michigan Point Source Emission
Tower | 1873_G_GT4 | 1873 | G | GT4 |  | Combustion Turbine | MIS_LMI | Michigan | Cheboygan | 19.3 | 1971 | 9999 |  |  |  | 0.12949 | Default Emission Factor
Caro | 1874_G_1 | 1874 | G | 1 |  | Combustion Turbine | MIS_LMI | Michigan | Tuscola | 1 | 1949 | 9999 |  |  |  | 0.69077 | Default Emission Factor
Caro | 1874_G_2 | 1874 | G | 2 |  | Combustion Turbine | MIS_LMI | Michigan | Tuscola | 1 | 1949 | 9999 |  |  |  | 0.69077 | Default Emission Factor
Caro | 1874_G_3 | 1874 | G | 3 |  | Combustion Turbine | MIS_LMI | Michigan | Tuscola | 1 | 1952 | 9999 |  |  |  | 0.69077 | Default Emission Factor
Caro | 1874_G_4 | 1874 | G | 4 |  | Combustion Turbine | MIS_LMI | Michigan | Tuscola | 1.5 | 1984 | 9999 |  |  |  | 0.69077 | Default Emission Factor
Caro | 1874_G_5 | 1874 | G | 5 |  | Combustion Turbine | MIS_LMI | Michigan | Tuscola | 2 | 1999 | 9999 |  |  |  | 0.69077 | Default Emission Factor
Caro | 1874_G_6 | 1874 | G | 6 |  | Combustion Turbine | MIS_LMI | Michigan | Tuscola | 2 | 2000 | 9999 |  |  |  | 0.69077 | Default Emission Factor
Ubly | 1875_G_1 | 1875 | G | 1 |  | Combustion Turbine | MIS_LMI | Michigan | Huron | 0.6 | 1938 | 9999 |  |  |  | 0.69077 | Default Emission Factor
Ubly | 1875_G_2 | 1875 | G | 2 |  | Combustion Turbine | MIS_LMI | Michigan | Huron | 0.6 | 1938 | 9999 |  |  |  | 0.69077 | Default Emission Factor
Ubly | 1875_G_3 | 1875 | G | 3 |  | Combustion Turbine | MIS_LMI | Michigan | Huron | 0.7 | 1938 | 9999 |  |  |  | 0.69077 | Default Emission Factor
Ubly | 1875_G_4 | 1875 | G | 4 |  | Combustion Turbine | MIS_LMI | Michigan | Huron | 0.9 | 1947 | 9999 |  |  |  | 0.69077 | Default Emission Factor
Ubly | 1875_G_5 | 1875 | G | 5 |  | Combustion Turbine | MIS_LMI | Michigan | Huron | 1.5 | 1987 | 9999 |  |  |  | 0.69077 | Default Emission Factor
Ubly | 1875_G_6 | 1875 | G | 6 |  | Combustion Turbine | MIS_LMI | Michigan | Huron | 1.5 | 1993 | 9999 |  |  |  | 0.11376 | Default Emission Factor
Ubly | 1875_G_7 | 1875 | G | 7 |  | Combustion Turbine | MIS_LMI | Michigan | Huron | 2.5 | 2000 | 9999 |  |  |  | 0.69077 | Default Emission Factor
Ubly | 1875_G_8 | 1875 | G | 8 |  | Combustion Turbine | MIS_LMI | Michigan | Huron | 2.5 | 2001 | 9999 |  |  |  | 0.11376 | Default Emission Factor
Ubly | 1875_G_9 | 1875 | G | 9 |  | Combustion Turbine | MIS_LMI | Michigan | Huron | 1.5 | 2002 | 9999 |  |  |  | 0.11376 | Default Emission Factor
George Johnson | 1877_G_10 | 1877 | G | 10 |  | Combustion Turbine | MIS_LMI | Michigan | Osceola | 24.3 | 2000 | 9999 |  |  |  | 0.088964 | Default Emission Factor
George Johnson | 1877_G_11 | 1877 | G | 11 |  | Combustion Turbine | MIS_LMI | Michigan | Osceola | 1 | 1993 | 9999 |  |  |  | 0.69077 | Default Emission Factor
George Johnson | 1877_G_9 | 1877 | G | 9 |  | Combustion Turbine | MIS_LMI | Michigan | Osceola | 24.4 | 2000 | 9999 |  |  |  | 0.088964 | Default Emission Factor
Claude Vandyke | 1880_G_8 | 1880 | G | 8 |  | Combustion Turbine | MIS_LMI | Michigan | Allegan | 20.2 | 2001 | 9999 |  |  |  | 0.088964 | Default Emission Factor
Vestaburg | 1881_G_8 | 1881 | G | 8 |  | Combustion Turbine | MIS_LMI | Michigan | Montcalm | 18.5 | 1972 | 9999 |  |  |  | 0.088964 | Default Emission Factor
Clay Boswell | 1893_G_D4 | 1893 | G | D4 |  | Combustion Turbine | MIS_MNWI | Minnesota | Itasca | 0.8 | 1980 | 9999 |  |  |  | 0.69077 | Default Emission Factor
Black Dog | 1904_G_2 | 1904 | G | 2 |  | Combined Cycle | MIS_MNWI | Minnesota | Dakota | 117 | 1954 | 9999 |  |  |  | 0.10642 | NEI 2019
Black Dog | 1904_G_5 | 1904 | G | 5 | 1241 | Combined Cycle | MIS_MNWI | Minnesota | Dakota | 165 | 2002 | 9999 | 2019 | 79.14 | 1487337 | 0.10642 | NEI 2019
Black Dog | 1904_G_6-1 | 1904 | G | 6-1 | 91235 | Combustion Turbine | MIS_MNWI | Minnesota | Dakota | 212 | 2018 | 9999 | 2019 | 26.76 | 292891 | 0.18273 | NEI 2019
High Bridge | 1912_G_7 | 1912 | G | 7 | 89581 | Combined Cycle | MIS_MNWI | Minnesota | Ramsey | 152 | 2008 | 9999 | 2019 | 55.76 | 2449021 | 0.060188 | NEI 2019
High Bridge | 1912_G_8 | 1912 | G | 8 | 89582 | Combined Cycle | MIS_MNWI | Minnesota | Ramsey | 152 | 2008 | 9999 | 2019 | 49.48 | 1048005 | 0.060188 | NEI 2019
High Bridge | 1912_G_9 | 1912 | G | 9 | 89581 | Combined Cycle | MIS_MNWI | Minnesota | Ramsey | 226 | 2008 | 9999 |  |  |  | 0.060188 | NEI 2019
Inver Hills | 1913_G_1 | 1913 | G | 1 | 90102 | Combustion Turbine | MIS_MNWI | Minnesota | Dakota | 47 | 1972 | 2025 | 2019 | 0.15398 | 815.0945 | 0.37782 | NEI 2019
Inver Hills | 1913_G_2 | 1913 | G | 2 | 90103 | Combustion Turbine | MIS_MNWI | Minnesota | Dakota | 47 | 1972 | 2025 | 2017 | 0.1246 | 747.1289 | 0.33354 | NEI 2019
Inver Hills | 1913_G_3 | 1913 | G | 3 | 90104 | Combustion Turbine | MIS_MNWI | Minnesota | Dakota | 47 | 1972 | 2025 | 2017 | 0.16493 | 747.1289 | 0.4415 | NEI 2019
Inver Hills | 1913_G_4 | 1913 | G | 4 | 90105 | Combustion Turbine | MIS_MNWI | Minnesota | Dakota | 47 | 1972 | 2025 | 2019 | 0.13328 | 815.0945 | 0.32703 | NEI 2019
Inver Hills | 1913_G_5 | 1913 | G | 5 | 90106 | Combustion Turbine | MIS_MNWI | Minnesota | Dakota | 47 | 1972 | 2025 | 2017 | 0.20595 | 747.1289 | 0.55131 | NEI 2019
Inver Hills | 1913_G_6 | 1913 | G | 6 | 90107 | Combustion Turbine | MIS_MNWI | Minnesota | Dakota | 47 | 1972 | 2025 | 2017 | 0.1832 | 747.1289 | 0.49041 | NEI 2019
Inver Hills | 1913_G_7 | 1913 | G | 7 |  | Combustion Turbine | MIS_MNWI | Minnesota | Dakota | 1.8 | 1997 | 2025 |  |  |  | 0.12949 | Default Emission Factor
Inver Hills | 1913_G_8 | 1913 | G | 8 |  | Combustion Turbine | MIS_MNWI | Minnesota | Dakota | 1.8 | 1997 | 2025 |  |  |  | 0.12949 | Default Emission Factor
Riverside (MN) | 1927_G_10 | 1927 | G | 10 | 89647 | Combined Cycle | MIS_MNWI | Minnesota | Hennepin | 147 | 2009 | 9999 | 2017 | 23.79 | 515158 | 0.060549 | NEI 2019
Riverside (MN) | 1927_G_9 | 1927 | G | 9 | 89646 | Combined Cycle | MIS_MNWI | Minnesota | Hennepin | 147 | 2009 | 9999 | 2017 | 24.65 | 1084865 | 0.060549 | NEI 2019
Riverside (MN) | 1927_G_ST7 | 1927 | G | ST7 | 89646 | Combined Cycle | MIS_MNWI | Minnesota | Hennepin | 160 | 1987 | 9999 |  |  |  | 0.060549 | NEI 2019
St James | 1929_G_1 | 1929 | G | 1 |  | Combustion Turbine | MIS_MNWI | Minnesota | Watonwan | 2 | 2002 | 9999 | 2017 | 0.0008323 | 8.8333 | 0.18845 | NEI 2019
St James | 1929_G_2 | 1929 | G | 2 |  | Combustion Turbine | MIS_MNWI | Minnesota | Watonwan | 2 | 2002 | 9999 | 2017 | 0.0008048 | 8.8333 | 0.18222 | NEI 2019
St James | 1929_G_3 | 1929 | G | 3 |  | Combustion Turbine | MIS_MNWI | Minnesota | Watonwan | 2 | 2002 | 9999 | 2017 | 0.0008294 | 8.8333 | 0.18779 | NEI 2019
St James | 1929_G_4 | 1929 | G | 4 |  | Combustion Turbine | MIS_MNWI | Minnesota | Watonwan | 2 | 2002 | 9999 | 2017 | 0.0008686 | 8.8333 | 0.19666 | NEI 2019
St James | 1929_G_5 | 1929 | G | 5 |  | Combustion Turbine | MIS_MNWI | Minnesota | Watonwan | 2 | 2002 | 9999 | 2017 | 0.0008613 | 8.8333 | 0.19501 | NEI 2019
St James | 1929_G_6 | 1929 | G | 6 |  | Combustion Turbine | MIS_MNWI | Minnesota | Watonwan | 2 | 2002 | 9999 | 2017 | 0.0008729 | 8.8333 | 0.19764 | NEI 2019
Municipal Light | 193_G_1 | 193 | G | 1 |  | Combustion Turbine | SPP_WEST | Arkansas | Clay | 2 | 1963 | 9999 |  |  |  | 0.69077 | Default Emission Factor
Municipal Light | 193_G_2 | 193 | G | 2 |  | Combustion Turbine | SPP_WEST | Arkansas | Clay | 0.6 | 1952 | 9999 |  |  |  | 0.69077 | Default Emission Factor
Municipal Light | 193_G_4 | 193 | G | 4 |  | Combustion Turbine | SPP_WEST | Arkansas | Clay | 2.2 | 1976 | 9999 |  |  |  | 0.69077 | Default Emission Factor
Municipal Light | 193_G_6 | 193 | G | 6 |  | Combustion Turbine | SPP_WEST | Arkansas | Clay | 1.3 | 1959 | 9999 |  |  |  | 0.69077 | Default Emission Factor
Municipal Light | 193_G_7 | 193 | G | 7 |  | Combustion Turbine | SPP_WEST | Arkansas | Clay | 1.1 | 1955 | 9999 |  |  |  | 0.69077 | Default Emission Factor
Adrian | 1956_G_5 | 1956 | G | 5 |  | Combustion Turbine | MIS_LMI | Minnesota | Nobles | 2 | 2005 | 9999 |  |  |  | 0.69077 | Default Emission Factor
Alexandria | 1958_G_IC1 | 1958 | G | IC1 |  | Combustion Turbine | MIS_MNWI | Minnesota | Douglas | 1 | 1948 | 9999 |  |  |  | 0.69077 | Default Emission Factor
Alexandria | 1958_G_IC2 | 1958 | G | IC2 |  | Combustion Turbine | MIS_MNWI | Minnesota | Douglas | 3.6 | 1967 | 9999 |  |  |  | 0.69077 | Default Emission Factor
Alexandria | 1958_G_IC3 | 1958 | G | IC3 |  | Combustion Turbine | MIS_MNWI | Minnesota | Douglas | 3.6 | 1967 | 9999 |  |  |  | 0.69077 | Default Emission Factor
Benson City of | 1964_G_10 | 1964 | G | 10 |  | Combustion Turbine | MIS_MNWI | Minnesota | Swift | 1.8 | 2002 | 9999 | 2017 | 0.0008497 | 8.8 | 0.19311 | NEI 2019
Benson City of | 1964_G_11 | 1964 | G | 11 |  | Combustion Turbine | MIS_MNWI | Minnesota | Swift | 1.8 | 2002 | 9999 | 2017 | 0.0008454 | 8.8 | 0.19214 | NEI 2019
Benson City of | 1964_G_7 | 1964 | G | 7 |  | Combustion Turbine | MIS_MNWI | Minnesota | Swift | 1.8 | 2002 | 9999 | 2017 | 0.0009672 | 8.8 | 0.21982 | NEI 2019
Benson City of | 1964_G_8 | 1964 | G | 8 |  | Combustion Turbine | MIS_MNWI | Minnesota | Swift | 1.8 | 2002 | 9999 | 2017 | 0.0007482 | 8.8 | 0.17005 | NEI 2019
Benson City of | 1964_G_9 | 1964 | G | 9 |  | Combustion Turbine | MIS_MNWI | Minnesota | Swift | 1.8 | 2002 | 9999 | 2017 | 0.000841 | 8.8 | 0.19114 | NEI 2019
Blooming Prairie | 1966_G_4 | 1966 | G | 4 |  | Combustion Turbine | MIS_MNWI | Minnesota | Steele | 1.3 | 1974 | 9999 |  |  |  | 0.69077 | Default Emission Factor
Blooming Prairie | 1966_G_5 | 1966 | G | 5 |  | Combustion Turbine | MIS_MNWI | Minnesota | Steele | 2 | 2003 | 9999 |  |  |  | 0.69077 | Default Emission Factor
Blooming Prairie | 1966_G_6 | 1966 | G | 6 |  | Combustion Turbine | MIS_MNWI | Minnesota | Steele | 1.9 | 2009 | 9999 |  |  |  | 0.69077 | Default Emission Factor
Blooming Prairie | 1966_G_7 | 1966 | G | 7 |  | Combustion Turbine | MIS_MNWI | Minnesota | Steele | 1.3 | 2012 | 9999 |  |  |  | 0.69077 | Default Emission Factor
Blue Earth | 1967_G_IC1 | 1967 | G | IC1 |  | Combustion Turbine | MIS_MNWI | Minnesota | Faribault | 1.5 | 1960 | 9999 |  |  |  | 0.69077 | Default Emission Factor
Blue Earth | 1967_G_IC3 | 1967 | G | IC3 |  | Combustion Turbine | MIS_MNWI | Minnesota | Faribault | 1.6 | 1993 | 9999 |  |  |  | 0.69077 | Default Emission Factor
Blue Earth | 1967_G_IC4 | 1967 | G | IC4 |  | Combustion Turbine | MIS_MNWI | Minnesota | Faribault | 1.6 | 1993 | 9999 |  |  |  | 0.69077 | Default Emission Factor
Blue Earth | 1967_G_IC5 | 1967 | G | IC5 |  | Combustion Turbine | MIS_MNWI | Minnesota | Faribault | 1.6 | 1993 | 9999 |  |  |  | 0.69077 | Default Emission Factor
Blue Earth | 1967_G_IC6 | 1967 | G | IC6 |  | Combustion Turbine | MIS_MNWI | Minnesota | Faribault | 1.8 | 1996 | 9999 |  |  |  | 0.69077 | Default Emission Factor
Blue Earth | 1967_G_IC7 | 1967 | G | IC7 |  | Combustion Turbine | MIS_MNWI | Minnesota | Faribault | 1.1 | 2015 | 9999 |  |  |  | 0.69077 | Default Emission Factor
Blue Earth | 1967_G_IC8 | 1967 | G | IC8 |  | Combustion Turbine | MIS_MNWI | Minnesota | Faribault | 1.8 | 2015 | 9999 |  |  |  | 0.69077 | Default Emission Factor
Delano | 1969_G_2 | 1969 | G | 2 |  | Combustion Turbine | MIS_MNWI | Minnesota | Wright | 1.1 | 1972 | 9999 |  |  |  | 0.11376 | Default Emission Factor
Delano | 1969_G_3 | 1969 | G | 3 |  | Combustion Turbine | MIS_MNWI | Minnesota | Wright | 1.3 | 1973 | 9999 |  |  |  | 0.11376 | Default Emission Factor
Delano | 1969_G_5 | 1969 | G | 5 |  | Combustion Turbine | MIS_MNWI | Minnesota | Wright | 0.8 | 1946 | 9999 |  |  |  | 0.69077 | Default Emission Factor
Delano | 1969_G_6 | 1969 | G | 6 |  | Combustion Turbine | MIS_MNWI | Minnesota | Wright | 1.2 | 1989 | 9999 |  |  |  | 0.69077 | Default Emission Factor
Delano | 1969_G_7 | 1969 | G | 7 |  | Combustion Turbine | MIS_MNWI | Minnesota | Wright | 3 | 1994 | 9999 |  |  |  | 0.69077 | Default Emission Factor
Delano | 1969_G_8 | 1969 | G | 8 |  | Combustion Turbine | MIS_MNWI | Minnesota | Wright | 3.1 | 1999 | 9999 |  |  |  | 0.69077 | Default Emission Factor
Detroit Lakes | 1970_G_1 | 1970 | G | 1 |  | Combustion Turbine | MIS_MNWI | Minnesota | Becker | 9.6 | 1968 | 9999 |  |  |  | 0.12949 | Default Emission Factor
Elk River City of | 1971_G_1 | 1971 | G | 1 |  | Combustion Turbine | MIS_MNWI | Minnesota | Sherburne | 0.5 | 1948 | 9999 |  |  |  | 0.69077 | Default Emission Factor
Elk River City of | 1971_G_2 | 1971 | G | 2 |  | Combustion Turbine | MIS_MNWI | Minnesota | Sherburne | 0.5 | 1948 | 9999 |  |  |  | 0.69077 | Default Emission Factor
Elk River City of | 1971_G_3 | 1971 | G | 3 |  | Combustion Turbine | MIS_MNWI | Minnesota | Sherburne | 3 | 1962 | 9999 |  |  |  | 0.11376 | Default Emission Factor
Elk River City of | 1971_G_4 | 1971 | G | 4 |  | Combustion Turbine | MIS_MNWI | Minnesota | Sherburne | 5 | 1972 | 9999 |  |  |  | 0.11376 | Default Emission Factor
Elk River City of | 1971_G_5 | 1971 | G | 5 |  | Landfill Gas | MIS_MNWI | Minnesota | Sherburne | 0.8 | 2002 | 9999 |  |  |  | 0.056969 | Default Emission Factor
Elk River City of | 1971_G_6 | 1971 | G | 6 |  | Landfill Gas | MIS_MNWI | Minnesota | Sherburne | 0.8 | 2002 | 9999 |  |  |  | 0.056969 | Default Emission Factor
Elk River City of | 1971_G_7 | 1971 | G | 7 |  | Landfill Gas | MIS_MNWI | Minnesota | Sherburne | 0.8 | 2002 | 9999 |  |  |  | 0.056969 | Default Emission Factor
Elk River City of | 1971_G_8 | 1971 | G | 8 |  | Landfill Gas | MIS_MNWI | Minnesota | Sherburne | 0.8 | 2006 | 9999 |  |  |  | 0.056969 | Default Emission Factor
Fairfax | 1972_G_2A | 1972 | G | 2A |  | Combustion Turbine | MIS_MNWI | Minnesota | Renville | 1.9 | 2001 | 9999 |  |  |  | 0.69077 | Default Emission Factor
Fairmont (MN) | 1973_G_10 | 1973 | G | 10 |  | Combustion Turbine | MIS_MNWI | Minnesota | Martin | 6.5 | 2014 | 9999 |  |  |  | 0.11376 | Default Emission Factor
Fairmont (MN) | 1973_G_11 | 1973 | G | 11 |  | Combustion Turbine | MIS_MNWI | Minnesota | Martin | 6.5 | 2014 | 9999 |  |  |  | 0.11376 | Default Emission Factor
Fairmont (MN) | 1973_G_12 | 1973 | G | 12 |  | Combustion Turbine | MIS_MNWI | Minnesota | Martin | 6.5 | 2014 | 9999 |  |  |  | 0.11376 | Default Emission Factor
Fairmont (MN) | 1973_G_6 | 1973 | G | 6 |  | Combustion Turbine | MIS_MNWI | Minnesota | Martin | 6 | 1975 | 9999 |  |  |  | 0.11376 | Default Emission Factor
Fairmont (MN) | 1973_G_7 | 1973 | G | 7 |  | Combustion Turbine | MIS_MNWI | Minnesota | Martin | 6 | 1975 | 9999 |  |  |  | 0.11376 | Default Emission Factor
Fairmont (MN) | 1973_G_9 | 1973 | G | 9 |  | Combustion Turbine | MIS_MNWI | Minnesota | Martin | 6.5 | 2014 | 9999 |  |  |  | 0.11376 | Default Emission Factor
Glencoe | 1975_G_10 | 1975 | G | 10 |  | Combustion Turbine | MIS_MNWI | Minnesota | McLeod | 5.6 | 1985 | 9999 |  |  |  | 0.69077 | Default Emission Factor
Glencoe | 1975_G_11 | 1975 | G | 11 |  | Combustion Turbine | MIS_MNWI | Minnesota | McLeod | 4.8 | 1998 | 9999 |  |  |  | 0.69077 | Default Emission Factor
Glencoe | 1975_G_12 | 1975 | G | 12 |  | Combustion Turbine | MIS_MNWI | Minnesota | McLeod | 4.8 | 1998 | 9999 |  |  |  | 0.69077 | Default Emission Factor
Glencoe | 1975_G_14 | 1975 | G | 14 |  | Combustion Turbine | MIS_MNWI | Minnesota | McLeod | 4.8 | 2006 | 9999 |  |  |  | 0.69077 | Default Emission Factor
Glencoe | 1975_G_5 | 1975 | G | 5 |  | Combustion Turbine | MIS_MNWI | Minnesota | McLeod | 1 | 1957 | 9999 |  |  |  | 0.11376 | Default Emission Factor
Glencoe | 1975_G_7 | 1975 | G | 7 |  | Combustion Turbine | MIS_MNWI | Minnesota | McLeod | 3.2 | 1966 | 9999 |  |  |  | 0.11376 | Default Emission Factor
Glencoe | 1975_G_8 | 1975 | G | 8 |  | Combustion Turbine | MIS_MNWI | Minnesota | McLeod | 4.4 | 1969 | 9999 |  |  |  | 0.11376 | Default Emission Factor
Glencoe | 1975_G_9 | 1975 | G | 9 |  | Combustion Turbine | MIS_MNWI | Minnesota | McLeod | 5.7 | 1973 | 9999 |  |  |  | 0.11376 | Default Emission Factor
Grand Marais | 1976_G_7 | 1976 | G | 7 |  | Combustion Turbine | MIS_MNWI | Minnesota | Cook | 2.5 | 2004 | 9999 |  |  |  | 0.69077 | Default Emission Factor
Grand Marais | 1976_G_8 | 1976 | G | 8 |  | Combustion Turbine | MIS_MNWI | Minnesota | Cook | 1.8 | 2004 | 9999 |  |  |  | 0.69077 | Default Emission Factor
Grand Marais | 1976_G_9 | 1976 | G | 9 |  | Combustion Turbine | MIS_MNWI | Minnesota | Cook | 1.8 | 2004 | 9999 |  |  |  | 0.69077 | Default Emission Factor
Hutchinson Plant #1 | 1980_G_10 | 1980 | G | 10 |  | Combustion Turbine | MIS_MNWI | Minnesota | McLeod | 9.3 | 2013 | 9999 |  |  |  | 0.11376 | Default Emission Factor
Hutchinson Plant #1 | 1980_G_11 | 1980 | G | 11 |  | Combustion Turbine | MIS_MNWI | Minnesota | McLeod | 9.8 | 2019 | 9999 |  |  |  | 0.086552 | Default Emission Factor
Hutchinson Plant #1 | 1980_G_12 | 1980 | G | 12 |  | Combustion Turbine | MIS_MNWI | Minnesota | McLeod | 9.8 | 2019 | 9999 |  |  |  | 0.086552 | Default Emission Factor
Hutchinson Plant #1 | 1980_G_3 | 1980 | G | 3 |  | Combustion Turbine | MIS_MNWI | Minnesota | McLeod | 3.9 | 1968 | 9999 |  |  |  | 0.11376 | Default Emission Factor
Janesville | 1982_G_1 | 1982 | G | 1 |  | Combustion Turbine | MIS_MNWI | Minnesota | Waseca | 0.9 | 1965 | 9999 |  |  |  | 0.11376 | Default Emission Factor
Janesville | 1982_G_2 | 1982 | G | 2 |  | Combustion Turbine | MIS_MNWI | Minnesota | Waseca | 1.1 | 1972 | 9999 |  |  |  | 0.11376 | Default Emission Factor
Janesville | 1982_G_3 | 1982 | G | 3 |  | Combustion Turbine | MIS_MNWI | Minnesota | Waseca | 0.5 | 1955 | 9999 |  |  |  | 0.11376 | Default Emission Factor
Janesville | 1982_G_4 | 1982 | G | 4 |  | Combustion Turbine | MIS_MNWI | Minnesota | Waseca | 1.8 | 1998 | 9999 |  |  |  | 0.69077 | Default Emission Factor
Kenyon Municipal | 1983_G_5 | 1983 | G | 5 |  | Combustion Turbine | MIS_MNWI | Minnesota | Goodhue | 1.8 | 1997 | 9999 |  |  |  | 0.69077 | Default Emission Factor
Kenyon Municipal | 1983_G_6 | 1983 | G | 6 |  | Combustion Turbine | MIS_MNWI | Minnesota | Goodhue | 1.8 | 1997 | 9999 |  |  |  | 0.69077 | Default Emission Factor
Kenyon Municipal | 1983_G_7 | 1983 | G | 7 |  | Combustion Turbine | MIS_MNWI | Minnesota | Goodhue | 1.8 | 1997 | 9999 |  |  |  | 0.69077 | Default Emission Factor
Lake Crystal | 1985_G_1 | 1985 | G | 1 |  | Combustion Turbine | MIS_MNWI | Minnesota | Blue Earth | 0.6 | 1952 | 9999 |  |  |  | 0.69077 | Default Emission Factor
Lake Crystal | 1985_G_3 | 1985 | G | 3 |  | Combustion Turbine | MIS_MNWI | Minnesota | Blue Earth | 2 | 1971 | 9999 |  |  |  | 0.11376 | Default Emission Factor
Lake Crystal | 1985_G_4 | 1985 | G | 4 |  | Combustion Turbine | MIS_MNWI | Minnesota | Blue Earth | 1.2 | 1955 | 9999 |  |  |  | 0.69077 | Default Emission Factor
Lake Crystal | 1985_G_5 | 1985 | G | 5 |  | Combustion Turbine | MIS_MNWI | Minnesota | Blue Earth | 2 | 1999 | 9999 |  |  |  | 0.69077 | Default Emission Factor
Lanesboro | 1987_G_4 | 1987 | G | 4 |  | Combustion Turbine | MIS_MNWI | Minnesota | Fillmore | 2.1 | 2004 | 9999 |  |  |  | 0.69077 | Default Emission Factor
Litchfield | 1989_G_5 | 1989 | G | 5 |  | Combustion Turbine | MIS_MNWI | Minnesota | Meeker | 2.1 | 1963 | 9999 |  |  |  | 0.11376 | Default Emission Factor
Litchfield | 1989_G_6 | 1989 | G | 6 |  | Combustion Turbine | MIS_MNWI | Minnesota | Meeker | 2.1 | 1963 | 9999 |  |  |  | 0.11376 | Default Emission Factor
Litchfield | 1989_G_QS 1 | 1989 | G | QS 1 |  | Combustion Turbine | MIS_MNWI | Minnesota | Meeker | 2.3 | 2010 | 9999 |  |  |  | 0.69077 | Default Emission Factor
Litchfield | 1989_G_QS 2 | 1989 | G | QS 2 |  | Combustion Turbine | MIS_MNWI | Minnesota | Meeker | 2.3 | 2010 | 9999 |  |  |  | 0.69077 | Default Emission Factor
Litchfield | 1989_G_QS 3 | 1989 | G | QS 3 |  | Combustion Turbine | MIS_MNWI | Minnesota | Meeker | 2.3 | 2010 | 9999 |  |  |  | 0.69077 | Default Emission Factor
Litchfield | 1989_G_QS 4 | 1989 | G | QS 4 |  | Combustion Turbine | MIS_MNWI | Minnesota | Meeker | 2.3 | 2010 | 9999 |  |  |  | 0.69077 | Default Emission Factor
Litchfield | 1989_G_QS 5 | 1989 | G | QS 5 |  | Combustion Turbine | MIS_MNWI | Minnesota | Meeker | 2.3 | 2010 | 9999 |  |  |  | 0.69077 | Default Emission Factor
Luverne | 1990_G_4C | 1990 | G | 4C |  | Combustion Turbine | MIS_IA | Minnesota | Rock | 3.5 | 1967 | 9999 |  |  |  | 0.69077 | Default Emission Factor
Marshall (MN) | 1993_G_6 | 1993 | G | 6 |  | Combustion Turbine | SPP_WAUE | Minnesota | Lyon | 15.8 | 1969 | 9999 |  |  |  | 0.12949 | Default Emission Factor
Melrose | 1994_G_1 | 1994 | G | 1 |  | Combustion Turbine | MIS_MNWI | Minnesota | Stearns | 0.8 | 1945 | 9999 |  |  |  | 0.69077 | Default Emission Factor
Melrose | 1994_G_2 | 1994 | G | 2 |  | Combustion Turbine | MIS_MNWI | Minnesota | Stearns | 1.1 | 1948 | 9999 |  |  |  | 0.69077 | Default Emission Factor
Melrose | 1994_G_3 | 1994 | G | 3 |  | Combustion Turbine | MIS_MNWI | Minnesota | Stearns | 3.1 | 1969 | 9999 |  |  |  | 0.69077 | Default Emission Factor
Melrose | 1994_G_4 | 1994 | G | 4 |  | Combustion Turbine | MIS_MNWI | Minnesota | Stearns | 3.1 | 1969 | 9999 |  |  |  | 0.69077 | Default Emission Factor
Moose Lake | 1996_G_1 | 1996 | G | 1 |  | Combustion Turbine | MIS_MNWI | Minnesota | Carlton | 1.3 | 1973 | 9999 |  |  |  | 0.69077 | Default Emission Factor
Moose Lake | 1996_G_5 | 1996 | G | 5 |  | Combustion Turbine | MIS_MNWI | Minnesota | Carlton | 2.3 | 2005 | 9999 |  |  |  | 0.69077 | Default Emission Factor
Moose Lake | 1996_G_6 | 1996 | G | 6 |  | Combustion Turbine | MIS_MNWI | Minnesota | Carlton | 2.3 | 2005 | 9999 |  |  |  | 0.69077 | Default Emission Factor
Moose Lake | 1996_G_7 | 1996 | G | 7 |  | Combustion Turbine | MIS_MNWI | Minnesota | Carlton | 2.3 | 2005 | 9999 |  |  |  | 0.69077 | Default Emission Factor
Mora | 1997_G_2 | 1997 | G | 2 |  | Combustion Turbine | MIS_MNWI | Minnesota | Kanabec | 1.2 | 1957 | 9999 |  |  |  | 0.11376 | Default Emission Factor
Mora | 1997_G_5 | 1997 | G | 5 |  | Combustion Turbine | MIS_MNWI | Minnesota | Kanabec | 5.7 | 1972 | 9999 |  |  |  | 0.11376 | Default Emission Factor
Mora | 1997_G_6 | 1997 | G | 6 |  | Combustion Turbine | MIS_MNWI | Minnesota | Kanabec | 6.3 | 1975 | 9999 |  |  |  | 0.11376 | Default Emission Factor
Mountain Lake | 1998_G_2 | 1998 | G | 2 |  | Combustion Turbine | MIS_MNWI | Minnesota | Cottonwood | 0.9 | 1954 | 9999 |  |  |  | 0.11376 | Default Emission Factor
Mountain Lake | 1998_G_4 | 1998 | G | 4 |  | Combustion Turbine | MIS_MNWI | Minnesota | Cottonwood | 1.8 | 1968 | 9999 |  |  |  | 0.69077 | Default Emission Factor
Mountain Lake | 1998_G_5 | 1998 | G | 5 |  | Combustion Turbine | MIS_MNWI | Minnesota | Cottonwood | 1.2 | 1959 | 9999 |  |  |  | 0.11376 | Default Emission Factor
Mountain Lake | 1998_G_6 | 1998 | G | 6 |  | Combustion Turbine | MIS_MNWI | Minnesota | Cottonwood | 1.8 | 1998 | 9999 |  |  |  | 0.69077 | Default Emission Factor
Mountain Lake | 1998_G_7 | 1998 | G | 7 |  | Combustion Turbine | MIS_MNWI | Minnesota | Cottonwood | 1.8 | 1998 | 9999 |  |  |  | 0.69077 | Default Emission Factor
New Prague | 1999_G_2 | 1999 | G | 2 |  | Combustion Turbine | MIS_MNWI | Minnesota | Le Sueur | 4.4 | 1974 | 9999 |  |  |  | 0.11376 | Default Emission Factor
New Prague | 1999_G_3 | 1999 | G | 3 |  | Combustion Turbine | MIS_MNWI | Minnesota | Le Sueur | 2.4 | 1962 | 9999 |  |  |  | 0.11376 | Default Emission Factor
New Prague | 1999_G_4 | 1999 | G | 4 |  | Combustion Turbine | MIS_MNWI | Minnesota | Le Sueur | 3.5 | 1968 | 9999 |  |  |  | 0.11376 | Default Emission Factor
New Prague | 1999_G_5 | 1999 | G | 5 |  | Combustion Turbine | MIS_MNWI | Minnesota | Le Sueur | 0.6 | 1944 | 9999 |  |  |  | 0.11376 | Default Emission Factor
New Prague | 1999_G_6 | 1999 | G | 6 |  | Combustion Turbine | MIS_MNWI | Minnesota | Le Sueur | 5.9 | 1982 | 9999 |  |  |  | 0.11376 | Default Emission Factor
New Ulm | 2001_G_5 | 2001 | G | 5 |  | Combustion Turbine | MIS_MNWI | Minnesota | Brown | 23 | 1975 | 9999 | 2017 | 0.008845 | 34.0208 | 0.51998 | NEI 2019
New Ulm | 2001_G_7 | 2001 | G | 7 | 90754 | Combustion Turbine | MIS_MNWI | Minnesota | Brown | 25 | 2001 | 9999 | 2017 | 0.00783 | 36.9792 | 0.42348 | NEI 2019
North Branch (MN) | 2002_G_3 | 2002 | G | 3 |  | Combustion Turbine | MIS_MNWI | Minnesota | Chisago | 2 | 2003 | 9999 |  |  |  | 0.69077 | Default Emission Factor
North Branch (MN) | 2002_G_4 | 2002 | G | 4 |  | Combustion Turbine | MIS_MNWI | Minnesota | Chisago | 2 | 2003 | 9999 |  |  |  | 0.69077 | Default Emission Factor
North Branch (MN) | 2002_G_5 | 2002 | G | 5 |  | Combustion Turbine | MIS_MNWI | Minnesota | Chisago | 2 | 2011 | 9999 |  |  |  | 0.69077 | Default Emission Factor
North Branch (MN) | 2002_G_6 | 2002 | G | 6 |  | Combustion Turbine | MIS_MNWI | Minnesota | Chisago | 2 | 2011 | 9999 |  |  |  | 0.69077 | Default Emission Factor
North Branch (MN) | 2002_G_7 | 2002 | G | 7 |  | Combustion Turbine | MIS_MNWI | Minnesota | Chisago | 2 | 2011 | 9999 |  |  |  | 0.69077 | Default Emission Factor
Owatonna | 2003_G_7 | 2003 | G | 7 |  | Combustion Turbine | MIS_MNWI | Minnesota | Steele | 16.6 | 1982 | 9999 |  |  |  | 0.088964 | Default Emission Factor
Preston (MN) | 2004_G_4 | 2004 | G | 4 |  | Combustion Turbine | MIS_MNWI | Minnesota | Fillmore | 0.8 | 1949 | 9999 |  |  |  | 0.69077 | Default Emission Factor
Preston (MN) | 2004_G_5 | 2004 | G | 5 |  | Combustion Turbine | MIS_MNWI | Minnesota | Fillmore | 1.1 | 1954 | 9999 |  |  |  | 0.11376 | Default Emission Factor
Preston (MN) | 2004_G_6 | 2004 | G | 6 |  | Combustion Turbine | MIS_MNWI | Minnesota | Fillmore | 2.2 | 1974 | 9999 |  |  |  | 0.11376 | Default Emission Factor
Princeton (MN) | 2005_G_3 | 2005 | G | 3 |  | Combustion Turbine | MIS_MNWI | Minnesota | Mille Lacs | 2.6 | 1978 | 9999 |  |  |  | 0.69077 | Default Emission Factor
Princeton (MN) | 2005_G_4 | 2005 | G | 4 |  | Combustion Turbine | MIS_MNWI | Minnesota | Mille Lacs | 1.3 | 1967 | 9999 |  |  |  | 0.69077 | Default Emission Factor
Princeton (MN) | 2005_G_5 | 2005 | G | 5 |  | Combustion Turbine | MIS_MNWI | Minnesota | Mille Lacs | 1 | 1953 | 9999 |  |  |  | 0.69077 | Default Emission Factor
Princeton (MN) | 2005_G_6 | 2005 | G | 6 |  | Combustion Turbine | MIS_MNWI | Minnesota | Mille Lacs | 2.9 | 1963 | 9999 |  |  |  | 0.69077 | Default Emission Factor
Princeton (MN) | 2005_G_7 | 2005 | G | 7 |  | Combustion Turbine | MIS_MNWI | Minnesota | Mille Lacs | 5 | 2003 | 9999 |  |  |  | 0.69077 | Default Emission Factor
Redwood Falls | 2009_G_6 | 2009 | G | 6 |  | Combustion Turbine | MIS_MNWI | Minnesota | Redwood | 2.1 | 1970 | 9999 |  |  |  | 0.69077 | Default Emission Factor
Redwood Falls | 2009_G_7 | 2009 | G | 7 |  | Combustion Turbine | MIS_MNWI | Minnesota | Redwood | 6 | 1974 | 9999 |  |  |  | 0.11376 | Default Emission Factor
Thomas Fitzhugh | 201_G_1 | 201 | G | 1 | 88375 | Combined Cycle | SPP_WEST | Arkansas | Franklin | 61 | 1963 | 9999 |  |  |  | 0.05916 | NEI 2019
Thomas Fitzhugh | 201_G_2 | 201 | G | 2 | 88375 | Combined Cycle | SPP_WEST | Arkansas | Franklin | 101 | 2002 | 9999 | 2019 | 7.5404 | 194428 | 0.05916 | NEI 2019
Sleepy Eye | 2011_G_1A | 2011 | G | 1A |  | Combustion Turbine | MIS_MNWI | Minnesota | Brown | 1.8 | 1999 | 9999 |  |  |  | 0.69077 | Default Emission Factor
Sleepy Eye | 2011_G_5 | 2011 | G | 5 |  | Combustion Turbine | MIS_MNWI | Minnesota | Brown | 1.8 | 1996 | 9999 |  |  |  | 0.69077 | Default Emission Factor
Sleepy Eye | 2011_G_6 | 2011 | G | 6 |  | Combustion Turbine | MIS_MNWI | Minnesota | Brown | 2 | 2009 | 9999 |  |  |  | 0.69077 | Default Emission Factor
Sleepy Eye | 2011_G_7 | 2011 | G | 7 |  | Combustion Turbine | MIS_MNWI | Minnesota | Brown | 2 | 2009 | 9999 |  |  |  | 0.69077 | Default Emission Factor
Sleepy Eye | 2011_G_IC4 | 2011 | G | IC4 |  | Combustion Turbine | MIS_MNWI | Minnesota | Brown | 1.8 | 1995 | 9999 |  |  |  | 0.69077 | Default Emission Factor
Sleepy Eye | 2011_G_NEW | 2011 | G | NEW |  | Combustion Turbine | MIS_MNWI | Minnesota | Brown | 1.8 | 2001 | 9999 |  |  |  | 0.69077 | Default Emission Factor
Springfield (MN) | 2012_G_5 | 2012 | G | 5 |  | Combustion Turbine | MIS_IA | Minnesota | Brown | 1.8 | 1994 | 9999 |  |  |  | 0.69077 | Default Emission Factor
Springfield (MN) | 2012_G_6 | 2012 | G | 6 |  | Combustion Turbine | MIS_IA | Minnesota | Brown | 1.8 | 1996 | 9999 |  |  |  | 0.69077 | Default Emission Factor
Springfield (MN) | 2012_G_7 | 2012 | G | 7 |  | Combustion Turbine | MIS_IA | Minnesota | Brown | 1.8 | 1998 | 9999 |  |  |  | 0.69077 | Default Emission Factor
Springfield (MN) | 2012_G_8 | 2012 | G | 8 |  | Combustion Turbine | MIS_IA | Minnesota | Brown | 1.8 | 1998 | 9999 |  |  |  | 0.69077 | Default Emission Factor
Springfield (MN) | 2012_G_9 | 2012 | G | 9 |  | Combustion Turbine | MIS_IA | Minnesota | Brown | 1.8 | 2001 | 9999 |  |  |  | 0.69077 | Default Emission Factor
Spring Valley | 2013_G_2 | 2013 | G | 2 |  | Combustion Turbine | MIS_MNWI | Minnesota | Fillmore | 1.1 | 1952 | 9999 |  |  |  | 0.11376 | Default Emission Factor
Spring Valley | 2013_G_3 | 2013 | G | 3 |  | Combustion Turbine | MIS_MNWI | Minnesota | Fillmore | 2 | 1960 | 9999 |  |  |  | 0.11376 | Default Emission Factor
Spring Valley | 2013_G_4 | 2013 | G | 4 |  | Combustion Turbine | MIS_MNWI | Minnesota | Fillmore | 2 | 2009 | 9999 |  |  |  | 0.69077 | Default Emission Factor
Spring Valley | 2013_G_5 | 2013 | G | 5 |  | Combustion Turbine | MIS_MNWI | Minnesota | Fillmore | 2 | 2009 | 9999 |  |  |  | 0.69077 | Default Emission Factor
Thief River Falls | 2014_G_IC1 | 2014 | G | IC1 |  | Combustion Turbine | MIS_MNWI | Minnesota | Pennington | 1.9 | 1956 | 9999 |  |  |  | 0.69077 | Default Emission Factor
Thief River Falls | 2014_G_IC2 | 2014 | G | IC2 |  | Combustion Turbine | MIS_MNWI | Minnesota | Pennington | 1 | 1952 | 9999 |  |  |  | 0.69077 | Default Emission Factor
Thief River Falls | 2014_G_IC3A | 2014 | G | IC3A |  | Combustion Turbine | MIS_MNWI | Minnesota | Pennington | 1.2 | 2001 | 9999 |  |  |  | 0.69077 | Default Emission Factor
Thief River Falls | 2014_G_IC4 | 2014 | G | IC4 |  | Combustion Turbine | MIS_MNWI | Minnesota | Pennington | 1.2 | 1948 | 9999 |  |  |  | 0.69077 | Default Emission Factor
Truman | 2015_G_3 | 2015 | G | 3 |  | Combustion Turbine | MIS_MNWI | Minnesota | Martin | 2 | 1975 | 9999 |  |  |  | 0.11376 | Default Emission Factor
Truman | 2015_G_6 | 2015 | G | 6 |  | Combustion Turbine | MIS_MNWI | Minnesota | Martin | 1.8 | 1997 | 9999 |  |  |  | 0.69077 | Default Emission Factor
Truman | 2015_G_7 | 2015 | G | 7 |  | Combustion Turbine | MIS_MNWI | Minnesota | Martin | 2.2 | 2005 | 9999 |  |  |  | 0.69077 | Default Emission Factor
Wells IC | 2020_G_1 | 2020 | G | 1 |  | Combustion Turbine | MIS_MNWI | Minnesota | Faribault | 1.3 | 1953 | 9999 |  |  |  | 0.11376 | Default Emission Factor
Wells IC | 2020_G_2 | 2020 | G | 2 |  | Combustion Turbine | MIS_MNWI | Minnesota | Faribault | 1.3 | 1957 | 9999 |  |  |  | 0.11376 | Default Emission Factor
Wells IC | 2020_G_4 | 2020 | G | 4 |  | Combustion Turbine | MIS_MNWI | Minnesota | Faribault | 2.1 | 1966 | 9999 |  |  |  | 0.11376 | Default Emission Factor
Wells IC | 2020_G_5 | 2020 | G | 5 |  | Combustion Turbine | MIS_MNWI | Minnesota | Faribault | 2.3 | 1975 | 9999 |  |  |  | 0.11376 | Default Emission Factor
Westbrook | 2021_G_5 | 2021 | G | 5 |  | Combustion Turbine | MIS_IA | Minnesota | Cottonwood | 2 | 2003 | 9999 |  |  |  | 0.69077 | Default Emission Factor
Windom | 2023_G_CAT2 | 2023 | G | CAT2 |  | Combustion Turbine | MIS_IA | Minnesota | Cottonwood | 1.7 | 2001 | 9999 |  |  |  | 0.69077 | Default Emission Factor
Windom | 2023_G_CAT3 | 2023 | G | CAT3 |  | Combustion Turbine | MIS_IA | Minnesota | Cottonwood | 1.7 | 2001 | 9999 |  |  |  | 0.69077 | Default Emission Factor
Windom | 2023_G_CAT4 | 2023 | G | CAT4 |  | Combustion Turbine | MIS_IA | Minnesota | Cottonwood | 1.7 | 2001 | 9999 |  |  |  | 0.69077 | Default Emission Factor
Windom | 2023_G_GT1 | 2023 | G | GT1 |  | Combustion Turbine | MIS_IA | Minnesota | Cottonwood | 2.5 | 1980 | 9999 |  |  |  | 0.12949 | Default Emission Factor
Worthington | 2024_G_1 | 2024 | G | 1 |  | Combustion Turbine | MIS_MNWI | Minnesota | Nobles | 2 | 2002 | 9999 | 2017 | 0.0008845 | 8.7143 | 0.203 | NEI 2019
Worthington | 2024_G_2 | 2024 | G | 2 |  | Combustion Turbine | MIS_MNWI | Minnesota | Nobles | 2 | 2002 | 9999 | 2017 | 0.0008845 | 8.7143 | 0.203 | NEI 2019
Worthington | 2024_G_3 | 2024 | G | 3 |  | Combustion Turbine | MIS_MNWI | Minnesota | Nobles | 2 | 2002 | 9999 | 2017 | 0.0008845 | 8.7143 | 0.203 | NEI 2019
Worthington | 2024_G_4 | 2024 | G | 4 |  | Combustion Turbine | MIS_MNWI | Minnesota | Nobles | 2 | 2002 | 9999 | 2017 | 0.0008845 | 8.7143 | 0.203 | NEI 2019
Worthington | 2024_G_5 | 2024 | G | 5 |  | Combustion Turbine | MIS_MNWI | Minnesota | Nobles | 2 | 2002 | 9999 | 2017 | 0.0008845 | 8.7143 | 0.203 | NEI 2019
Worthington | 2024_G_6 | 2024 | G | 6 |  | Combustion Turbine | MIS_MNWI | Minnesota | Nobles | 2 | 2002 | 9999 | 2017 | 0.0008845 | 8.7143 | 0.203 | NEI 2019
Worthington | 2024_G_7 | 2024 | G | 7 |  | Combustion Turbine | MIS_MNWI | Minnesota | Nobles | 2 | 2002 | 9999 | 2019 | 0.0008845 | 81.8571 | 0.021611 | NEI 2019
Cambridge CT | 2038_G_GT1 | 2038 | G | GT1 | 90190 | Combustion Turbine | MIS_MNWI | Minnesota | Isanti | 23 | 1978 | 9999 |  |  |  | 0.12949 | Default Emission Factor
Cambridge CT | 2038_G_GT2 | 2038 | G | GT2 | 89651 | Combustion Turbine | MIS_MNWI | Minnesota | Isanti | 154.2 | 2007 | 9999 |  |  |  | 0.088964 | Default Emission Factor
Elk River | 2039_G_CT | 2039 | G | CT | 90432 | Combustion Turbine | MIS_MNWI | Minnesota | Sherburne | 196.5 | 2009 | 9999 |  |  |  | 0.088964 | Default Emission Factor
Maple Lake | 2042_G_5A | 2042 | G | 5A | 90189 | Combustion Turbine | MIS_MNWI | Minnesota | Wright | 21.4 | 1978 | 9999 |  |  |  | 0.12949 | Default Emission Factor
Chevron Oil | 2047_G_1 | 2047 | G | 1 |  | Combustion Turbine | S_SOU | Mississippi | Jackson | 15 | 1967 | 9999 |  |  |  | 0.088964 | Default Emission Factor
Chevron Oil | 2047_G_2 | 2047 | G | 2 |  | Combustion Turbine | S_SOU | Mississippi | Jackson | 15 | 1967 | 9999 |  |  |  | 0.088964 | Default Emission Factor
Chevron Oil | 2047_G_3 | 2047 | G | 3 |  | Combustion Turbine | S_SOU | Mississippi | Jackson | 16 | 1971 | 9999 |  |  |  | 0.088964 | Default Emission Factor
Chevron Oil | 2047_G_4 | 2047 | G | 4 |  | Combustion Turbine | S_SOU | Mississippi | Jackson | 16 | 1971 | 9999 |  |  |  | 0.088964 | Default Emission Factor
Chevron Oil | 2047_G_5 | 2047 | G | 5 | 1285 | Combustion Turbine | S_SOU | Mississippi | Jackson | 70 | 1994 | 9999 | 2019 | 20.6516 | 572779.7727 | 0.07211 | NEI 2019
Sweatt | 2048_G_A | 2048 | G | A | 90050 | Combustion Turbine | S_SOU | Mississippi | Lauderdale | 32 | 1971 | 9999 |  |  |  | 0.088964 | Default Emission Factor
Jack Watson | 2049_G_A | 2049 | G | A | 90051 | Combustion Turbine | S_SOU | Mississippi | Harrison | 33 | 1970 | 9999 |  |  |  | 0.088964 | Default Emission Factor
L L Wilkins | 2059_G_6 | 2059 | G | 6 |  | Combined Cycle | MIS_MS | Mississippi | Coahoma | 6.8 | 1996 | 9999 |  |  |  | 0.030815 | Default Emission Factor
L L Wilkins | 2059_G_7 | 2059 | G | 7 |  | Combined Cycle | MIS_MS | Mississippi | Coahoma | 7.5 | 1961 | 9999 |  |  |  | 0.030815 | Default Emission Factor
L L Wilkins | 2059_G_8 | 2059 | G | 8 |  | Combined Cycle | MIS_MS | Mississippi | Coahoma | 13.2 | 1965 | 9999 |  |  |  | 0.030815 | Default Emission Factor
L L Wilkins | 2059_G_9 | 2059 | G | 9 |  | Combined Cycle | MIS_MS | Mississippi | Coahoma | 22 | 1971 | 9999 |  |  |  | 0.030815 | Default Emission Factor
Yazoo | 2067_G_2 | 2067 | G | 2 |  | Combined Cycle | MIS_MS | Mississippi | Yazoo | 5.6 | 1945 | 9999 |  |  |  | 0.030815 | Default Emission Factor
Yazoo | 2067_G_3 | 2067 | G | 3 |  | Combined Cycle | MIS_MS | Mississippi | Yazoo | 13 | 1954 | 9999 |  |  |  | 0.030815 | Default Emission Factor
Yazoo | 2067_G_GT1 | 2067 | G | GT1 |  | Combined Cycle | MIS_MS | Mississippi | Yazoo | 14.7 | 1968 | 9999 |  |  |  | 0.030815 | Default Emission Factor
Moselle | 2070_G_1 | 2070 | G | 1 |  | Combined Cycle | MIS_MS | Mississippi | Jones | 59 | 1970 | 9999 |  |  |  | 0.030815 | Default Emission Factor
Moselle | 2070_G_2 | 2070 | G | 2 |  | Combined Cycle | MIS_MS | Mississippi | Jones | 59 | 1970 | 9999 |  |  |  | 0.030815 | Default Emission Factor
Moselle | 2070_G_4 | 2070 | G | 4 | 1303 | Combustion Turbine | MIS_MS | Mississippi | Jones | 75 | 1997 | 9999 | 2019 | 1.1773 | 29074.5 | 0.080984 | NEI 2019
Moselle | 2070_G_5 | 2070 | G | 5 | 1304 | Combustion Turbine | MIS_MS | Mississippi | Jones | 75 | 2006 | 9999 | 2019 | 1.1226 | 29074.5 | 0.07722 | NEI 2019
Moselle | 2070_G_GTG1 | 2070 | G | GTG1 | 90671 | Combined Cycle | MIS_MS | Mississippi | Jones | 75 | 2012 | 9999 |  |  |  | 0.030815 | Default Emission Factor
Moselle | 2070_G_GTG2 | 2070 | G | GTG2 | 90672 | Combined Cycle | MIS_MS | Mississippi | Jones | 75 | 2012 | 9999 |  |  |  | 0.030815 | Default Emission Factor
Hawthorn | 2079_G_6 | 2079 | G | 6 | 1319 | Combined Cycle | SPP_N | Missouri | Jackson | 124.1 | 1997 | 9999 |  |  |  | 0.062112 | NEI 2019
Hawthorn | 2079_G_7 | 2079 | G | 7 | 1317 | Combustion Turbine | SPP_N | Missouri | Jackson | 78.1 | 2000 | 9999 | 2019 | 1.0536 | 40847.4924 | 0.051587 | NEI 2019
Hawthorn | 2079_G_8 | 2079 | G | 8 | 1318 | Combustion Turbine | SPP_N | Missouri | Jackson | 79.1 | 2000 | 9999 | 2019 | 2.0269 | 41370.5076 | 0.097988 | NEI 2019
Hawthorn | 2079_G_9 | 2079 | G | 9 | 1319 | Combined Cycle | SPP_N | Missouri | Jackson | 110.4 | 2000 | 9999 | 2019 | 2.9945 | 26852 | 0.062112 | NEI 2019
Northeast (MO) | 2081_G_11 | 2081 | G | 11 | 90053 | Combustion Turbine | SPP_N | Missouri | Jackson | 46.7 | 1972 | 9999 |  |  |  | 0.12949 | Default Emission Factor
Northeast (MO) | 2081_G_12 | 2081 | G | 12 | 90054 | Combustion Turbine | SPP_N | Missouri | Jackson | 40.9 | 1972 | 9999 |  |  |  | 0.12949 | Default Emission Factor
Northeast (MO) | 2081_G_15 | 2081 | G | 15 | 90057 | Combustion Turbine | SPP_N | Missouri | Jackson | 52.9 | 1976 | 2024 |  |  |  | 0.12949 | Default Emission Factor
Northeast (MO) | 2081_G_16 | 2081 | G | 16 | 90058 | Combustion Turbine | SPP_N | Missouri | Jackson | 52.8 | 1976 | 2024 |  |  |  | 0.12949 | Default Emission Factor
Northeast (MO) | 2081_G_17 | 2081 | G | 17 | 90059 | Combustion Turbine | SPP_N | Missouri | Jackson | 53.2 | 1977 | 2025 |  |  |  | 0.12949 | Default Emission Factor
Northeast (MO) | 2081_G_18 | 2081 | G | 18 | 90060 | Combustion Turbine | SPP_N | Missouri | Jackson | 52.2 | 1977 | 2025 |  |  |  | 0.12949 | Default Emission Factor
Northeast (MO) | 2081_G_19 | 2081 | G | 19 |  | Combustion Turbine | SPP_N | Missouri | Jackson | 2 | 1985 | 9999 |  |  |  | 0.69077 | Default Emission Factor
Fairgrounds | 2082_G_1 | 2082 | G | 1 | 90097 | Combustion Turbine | MIS_MO | Missouri | Cole | 54 | 1974 | 9999 |  |  |  | 0.12949 | Default Emission Factor
Ralph Green | 2092_G_3 | 2092 | G | 3 | 90004 | Combustion Turbine | SPP_N | Missouri | Cass | 70.9 | 1981 | 9999 |  |  |  | 0.088964 | Default Emission Factor
Lake Road (MO) | 2098_G_6 | 2098 | G | 6 | 1327 | Combustion Turbine | SPP_N | Missouri | Buchanan | 20.9 | 1989 | 9999 | 2019 | 0.2768 | 2268.0221 | 0.24409 | NEI 2019
Lake Road (MO) | 2098_G_7 | 2098 | G | 7 |  | Combustion Turbine | SPP_N | Missouri | Buchanan | 21.1 | 1990 | 9999 |  |  |  | 0.12949 | Default Emission Factor
Meramec | 2104_G_GT2 | 2104 | G | GT2 | 89685 | Combustion Turbine | MIS_MO | Missouri | St Louis | 45 | 2000 | 9999 |  |  |  | 0.088964 | Default Emission Factor
Butler Municipal Power Plant | 2115_G_5 | 2115 | G | 5 |  | Combustion Turbine | SPP_N | Missouri | Bates | 1 | 1959 | 9999 |  |  |  | 0.69077 | Default Emission Factor
Butler Municipal Power Plant | 2115_G_IC6 | 2115 | G | IC6 |  | Combustion Turbine | SPP_N | Missouri | Bates | 1.1 | 1965 | 9999 |  |  |  | 0.69077 | Default Emission Factor
Butler Municipal Power Plant | 2115_G_NG1 | 2115 | G | NG1 |  | Combustion Turbine | SPP_N | Missouri | Bates | 1.8 | 2000 | 9999 |  |  |  | 0.69077 | Default Emission Factor
Butler Municipal Power Plant | 2115_G_NG2 | 2115 | G | NG2 |  | Combustion Turbine | SPP_N | Missouri | Bates | 1.8 | 2000 | 9999 |  |  |  | 0.69077 | Default Emission Factor
Butler Municipal Power Plant | 2115_G_SG1 | 2115 | G | SG1 |  | Combustion Turbine | SPP_N | Missouri | Bates | 1.8 | 2000 | 9999 |  |  |  | 0.69077 | Default Emission Factor
Butler Municipal Power Plant | 2115_G_SG2 | 2115 | G | SG2 |  | Combustion Turbine | SPP_N | Missouri | Bates | 1.8 | 2000 | 9999 |  |  |  | 0.69077 | Default Emission Factor
Carrollton | 2120_G_10 | 2120 | G | 10 |  | Combustion Turbine | SPP_N | Missouri | Carroll | 6 | 1972 | 9999 |  |  |  | 0.11376 | Default Emission Factor
Carrollton | 2120_G_11 | 2120 | G | 11 |  | Combustion Turbine | SPP_N | Missouri | Carroll | 1.8 | 2001 | 9999 |  |  |  | 0.69077 | Default Emission Factor
Carrollton | 2120_G_3 | 2120 | G | 3 |  | Combustion Turbine | SPP_N | Missouri | Carroll | 1.8 | 1947 | 9999 |  |  |  | 0.11376 | Default Emission Factor
Carrollton | 2120_G_7 | 2120 | G | 7 |  | Combustion Turbine | SPP_N | Missouri | Carroll | 2.5 | 1959 | 9999 |  |  |  | 0.11376 | Default Emission Factor
Carrollton | 2120_G_8 | 2120 | G | 8 |  | Combustion Turbine | SPP_N | Missouri | Carroll | 3.7 | 1966 | 9999 |  |  |  | 0.11376 | Default Emission Factor
Carrollton | 2120_G_9 | 2120 | G | 9 |  | Combustion Turbine | SPP_N | Missouri | Carroll | 3.7 | 1970 | 9999 |  |  |  | 0.11376 | Default Emission Factor
Carthage | 2121_G_10 | 2121 | G | 10 |  | Combustion Turbine | SPP_WEST | Missouri | Jasper | 6 | 1965 | 9999 |  |  |  | 0.11376 | Default Emission Factor
Carthage | 2121_G_11 | 2121 | G | 11 |  | Combustion Turbine | SPP_WEST | Missouri | Jasper | 4 | 1970 | 9999 |  |  |  | 0.11376 | Default Emission Factor
Carthage | 2121_G_12 | 2121 | G | 12 |  | Combustion Turbine | SPP_WEST | Missouri | Jasper | 4 | 1971 | 9999 |  |  |  | 0.11376 | Default Emission Factor
Carthage | 2121_G_13 | 2121 | G | 13 |  | Combustion Turbine | SPP_WEST | Missouri | Jasper | 5.5 | 1976 | 9999 |  |  |  | 0.11376 | Default Emission Factor
Carthage | 2121_G_14 | 2121 | G | 14 |  | Combustion Turbine | SPP_WEST | Missouri | Jasper | 5.5 | 1976 | 9999 |  |  |  | 0.11376 | Default Emission Factor
Carthage | 2121_G_6 | 2121 | G | 6 |  | Combustion Turbine | SPP_WEST | Missouri | Jasper | 2 | 1946 | 9999 |  |  |  | 0.11376 | Default Emission Factor
Carthage | 2121_G_7 | 2121 | G | 7 |  | Combustion Turbine | SPP_WEST | Missouri | Jasper | 2.2 | 1949 | 9999 |  |  |  | 0.11376 | Default Emission Factor
Carthage | 2121_G_8 | 2121 | G | 8 |  | Combustion Turbine | SPP_WEST | Missouri | Jasper | 2.5 | 1952 | 9999 |  |  |  | 0.11376 | Default Emission Factor
Carthage | 2121_G_9 | 2121 | G | 9 |  | Combustion Turbine | SPP_WEST | Missouri | Jasper | 4 | 1957 | 9999 |  |  |  | 0.11376 | Default Emission Factor
Chillicothe | 2122_G_D1 | 2122 | G | D1 |  | Combustion Turbine | MIS_MO | Missouri | Livingston | 2 | 2003 | 9999 |  |  |  | 0.69077 | Default Emission Factor
Chillicothe | 2122_G_D2 | 2122 | G | D2 |  | Combustion Turbine | MIS_MO | Missouri | Livingston | 2 | 2003 | 9999 |  |  |  | 0.69077 | Default Emission Factor
Chillicothe | 2122_G_D3 | 2122 | G | D3 |  | Combustion Turbine | MIS_MO | Missouri | Livingston | 2 | 2003 | 9999 |  |  |  | 0.69077 | Default Emission Factor
Chillicothe | 2122_G_D4 | 2122 | G | D4 |  | Combustion Turbine | MIS_MO | Missouri | Livingston | 2 | 2003 | 9999 |  |  |  | 0.69077 | Default Emission Factor
Chillicothe | 2122_G_D5 | 2122 | G | D5 |  | Combustion Turbine | MIS_MO | Missouri | Livingston | 2 | 2003 | 9999 |  |  |  | 0.69077 | Default Emission Factor
Chillicothe | 2122_G_GT1 | 2122 | G | GT1 | 90005 | Combustion Turbine | MIS_MO | Missouri | Livingston | 40 | 1986 | 9999 |  |  |  | 0.088964 | Default Emission Factor
Chillicothe | 2122_G_GT2 | 2122 | G | GT2 | 90006 | Combustion Turbine | MIS_MO | Missouri | Livingston | 40 | 1986 | 9999 |  |  |  | 0.088964 | Default Emission Factor
Columbia (MO) | 2123_G_6 | 2123 | G | 6 |  | Combustion Turbine | MIS_MO | Missouri | Boone | 12.5 | 1963 | 9999 |  |  |  | 0.088964 | Default Emission Factor
Columbia (MO) | 2123_G_DAN1 | 2123 | G | DAN1 |  | Combustion Turbine | MIS_MO | Missouri | Boone | 2 | 2004 | 9999 |  |  |  | 0.69077 | Default Emission Factor
Columbia (MO) | 2123_G_LF1 | 2123 | G | LF1 |  | Landfill Gas | MIS_MO | Missouri | Boone | 1 | 2008 | 9999 |  |  |  | 0.056969 | Default Emission Factor
Columbia (MO) | 2123_G_LF2 | 2123 | G | LF2 |  | Landfill Gas | MIS_MO | Missouri | Boone | 1 | 2008 | 9999 |  |  |  | 0.056969 | Default Emission Factor
Columbia (MO) | 2123_G_LF3 | 2123 | G | LF3 |  | Landfill Gas | MIS_MO | Missouri | Boone | 1 | 2013 | 9999 |  |  |  | 0.056969 | Default Emission Factor
Columbia (MO) | 2123_G_SF1 | 2123 | G | SF1 |  | Combustion Turbine | MIS_MO | Missouri | Boone | 1 | 2008 | 9999 |  |  |  | 0.69077 | Default Emission Factor
Columbia (MO) | 2123_G_SF2 | 2123 | G | SF2 |  | Combustion Turbine | MIS_MO | Missouri | Boone | 1 | 2008 | 9999 |  |  |  | 0.69077 | Default Emission Factor
Columbia (MO) | 2123_G_SH1 | 2123 | G | SH1 |  | Combustion Turbine | MIS_MO | Missouri | Boone | 1.3 | 2002 | 9999 |  |  |  | 0.69077 | Default Emission Factor
Columbia (MO) | 2123_G_SH2 | 2123 | G | SH2 |  | Combustion Turbine | MIS_MO | Missouri | Boone | 1.3 | 2002 | 9999 |  |  |  | 0.69077 | Default Emission Factor
Columbia (MO) | 2123_G_WTP1 | 2123 | G | WTP1 |  | Combustion Turbine | MIS_MO | Missouri | Boone | 2 | 2004 | 9999 |  |  |  | 0.69077 | Default Emission Factor
Columbia (MO) | 2123_G_WTP2 | 2123 | G | WTP2 |  | Combustion Turbine | MIS_MO | Missouri | Boone | 2 | 2004 | 9999 |  |  |  | 0.69077 | Default Emission Factor
Fulton (MO) | 2126_G_GT4 | 2126 | G | GT4 |  | Combustion Turbine | MIS_MO | Missouri | Callaway | 15 | 1972 | 9999 |  |  |  | 0.088964 | Default Emission Factor
Fulton (MO) | 2126_G_IC1 | 2126 | G | IC1 |  | Combustion Turbine | MIS_MO | Missouri | Callaway | 4.1 | 1966 | 9999 |  |  |  | 0.11376 | Default Emission Factor
Fulton (MO) | 2126_G_IC3 | 2126 | G | IC3 |  | Combustion Turbine | MIS_MO | Missouri | Callaway | 6.2 | 1975 | 9999 |  |  |  | 0.11376 | Default Emission Factor
Gallatin (MO) | 2127_G_2A | 2127 | G | 2A |  | Combustion Turbine | S_D_AECI | Missouri | Daviess | 1 | 1993 | 9999 |  |  |  | 0.69077 | Default Emission Factor
Gallatin (MO) | 2127_G_3A | 2127 | G | 3A |  | Combustion Turbine | S_D_AECI | Missouri | Daviess | 1 | 1993 | 9999 |  |  |  | 0.69077 | Default Emission Factor
Gallatin (MO) | 2127_G_IC4 | 2127 | G | IC4 |  | Combustion Turbine | S_D_AECI | Missouri | Daviess | 2.5 | 1983 | 9999 |  |  |  | 0.69077 | Default Emission Factor
Gallatin (MO) | 2127_G_IC6 | 2127 | G | IC6 |  | Combustion Turbine | S_D_AECI | Missouri | Daviess | 2.5 | 1977 | 9999 |  |  |  | 0.69077 | Default Emission Factor
Higginsville | 2131_G_4 | 2131 | G | 4 | 88446 | Combustion Turbine | SPP_N | Missouri | Lafayette | 37.5 | 1996 | 9999 | 2019 | 0.0569 | 5184 | 0.021952 | NEI 2019
Higginsville | 2131_G_5 | 2131 | G | 5 |  | Combustion Turbine | SPP_N | Missouri | Lafayette | 1.2 | 2004 | 9999 | 2017 | 0.002 | 4.4211 | 0.90476 | NEI 2019
Higginsville | 2131_G_6 | 2131 | G | 6 |  | Combustion Turbine | SPP_N | Missouri | Lafayette | 4.5 | 2004 | 9999 | 2019 | 0.0074 | 4.7368 | 3.1244 | NEI 2019
Jackson Square | 2134_G_1 | 2134 | G | 1 |  | Combustion Turbine | SPP_N | Missouri | Jackson | 15 | 1969 | 9999 |  |  |  | 0.12949 | Default Emission Factor
Jackson Square | 2134_G_2 | 2134 | G | 2 |  | Combustion Turbine | SPP_N | Missouri | Jackson | 15 | 1969 | 9999 |  |  |  | 0.12949 | Default Emission Factor
Station H | 2135_G_1 | 2135 | G | 1 |  | Combustion Turbine | SPP_N | Missouri | Jackson | 19 | 1972 | 9999 |  |  |  | 0.088964 | Default Emission Factor
Station I | 2136_G_1 | 2136 | G | 1 |  | Combustion Turbine | SPP_N | Missouri | Jackson | 19 | 1972 | 9999 |  |  |  | 0.12949 | Default Emission Factor
Station I | 2136_G_2 | 2136 | G | 2 |  | Combustion Turbine | SPP_N | Missouri | Jackson | 19 | 1972 | 9999 |  |  |  | 0.12949 | Default Emission Factor
Jackson (MO) | 2137_G_10 | 2137 | G | 10 |  | Combustion Turbine | MIS_MO | Missouri | Cape Girardeau | 2 | 2006 | 9999 |  |  |  | 0.69077 | Default Emission Factor
Jackson (MO) | 2137_G_11 | 2137 | G | 11 |  | Combustion Turbine | MIS_MO | Missouri | Cape Girardeau | 2 | 2006 | 9999 |  |  |  | 0.69077 | Default Emission Factor
Jackson (MO) | 2137_G_12 | 2137 | G | 12 |  | Combustion Turbine | MIS_MO | Missouri | Cape Girardeau | 2 | 2006 | 9999 |  |  |  | 0.69077 | Default Emission Factor
Jackson (MO) | 2137_G_3 | 2137 | G | 3 |  | Combustion Turbine | MIS_MO | Missouri | Cape Girardeau | 1 | 1963 | 9999 |  |  |  | 0.11376 | Default Emission Factor
Jackson (MO) | 2137_G_4 | 2137 | G | 4 |  | Combustion Turbine | MIS_MO | Missouri | Cape Girardeau | 1 | 1963 | 9999 |  |  |  | 0.11376 | Default Emission Factor
Jackson (MO) | 2137_G_5 | 2137 | G | 5 |  | Combustion Turbine | MIS_MO | Missouri | Cape Girardeau | 0.6 | 1936 | 9999 |  |  |  | 0.69077 | Default Emission Factor
Jackson (MO) | 2137_G_6 | 2137 | G | 6 |  | Combustion Turbine | MIS_MO | Missouri | Cape Girardeau | 1 | 1946 | 9999 |  |  |  | 0.69077 | Default Emission Factor
Jackson (MO) | 2137_G_7 | 2137 | G | 7 |  | Combustion Turbine | MIS_MO | Missouri | Cape Girardeau | 6.5 | 1973 | 9999 |  |  |  | 0.11376 | Default Emission Factor
Jackson (MO) | 2137_G_8 | 2137 | G | 8 |  | Combustion Turbine | MIS_MO | Missouri | Cape Girardeau | 6.5 | 1973 | 9999 |  |  |  | 0.11376 | Default Emission Factor
Jackson (MO) | 2137_G_9 | 2137 | G | 9 |  | Combustion Turbine | MIS_MO | Missouri | Cape Girardeau | 2.7 | 1983 | 9999 |  |  |  | 0.11376 | Default Emission Factor
Kahoka | 2138_G_10 | 2138 | G | 10 |  | Combustion Turbine | MIS_MO | Missouri | Clark | 1.1 | 1999 | 9999 |  |  |  | 0.69077 | Default Emission Factor
Kahoka | 2138_G_11 | 2138 | G | 11 |  | Combustion Turbine | MIS_MO | Missouri | Clark | 1.1 | 1999 | 9999 |  |  |  | 0.69077 | Default Emission Factor
Kahoka | 2138_G_12 | 2138 | G | 12 |  | Combustion Turbine | MIS_MO | Missouri | Clark | 1.1 | 1999 | 9999 |  |  |  | 0.69077 | Default Emission Factor
Kahoka | 2138_G_3 | 2138 | G | 3 |  | Combustion Turbine | MIS_MO | Missouri | Clark | 0.2 | 1941 | 9999 |  |  |  | 0.69077 | Default Emission Factor
Kahoka | 2138_G_6 | 2138 | G | 6 |  | Combustion Turbine | MIS_MO | Missouri | Clark | 0.7 | 1952 | 9999 |  |  |  | 0.69077 | Default Emission Factor
Kahoka | 2138_G_7 | 2138 | G | 7 |  | Combustion Turbine | MIS_MO | Missouri | Clark | 0.7 | 1956 | 9999 |  |  |  | 0.11376 | Default Emission Factor
Kahoka | 2138_G_8 | 2138 | G | 8 |  | Combustion Turbine | MIS_MO | Missouri | Clark | 1.4 | 1969 | 9999 |  |  |  | 0.11376 | Default Emission Factor
Kahoka | 2138_G_9 | 2138 | G | 9 |  | Combustion Turbine | MIS_MO | Missouri | Clark | 0.8 | 1982 | 9999 |  |  |  | 0.11376 | Default Emission Factor
Kennett | 2139_G_10 | 2139 | G | 10 |  | Combustion Turbine | SPP_WEST | Missouri | Dunklin | 5.6 | 1971 | 9999 |  |  |  | 0.11376 | Default Emission Factor
Kennett | 2139_G_11 | 2139 | G | 11 |  | Combustion Turbine | SPP_WEST | Missouri | Dunklin | 5.6 | 1975 | 9999 |  |  |  | 0.11376 | Default Emission Factor
Kennett | 2139_G_12 | 2139 | G | 12 |  | Combustion Turbine | SPP_WEST | Missouri | Dunklin | 5.7 | 2001 | 9999 |  |  |  | 0.11376 | Default Emission Factor
Kennett | 2139_G_13 | 2139 | G | 13 |  | Combustion Turbine | SPP_WEST | Missouri | Dunklin | 5.7 | 2001 | 9999 |  |  |  | 0.11376 | Default Emission Factor
Kennett | 2139_G_9 | 2139 | G | 9 |  | Combustion Turbine | SPP_WEST | Missouri | Dunklin | 5.6 | 1965 | 9999 |  |  |  | 0.11376 | Default Emission Factor
La Plata | 2140_G_1 | 2140 | G | 1 |  | Combustion Turbine | S_D_AECI | Missouri | Macon | 1.7 | 2013 | 9999 |  |  |  | 0.69077 | Default Emission Factor
La Plata | 2140_G_2 | 2140 | G | 2 |  | Combustion Turbine | S_D_AECI | Missouri | Macon | 1.7 | 2013 | 9999 |  |  |  | 0.69077 | Default Emission Factor
Macon | 2141_G_4 | 2141 | G | 4 |  | Combustion Turbine | S_D_AECI | Missouri | Macon | 0.7 | 1985 | 9999 |  |  |  | 0.69077 | Default Emission Factor
Malden | 2142_G_2A | 2142 | G | 2A |  | Combustion Turbine | SPP_WEST | Missouri | Dunklin | 1.8 | 1996 | 9999 |  |  |  | 0.69077 | Default Emission Factor
Malden | 2142_G_3A | 2142 | G | 3A |  | Combustion Turbine | SPP_WEST | Missouri | Dunklin | 1.8 | 1996 | 9999 |  |  |  | 0.69077 | Default Emission Factor
Malden | 2142_G_4A | 2142 | G | 4A |  | Combustion Turbine | SPP_WEST | Missouri | Dunklin | 1.8 | 1996 | 9999 |  |  |  | 0.69077 | Default Emission Factor
Malden | 2142_G_5 | 2142 | G | 5 |  | Combustion Turbine | SPP_WEST | Missouri | Dunklin | 1.2 | 1957 | 9999 |  |  |  | 0.11376 | Default Emission Factor
Malden | 2142_G_6 | 2142 | G | 6 |  | Combustion Turbine | SPP_WEST | Missouri | Dunklin | 1.8 | 1963 | 9999 |  |  |  | 0.69077 | Default Emission Factor
Malden | 2142_G_7 | 2142 | G | 7 |  | Combustion Turbine | SPP_WEST | Missouri | Dunklin | 2.5 | 1973 | 9999 |  |  |  | 0.69077 | Default Emission Factor
Malden | 2142_G_8 | 2142 | G | 8 |  | Combustion Turbine | SPP_WEST | Missouri | Dunklin | 3.8 | 1973 | 9999 |  |  |  | 0.69077 | Default Emission Factor
Marshall (MO) | 2144_G_10 | 2144 | G | 10 |  | Combustion Turbine | SPP_N | Missouri | Saline | 6.3 | 1990 | 9999 | 2019 | 0.0055 | 137.5294 | 0.079983 | NEI 2019
Marshall (MO) | 2144_G_11 | 2144 | G | 11 |  | Combustion Turbine | SPP_N | Missouri | Saline | 6.3 | 1994 | 9999 | 2019 | 0.0059 | 137.5294 | 0.0858 | NEI 2019
Marshall (MO) | 2144_G_7 | 2144 | G | 7 |  | Combustion Turbine | SPP_N | Missouri | Saline | 0.9 | 1988 | 9999 | 2019 | 0.0011 | 19.6471 | 0.11198 | NEI 2019
Marshall (MO) | 2144_G_8 | 2144 | G | 8 |  | Combustion Turbine | SPP_N | Missouri | Saline | 0.9 | 1988 | 9999 | 2019 | 0.0011 | 19.6471 | 0.11198 | NEI 2019
Marshall (MO) | 2144_G_9 | 2144 | G | 9 |  | Combustion Turbine | SPP_N | Missouri | Saline | 0.9 | 1988 | 9999 | 2019 | 0.0011 | 19.6471 | 0.11198 | NEI 2019
Marshall (MO) | 2144_G_GT1 | 2144 | G | GT1 |  | Combustion Turbine | SPP_N | Missouri | Saline | 14 | 1972 | 9999 | 2019 | 0.0674 | 6076 | 0.022186 | NEI 2019
Memphis | 2145_G_1 | 2145 | G | 1 |  | Combustion Turbine | S_D_AECI | Missouri | Scotland | 0.6 | 1972 | 9999 |  |  |  | 0.11376 | Default Emission Factor
Memphis | 2145_G_10 | 2145 | G | 10 |  | Combustion Turbine | S_D_AECI | Missouri | Scotland | 1 | 1989 | 9999 |  |  |  | 0.69077 | Default Emission Factor
Memphis | 2145_G_11 | 2145 | G | 11 |  | Combustion Turbine | S_D_AECI | Missouri | Scotland | 1 | 1989 | 9999 |  |  |  | 0.69077 | Default Emission Factor
Memphis | 2145_G_12 | 2145 | G | 12 |  | Combustion Turbine | S_D_AECI | Missouri | Scotland | 0.4 | 1989 | 9999 |  |  |  | 0.69077 | Default Emission Factor
Memphis | 2145_G_13 | 2145 | G | 13 |  | Combustion Turbine | S_D_AECI | Missouri | Scotland | 1 | 1990 | 9999 |  |  |  | 0.69077 | Default Emission Factor
Memphis | 2145_G_3 | 2145 | G | 3 |  | Combustion Turbine | S_D_AECI | Missouri | Scotland | 0.2 | 1945 | 9999 |  |  |  | 0.69077 | Default Emission Factor
Memphis | 2145_G_6 | 2145 | G | 6 |  | Combustion Turbine | S_D_AECI | Missouri | Scotland | 0.9 | 1957 | 9999 |  |  |  | 0.69077 | Default Emission Factor
Memphis | 2145_G_7 | 2145 | G | 7 |  | Combustion Turbine | S_D_AECI | Missouri | Scotland | 1.1 | 1960 | 9999 |  |  |  | 0.69077 | Default Emission Factor
Memphis | 2145_G_8 | 2145 | G | 8 |  | Combustion Turbine | S_D_AECI | Missouri | Scotland | 1.3 | 1966 | 9999 |  |  |  | 0.11376 | Default Emission Factor
Memphis | 2145_G_9 | 2145 | G | 9 |  | Combustion Turbine | S_D_AECI | Missouri | Scotland | 1.3 | 1972 | 9999 |  |  |  | 0.11376 | Default Emission Factor
James River Power Station | 2161_G_GT1 | 2161 | G | GT1 | 89860 | Combustion Turbine | SPP_N | Missouri | Greene | 75 | 1989 | 9999 |  |  |  | 0.088964 | Default Emission Factor
James River Power Station | 2161_G_GT2 | 2161 | G | GT2 | 1350 | Combustion Turbine | SPP_N | Missouri | Greene | 80 | 1992 | 9999 | 2019 | 3.3334 | 68962.5827 | 0.096671 | NEI 2019
Unionville City of | 2164_G_1 | 2164 | G | 1 |  | Combustion Turbine | S_D_AECI | Missouri | Putnam | 0.6 | 1970 | 9999 |  |  |  | 0.69077 | Default Emission Factor
Unionville City of | 2164_G_2 | 2164 | G | 2 |  | Combustion Turbine | S_D_AECI | Missouri | Putnam | 1.7 | 1975 | 9999 |  |  |  | 0.11376 | Default Emission Factor
Unionville City of | 2164_G_3 | 2164 | G | 3 |  | Combustion Turbine | S_D_AECI | Missouri | Putnam | 0.2 | 1935 | 9999 |  |  |  | 0.69077 | Default Emission Factor
Unionville City of | 2164_G_4 | 2164 | G | 4 |  | Combustion Turbine | S_D_AECI | Missouri | Putnam | 0.9 | 1970 | 9999 |  |  |  | 0.69077 | Default Emission Factor
Unionville City of | 2164_G_5 | 2164 | G | 5 |  | Combustion Turbine | S_D_AECI | Missouri | Putnam | 0.3 | 1955 | 9999 |  |  |  | 0.69077 | Default Emission Factor
Unionville City of | 2164_G_6 | 2164 | G | 6 |  | Combustion Turbine | S_D_AECI | Missouri | Putnam | 0.3 | 1955 | 9999 |  |  |  | 0.69077 | Default Emission Factor
Unionville City of | 2164_G_7 | 2164 | G | 7 |  | Combustion Turbine | S_D_AECI | Missouri | Putnam | 0.9 | 1962 | 9999 |  |  |  | 0.69077 | Default Emission Factor
Unionville City of | 2164_G_8 | 2164 | G | 8 |  | Combustion Turbine | S_D_AECI | Missouri | Putnam | 1.1 | 1967 | 9999 |  |  |  | 0.11376 | Default Emission Factor
Unionville City of | 2164_G_9 | 2164 | G | 9 |  | Combustion Turbine | S_D_AECI | Missouri | Putnam | 2 | 1994 | 9999 |  |  |  | 0.69077 | Default Emission Factor
Glendive GT | 2176_G_GT1 | 2176 | G | GT1 |  | Combustion Turbine | MIS_MAPP | Montana | Dawson | 34.8 | 1979 | 9999 |  |  |  | 0.088964 | Default Emission Factor
Glendive GT | 2176_G_GT-2 | 2176 | G | GT-2 | 1363 | Combustion Turbine | MIS_MAPP | Montana | Dawson | 40.1 | 2003 | 9999 | 2019 | 0.084988 | 791.2924 | 0.21481 | NEI 2019
Miles City GT | 2177_G_1 | 2177 | G | 1 |  | Combustion Turbine | MIS_MAPP | Montana | Custer | 23.6 | 1972 | 9999 |  |  |  | 0.088964 | Default Emission Factor
Old Faithful | 2196_G_1 | 2196 | G | 1 |  | Combustion Turbine | WECC_WY | Wyoming | Teton | 1 | 1979 | 9999 |  |  |  | 0.69077 | Default Emission Factor
Old Faithful | 2196_G_2 | 2196 | G | 2 |  | Combustion Turbine | WECC_WY | Wyoming | Teton | 1 | 1979 | 9999 |  |  |  | 0.69077 | Default Emission Factor
Ansley | 2214_G_2 | 2214 | G | 2 |  | Combustion Turbine | SPP_NEBR | Nebraska | Custer | 0.8 | 1976 | 2024 |  |  |  | 0.11376 | Default Emission Factor
Ansley | 2214_G_3 | 2214 | G | 3 |  | Combustion Turbine | SPP_NEBR | Nebraska | Custer | 0.5 | 1969 | 9999 |  |  |  | 0.69077 | Default Emission Factor
Auburn | 2215_G_1 | 2215 | G | 1 |  | Combustion Turbine | SPP_NEBR | Nebraska | Nemaha | 2.2 | 1982 | 9999 |  |  |  | 0.11376 | Default Emission Factor
Auburn | 2215_G_2 | 2215 | G | 2 |  | Combustion Turbine | SPP_NEBR | Nebraska | Nemaha | 0.9 | 1949 | 9999 |  |  |  | 0.11376 | Default Emission Factor
Auburn | 2215_G_4A | 2215 | G | 4A |  | Combustion Turbine | SPP_NEBR | Nebraska | Nemaha | 3.7 | 1993 | 9999 |  |  |  | 0.11376 | Default Emission Factor
Auburn | 2215_G_5 | 2215 | G | 5 |  | Combustion Turbine | SPP_NEBR | Nebraska | Nemaha | 3 | 1973 | 9999 |  |  |  | 0.11376 | Default Emission Factor
Auburn | 2215_G_6 | 2215 | G | 6 |  | Combustion Turbine | SPP_NEBR | Nebraska | Nemaha | 2.5 | 1967 | 9999 |  |  |  | 0.11376 | Default Emission Factor
Auburn | 2215_G_7 | 2215 | G | 7 |  | Combustion Turbine | SPP_NEBR | Nebraska | Nemaha | 5.2 | 1987 | 9999 |  |  |  | 0.11376 | Default Emission Factor
Arnold | 2216_G_1 | 2216 | G | 1 |  | Combustion Turbine | SPP_NEBR | Nebraska | Custer | 0.5 | 1960 | 9999 |  |  |  | 0.69077 | Default Emission Factor
Arnold | 2216_G_3 | 2216 | G | 3 |  | Combustion Turbine | SPP_NEBR | Nebraska | Custer | 0.2 | 1942 | 9999 |  |  |  | 0.69077 | Default Emission Factor
Arnold | 2216_G_4 | 2216 | G | 4 |  | Combustion Turbine | SPP_NEBR | Nebraska | Custer | 0.2 | 1946 | 9999 |  |  |  | 0.69077 | Default Emission Factor
Beaver City | 2217_G_1 | 2217 | G | 1 |  | Combustion Turbine | SPP_NEBR | Nebraska | Furnas | 0.4 | 1957 | 9999 |  |  |  | 0.69077 | Default Emission Factor
Beaver City | 2217_G_2 | 2217 | G | 2 |  | Combustion Turbine | SPP_NEBR | Nebraska | Furnas | 0.3 | 1963 | 9999 |  |  |  | 0.11376 | Default Emission Factor
Beaver City | 2217_G_3 | 2217 | G | 3 |  | Combustion Turbine | SPP_NEBR | Nebraska | Furnas | 0.2 | 1947 | 9999 |  |  |  | 0.69077 | Default Emission Factor
Beaver City | 2217_G_4 | 2217 | G | 4 |  | Combustion Turbine | SPP_NEBR | Nebraska | Furnas | 0.8 | 1967 | 9999 |  |  |  | 0.11376 | Default Emission Factor
Broken Bow | 2221_G_1 | 2221 | G | 1 |  | Combustion Turbine | SPP_NEBR | Nebraska | Custer | 0.5 | 1936 | 9999 |  |  |  | 0.69077 | Default Emission Factor
Broken Bow | 2221_G_2 | 2221 | G | 2 |  | Combustion Turbine | SPP_NEBR | Nebraska | Custer | 3.5 | 1970 | 9999 |  |  |  | 0.11376 | Default Emission Factor
Broken Bow | 2221_G_3 | 2221 | G | 3 |  | Combustion Turbine | SPP_NEBR | Nebraska | Custer | 0.7 | 1945 | 9999 |  |  |  | 0.69077 | Default Emission Factor
Broken Bow | 2221_G_4 | 2221 | G | 4 |  | Combustion Turbine | SPP_NEBR | Nebraska | Custer | 0.7 | 1951 | 9999 |  |  |  | 0.11376 | Default Emission Factor
Broken Bow | 2221_G_5 | 2221 | G | 5 |  | Combustion Turbine | SPP_NEBR | Nebraska | Custer | 1 | 1951 | 9999 |  |  |  | 0.11376 | Default Emission Factor
Broken Bow | 2221_G_6 | 2221 | G | 6 |  | Combustion Turbine | SPP_NEBR | Nebraska | Custer | 2 | 1961 | 9999 |  |  |  | 0.11376 | Default Emission Factor
Burwell | 2222_G_1 | 2222 | G | 1 |  | Combustion Turbine | SPP_NEBR | Nebraska | Garfield | 1.4 | 1972 | 9999 |  |  |  | 0.69077 | Default Emission Factor
Burwell | 2222_G_2 | 2222 | G | 2 |  | Combustion Turbine | SPP_NEBR | Nebraska | Garfield | 1.1 | 1968 | 9999 |  |  |  | 0.69077 | Default Emission Factor
Burwell | 2222_G_3 | 2222 | G | 3 |  | Combustion Turbine | SPP_NEBR | Nebraska | Garfield | 0.9 | 1960 | 9999 |  |  |  | 0.69077 | Default Emission Factor
Burwell | 2222_G_4 | 2222 | G | 4 |  | Combustion Turbine | SPP_NEBR | Nebraska | Garfield | 0.7 | 1955 | 9999 |  |  |  | 0.69077 | Default Emission Factor
Cambridge | 2223_G_CAT1 | 2223 | G | CAT1 |  | Combustion Turbine | SPP_NEBR | Nebraska | Furnas | 2 | 2005 | 9999 |  |  |  | 0.69077 | Default Emission Factor
Cambridge | 2223_G_CAT2 | 2223 | G | CAT2 |  | Combustion Turbine | SPP_NEBR | Nebraska | Furnas | 2 | 2005 | 9999 |  |  |  | 0.69077 | Default Emission Factor
Campbell Village | 2225_G_IC4 | 2225 | G | IC4 |  | Combustion Turbine | SPP_NEBR | Nebraska | Franklin | 1 | 1983 | 9999 |  |  |  | 0.69077 | Default Emission Factor
Chappell | 2230_G_5 | 2230 | G | 5 |  | Combustion Turbine | SPP_NEBR | Nebraska | Deuel | 1 | 1982 | 9999 |  |  |  | 0.69077 | Default Emission Factor
Curtis | 2232_G_2 | 2232 | G | 2 |  | Combustion Turbine | SPP_NEBR | Nebraska | Frontier | 0.8 | 1955 | 9999 |  |  |  | 0.11376 | Default Emission Factor
Curtis | 2232_G_3 | 2232 | G | 3 |  | Combustion Turbine | SPP_NEBR | Nebraska | Frontier | 1 | 1969 | 9999 |  |  |  | 0.11376 | Default Emission Factor
David City | 2233_G_1 | 2233 | G | 1 |  | Combustion Turbine | SPP_NEBR | Nebraska | Butler | 1.3 | 1960 | 9999 |  |  |  | 0.11376 | Default Emission Factor
David City | 2233_G_2 | 2233 | G | 2 |  | Combustion Turbine | SPP_NEBR | Nebraska | Butler | 0.8 | 1949 | 9999 |  |  |  | 0.69077 | Default Emission Factor
David City | 2233_G_3 | 2233 | G | 3 |  | Combustion Turbine | SPP_NEBR | Nebraska | Butler | 0.9 | 1955 | 9999 |  |  |  | 0.11376 | Default Emission Factor
David City | 2233_G_4 | 2233 | G | 4 |  | Combustion Turbine | SPP_NEBR | Nebraska | Butler | 1.8 | 1966 | 9999 |  |  |  | 0.11376 | Default Emission Factor
David City | 2233_G_5 | 2233 | G | 5 |  | Combustion Turbine | SPP_NEBR | Nebraska | Butler | 1.3 | 1996 | 9999 |  |  |  | 0.69077 | Default Emission Factor
David City | 2233_G_6 | 2233 | G | 6 |  | Combustion Turbine | SPP_NEBR | Nebraska | Butler | 1.3 | 1996 | 9999 |  |  |  | 0.69077 | Default Emission Factor
David City | 2233_G_7 | 2233 | G | 7 |  | Combustion Turbine | SPP_NEBR | Nebraska | Butler | 1.3 | 1996 | 9999 |  |  |  | 0.69077 | Default Emission Factor
Deshler | 2234_G_4 | 2234 | G | 4 |  | Combustion Turbine | SPP_NEBR | Nebraska | Thayer | 0.6 | 1956 | 9999 |  |  |  | 0.69077 | Default Emission Factor
Deshler | 2234_G_5 | 2234 | G | 5 |  | Combustion Turbine | SPP_NEBR | Nebraska | Thayer | 1.1 | 1999 | 9999 |  |  |  | 0.69077 | Default Emission Factor
Emerson | 2235_G_2 | 2235 | G | 2 |  | Combustion Turbine | SPP_NEBR | Nebraska | Dixon | 1.1 | 1968 | 9999 |  |  |  | 0.11376 | Default Emission Factor
Emerson | 2235_G_3 | 2235 | G | 3 |  | Combustion Turbine | SPP_NEBR | Nebraska | Dixon | 0.1 | 1947 | 9999 |  |  |  | 0.69077 | Default Emission Factor
Emerson | 2235_G_4 | 2235 | G | 4 |  | Combustion Turbine | SPP_NEBR | Nebraska | Dixon | 0.4 | 1960 | 9999 |  |  |  | 0.11376 | Default Emission Factor
Falls City | 2237_G_1 | 2237 | G | 1 |  | Combustion Turbine | SPP_NEBR | Nebraska | Richardson | 0.6 | 1930 | 9999 |  |  |  | 0.69077 | Default Emission Factor
Falls City | 2237_G_2 | 2237 | G | 2 |  | Combustion Turbine | SPP_NEBR | Nebraska | Richardson | 0.9 | 1937 | 9999 |  |  |  | 0.69077 | Default Emission Factor
Falls City | 2237_G_3 | 2237 | G | 3 |  | Combustion Turbine | SPP_NEBR | Nebraska | Richardson | 2.3 | 1965 | 9999 |  |  |  | 0.11376 | Default Emission Factor
Falls City | 2237_G_4 | 2237 | G | 4 |  | Combustion Turbine | SPP_NEBR | Nebraska | Richardson | 0.8 | 1946 | 9999 |  |  |  | 0.11376 | Default Emission Factor
Falls City | 2237_G_5 | 2237 | G | 5 |  | Combustion Turbine | SPP_NEBR | Nebraska | Richardson | 1.4 | 1950 | 9999 |  |  |  | 0.11376 | Default Emission Factor
Falls City | 2237_G_6 | 2237 | G | 6 |  | Combustion Turbine | SPP_NEBR | Nebraska | Richardson | 2 | 1958 | 9999 |  |  |  | 0.11376 | Default Emission Factor
Falls City | 2237_G_7 | 2237 | G | 7 |  | Combustion Turbine | SPP_NEBR | Nebraska | Richardson | 5.9 | 1972 | 9999 |  |  |  | 0.11376 | Default Emission Factor
Falls City | 2237_G_8 | 2237 | G | 8 |  | Combustion Turbine | SPP_NEBR | Nebraska | Richardson | 6 | 1982 | 9999 |  |  |  | 0.11376 | Default Emission Factor
Falls City | 2237_G_9 | 2237 | G | 9 |  | Combustion Turbine | SPP_NEBR | Nebraska | Richardson | 9.3 | 2018 | 9999 |  |  |  | 0.11376 | Default Emission Factor
Franklin (NE) | 2238_G_1 | 2238 | G | 1 |  | Combustion Turbine | SPP_NEBR | Nebraska | Franklin | 0.6 | 1963 | 9999 |  |  |  | 0.11376 | Default Emission Factor
Franklin (NE) | 2238_G_2 | 2238 | G | 2 |  | Combustion Turbine | SPP_NEBR | Nebraska | Franklin | 1.3 | 1974 | 9999 |  |  |  | 0.11376 | Default Emission Factor
Franklin (NE) | 2238_G_3 | 2238 | G | 3 |  | Combustion Turbine | SPP_NEBR | Nebraska | Franklin | 1.1 | 1969 | 9999 |  |  |  | 0.11376 | Default Emission Factor
Franklin (NE) | 2238_G_4 | 2238 | G | 4 |  | Combustion Turbine | SPP_NEBR | Nebraska | Franklin | 0.9 | 1955 | 9999 |  |  |  | 0.11376 | Default Emission Factor
Lon Wright | 2240_G_5OT | 2240 | G | 5OT | 9176 | Combustion Turbine | SPP_NEBR | Nebraska | Dodge | 38 | 2003 | 9999 |  |  |  | 0.088964 | Default Emission Factor
C W Burdick | 2241_G_GT1 | 2241 | G | GT1 |  | Combustion Turbine | SPP_NEBR | Nebraska | Hall | 13.6 | 1968 | 9999 |  |  |  | 0.088964 | Default Emission Factor
C W Burdick | 2241_G_GT2 | 2241 | G | GT2 | 88133 | Combustion Turbine | SPP_NEBR | Nebraska | Hall | 34 | 2003 | 9999 |  |  |  | 0.088964 | Default Emission Factor
C W Burdick | 2241_G_GT3 | 2241 | G | GT3 | 88134 | Combustion Turbine | SPP_NEBR | Nebraska | Hall | 34 | 2003 | 9999 |  |  |  | 0.088964 | Default Emission Factor
Don Henry | 2243_G_1 | 2243 | G | 1 |  | Combustion Turbine | SPP_NEBR | Nebraska | Adams | 18 | 1972 | 9999 |  |  |  | 0.088964 | Default Emission Factor
Kimball | 2248_G_1 | 2248 | G | 1 |  | Combustion Turbine | WECC_WY | Nebraska | Kimball | 0.7 | 1956 | 9999 |  |  |  | 0.69077 | Default Emission Factor
Kimball | 2248_G_2 | 2248 | G | 2 |  | Combustion Turbine | WECC_WY | Nebraska | Kimball | 0.7 | 1955 | 9999 |  |  |  | 0.69077 | Default Emission Factor
Kimball | 2248_G_3 | 2248 | G | 3 |  | Combustion Turbine | WECC_WY | Nebraska | Kimball | 1 | 1959 | 9999 |  |  |  | 0.69077 | Default Emission Factor
Kimball | 2248_G_4 | 2248 | G | 4 |  | Combustion Turbine | WECC_WY | Nebraska | Kimball | 1 | 1960 | 9999 |  |  |  | 0.69077 | Default Emission Factor
Kimball | 2248_G_5 | 2248 | G | 5 |  | Combustion Turbine | WECC_WY | Nebraska | Kimball | 0.6 | 1944 | 9999 |  |  |  | 0.69077 | Default Emission Factor
Kimball | 2248_G_6 | 2248 | G | 6 |  | Combustion Turbine | WECC_WY | Nebraska | Kimball | 3.6 | 1974 | 9999 |  |  |  | 0.69077 | Default Emission Factor
Laurel | 2249_G_1 | 2249 | G | 1 |  | Combustion Turbine | SPP_NEBR | Nebraska | Cedar | 1.1 | 1974 | 9999 |  |  |  | 0.11376 | Default Emission Factor
Laurel | 2249_G_2 | 2249 | G | 2 |  | Combustion Turbine | SPP_NEBR | Nebraska | Cedar | 0.7 | 1970 | 9999 |  |  |  | 0.11376 | Default Emission Factor
Laurel | 2249_G_7 | 2249 | G | 7 |  | Combustion Turbine | SPP_NEBR | Nebraska | Cedar | 1.1 | 1992 | 9999 |  |  |  | 0.11376 | Default Emission Factor
J Street | 2250_G_1 | 2250 | G | 1 | 90730 | Combustion Turbine | SPP_NEBR | Nebraska | Lancaster | 29 | 1972 | 9999 |  |  |  | 0.088964 | Default Emission Factor
Lyons | 2253_G_2 | 2253 | G | 2 |  | Combustion Turbine | SPP_NEBR | Nebraska | Burt | 0.2 | 1953 | 9999 |  |  |  | 0.69077 | Default Emission Factor
Lyons | 2253_G_3 | 2253 | G | 3 |  | Combustion Turbine | SPP_NEBR | Nebraska | Burt | 0.3 | 1960 | 9999 |  |  |  | 0.69077 | Default Emission Factor
Lyons | 2253_G_4A | 2253 | G | 4A |  | Combustion Turbine | SPP_NEBR | Nebraska | Burt | 0.6 | 1967 | 9999 |  |  |  | 0.69077 | Default Emission Factor
Nebraska City # 1 | 2255_G_10 | 2255 | G | 10 |  | Combustion Turbine | SPP_NEBR | Nebraska | Otoe | 5.8 | 1979 | 9999 |  |  |  | 0.11376 | Default Emission Factor
Nebraska City # 1 | 2255_G_2 | 2255 | G | 2 |  | Combustion Turbine | SPP_NEBR | Nebraska | Otoe | 1 | 1953 | 9999 |  |  |  | 0.69077 | Default Emission Factor
Nebraska City # 1 | 2255_G_3 | 2255 | G | 3 |  | Combustion Turbine | SPP_NEBR | Nebraska | Otoe | 2 | 1955 | 9999 |  |  |  | 0.11376 | Default Emission Factor
Nebraska City # 1 | 2255_G_4 | 2255 | G | 4 |  | Combustion Turbine | SPP_NEBR | Nebraska | Otoe | 2.7 | 1957 | 9999 |  |  |  | 0.11376 | Default Emission Factor
Nebraska City # 1 | 2255_G_5 | 2255 | G | 5 |  | Combustion Turbine | SPP_NEBR | Nebraska | Otoe | 1.7 | 1964 | 9999 |  |  |  | 0.11376 | Default Emission Factor
Nebraska City # 1 | 2255_G_8 | 2255 | G | 8 |  | Combustion Turbine | SPP_NEBR | Nebraska | Otoe | 3.6 | 1971 | 9999 |  |  |  | 0.11376 | Default Emission Factor
Nebraska City # 1 | 2255_G_9 | 2255 | G | 9 |  | Combustion Turbine | SPP_NEBR | Nebraska | Otoe | 5.8 | 1974 | 9999 |  |  |  | 0.11376 | Default Emission Factor
Syracuse # 2 | 2256_G_6 | 2256 | G | 6 |  | Combustion Turbine | SPP_NEBR | Nebraska | Otoe | 1.6 | 1969 | 9999 |  |  |  | 0.11376 | Default Emission Factor
Syracuse # 2 | 2256_G_7 | 2256 | G | 7 |  | Combustion Turbine | SPP_NEBR | Nebraska | Otoe | 1.6 | 1970 | 9999 |  |  |  | 0.11376 | Default Emission Factor
Sarpy County | 2292_G_1 | 2292 | G | 1 | 90742 | Combustion Turbine | SPP_NEBR | Nebraska | Sarpy | 55.3 | 1972 | 9999 |  |  |  | 0.088964 | Default Emission Factor
Sarpy County | 2292_G_2 | 2292 | G | 2 | 90743 | Combustion Turbine | SPP_NEBR | Nebraska | Sarpy | 56.4 | 1972 | 9999 |  |  |  | 0.088964 | Default Emission Factor
Sarpy County | 2292_G_3 | 2292 | G | 3 | 1387 | Combustion Turbine | SPP_NEBR | Nebraska | Sarpy | 107.7 | 1996 | 9999 |  |  |  | 0.088964 | Default Emission Factor
Sarpy County | 2292_G_4 | 2292 | G | 4 | 1388 | Combustion Turbine | SPP_NEBR | Nebraska | Sarpy | 49 | 2000 | 9999 |  |  |  | 0.088964 | Default Emission Factor
Sarpy County | 2292_G_5 | 2292 | G | 5 | 1390 | Combustion Turbine | SPP_NEBR | Nebraska | Sarpy | 48.1 | 2000 | 9999 |  |  |  | 0.088964 | Default Emission Factor
Sarpy County | 2292_G_BSD | 2292 | G | BSD |  | Combustion Turbine | SPP_NEBR | Nebraska | Sarpy | 3.4 | 1996 | 9999 |  |  |  | 0.69077 | Default Emission Factor
Ord | 2294_G_1 | 2294 | G | 1 |  | Combustion Turbine | SPP_NEBR | Nebraska | Valley | 5 | 1973 | 9999 |  |  |  | 0.11376 | Default Emission Factor
Ord | 2294_G_2 | 2294 | G | 2 |  | Combustion Turbine | SPP_NEBR | Nebraska | Valley | 1 | 1966 | 9999 |  |  |  | 0.11376 | Default Emission Factor
Ord | 2294_G_3 | 2294 | G | 3 |  | Combustion Turbine | SPP_NEBR | Nebraska | Valley | 2 | 1963 | 9999 |  |  |  | 0.11376 | Default Emission Factor
Ord | 2294_G_4A | 2294 | G | 4A |  | Combustion Turbine | SPP_NEBR | Nebraska | Valley | 1.4 | 1997 | 9999 |  |  |  | 0.69077 | Default Emission Factor
Ord | 2294_G_5A | 2294 | G | 5A |  | Combustion Turbine | SPP_NEBR | Nebraska | Valley | 1.4 | 1997 | 9999 |  |  |  | 0.69077 | Default Emission Factor
Oxford (NE) | 2295_G_2 | 2295 | G | 2 |  | Combustion Turbine | SPP_NEBR | Nebraska | Furnas | 0.5 | 1953 | 9999 |  |  |  | 0.11376 | Default Emission Factor
Oxford (NE) | 2295_G_3 | 2295 | G | 3 |  | Combustion Turbine | SPP_NEBR | Nebraska | Furnas | 0.8 | 1956 | 9999 |  |  |  | 0.11376 | Default Emission Factor
Oxford (NE) | 2295_G_4 | 2295 | G | 4 |  | Combustion Turbine | SPP_NEBR | Nebraska | Furnas | 0.5 | 1956 | 9999 |  |  |  | 0.11376 | Default Emission Factor
Oxford (NE) | 2295_G_5 | 2295 | G | 5 |  | Combustion Turbine | SPP_NEBR | Nebraska | Furnas | 1.2 | 1972 | 9999 |  |  |  | 0.11376 | Default Emission Factor
Pender | 2296_G_1 | 2296 | G | 1 |  | Combustion Turbine | SPP_NEBR | Nebraska | Thurston | 1.2 | 1968 | 9999 |  |  |  | 0.11376 | Default Emission Factor
Pender | 2296_G_2 | 2296 | G | 2 |  | Combustion Turbine | SPP_NEBR | Nebraska | Thurston | 2 | 1973 | 9999 |  |  |  | 0.11376 | Default Emission Factor
Pender | 2296_G_3 | 2296 | G | 3 |  | Combustion Turbine | SPP_NEBR | Nebraska | Thurston | 0.5 | 1953 | 9999 |  |  |  | 0.11376 | Default Emission Factor
Pender | 2296_G_4 | 2296 | G | 4 |  | Combustion Turbine | SPP_NEBR | Nebraska | Thurston | 0.8 | 1961 | 9999 |  |  |  | 0.11376 | Default Emission Factor
Plainview Muncipal Power | 2297_G_1 | 2297 | G | 1 |  | Combustion Turbine | SPP_NEBR | Nebraska | Pierce | 1.1 | 1949 | 9999 |  |  |  | 0.69077 | Default Emission Factor
Plainview Muncipal Power | 2297_G_3 | 2297 | G | 3 |  | Combustion Turbine | SPP_NEBR | Nebraska | Pierce | 0.9 | 1958 | 9999 |  |  |  | 0.69077 | Default Emission Factor
Plainview Muncipal Power | 2297_G_4 | 2297 | G | 4 |  | Combustion Turbine | SPP_NEBR | Nebraska | Pierce | 1.2 | 1963 | 9999 |  |  |  | 0.69077 | Default Emission Factor
Plainview Muncipal Power | 2297_G_5 | 2297 | G | 5 |  | Combustion Turbine | SPP_NEBR | Nebraska | Pierce | 1.8 | 1999 | 9999 |  |  |  | 0.69077 | Default Emission Factor
Red Cloud | 2299_G_2 | 2299 | G | 2 |  | Combustion Turbine | SPP_NEBR | Nebraska | Webster | 0.6 | 1953 | 9999 |  |  |  | 0.69077 | Default Emission Factor
Red Cloud | 2299_G_3 | 2299 | G | 3 |  | Combustion Turbine | SPP_NEBR | Nebraska | Webster | 1.2 | 1960 | 9999 |  |  |  | 0.69077 | Default Emission Factor
Red Cloud | 2299_G_4 | 2299 | G | 4 |  | Combustion Turbine | SPP_NEBR | Nebraska | Webster | 1.2 | 1968 | 9999 |  |  |  | 0.69077 | Default Emission Factor
Sargent | 2300_G_1 | 2300 | G | 1 |  | Combustion Turbine | SPP_NEBR | Nebraska | Custer | 1.1 | 1968 | 9999 |  |  |  | 0.69077 | Default Emission Factor
Sargent | 2300_G_3 | 2300 | G | 3 |  | Combustion Turbine | SPP_NEBR | Nebraska | Custer | 0.9 | 1964 | 9999 |  |  |  | 0.69077 | Default Emission Factor
Sargent | 2300_G_4 | 2300 | G | 4 |  | Combustion Turbine | SPP_NEBR | Nebraska | Custer | 0.4 | 1954 | 9999 |  |  |  | 0.69077 | Default Emission Factor
Sidney (NE) | 2302_G_1 | 2302 | G | 1 |  | Combustion Turbine | SPP_NEBR | Nebraska | Cheyenne | 1 | 1949 | 9999 |  |  |  | 0.11376 | Default Emission Factor
Sidney (NE) | 2302_G_3 | 2302 | G | 3 |  | Combustion Turbine | SPP_NEBR | Nebraska | Cheyenne | 0.6 | 1931 | 9999 |  |  |  | 0.69077 | Default Emission Factor
Sidney (NE) | 2302_G_5 | 2302 | G | 5 |  | Combustion Turbine | SPP_NEBR | Nebraska | Cheyenne | 2.5 | 1955 | 9999 |  |  |  | 0.11376 | Default Emission Factor
Spalding | 2303_G_4 | 2303 | G | 4 |  | Combustion Turbine | SPP_NEBR | Nebraska | Greeley | 0.2 | 1947 | 9999 |  |  |  | 0.69077 | Default Emission Factor
Spalding | 2303_G_5 | 2303 | G | 5 |  | Combustion Turbine | SPP_NEBR | Nebraska | Greeley | 0.4 | 1959 | 9999 |  |  |  | 0.69077 | Default Emission Factor
Spalding | 2303_G_6 | 2303 | G | 6 |  | Combustion Turbine | SPP_NEBR | Nebraska | Greeley | 1.3 | 1975 | 9999 |  |  |  | 0.69077 | Default Emission Factor
Stuart (NE) | 2305_G_1 | 2305 | G | 1 |  | Combustion Turbine | SPP_NEBR | Nebraska | Holt | 0.7 | 1952 | 9999 |  |  |  | 0.69077 | Default Emission Factor
Stuart (NE) | 2305_G_2 | 2305 | G | 2 |  | Combustion Turbine | SPP_NEBR | Nebraska | Holt | 0.2 | 1960 | 9999 |  |  |  | 0.69077 | Default Emission Factor
Stuart (NE) | 2305_G_3 | 2305 | G | 3 |  | Combustion Turbine | SPP_NEBR | Nebraska | Holt | 0.2 | 1952 | 9999 |  |  |  | 0.69077 | Default Emission Factor
Stuart (NE) | 2305_G_5 | 2305 | G | 5 |  | Combustion Turbine | SPP_NEBR | Nebraska | Holt | 0.8 | 1997 | 9999 |  |  |  | 0.69077 | Default Emission Factor
Tecumseh | 2308_G_1 | 2308 | G | 1 |  | Combustion Turbine | SPP_NEBR | Nebraska | Johnson | 0.6 | 1948 | 9999 |  |  |  | 0.69077 | Default Emission Factor
Tecumseh | 2308_G_2 | 2308 | G | 2 |  | Combustion Turbine | SPP_NEBR | Nebraska | Johnson | 1.4 | 1968 | 9999 |  |  |  | 0.11376 | Default Emission Factor
Tecumseh | 2308_G_3 | 2308 | G | 3 |  | Combustion Turbine | SPP_NEBR | Nebraska | Johnson | 1 | 1953 | 9999 |  |  |  | 0.11376 | Default Emission Factor
Tecumseh | 2308_G_4 | 2308 | G | 4 |  | Combustion Turbine | SPP_NEBR | Nebraska | Johnson | 1.2 | 1960 | 9999 |  |  |  | 0.11376 | Default Emission Factor
Tecumseh | 2308_G_5A | 2308 | G | 5A |  | Combustion Turbine | SPP_NEBR | Nebraska | Johnson | 2.4 | 1993 | 9999 |  |  |  | 0.11376 | Default Emission Factor
Wahoo | 2310_G_1 | 2310 | G | 1 |  | Combustion Turbine | SPP_NEBR | Nebraska | Saunders | 2.1 | 1960 | 9999 |  |  |  | 0.11376 | Default Emission Factor
Wahoo | 2310_G_2 | 2310 | G | 2 |  | Combustion Turbine | SPP_NEBR | Nebraska | Saunders | 0.4 | 1936 | 9999 |  |  |  | 0.69077 | Default Emission Factor
Wahoo | 2310_G_3 | 2310 | G | 3 |  | Combustion Turbine | SPP_NEBR | Nebraska | Saunders | 4.4 | 1973 | 9999 |  |  |  | 0.11376 | Default Emission Factor
Wahoo | 2310_G_4 | 2310 | G | 4 |  | Combustion Turbine | SPP_NEBR | Nebraska | Saunders | 1.1 | 1947 | 9999 |  |  |  | 0.11376 | Default Emission Factor
Wahoo | 2310_G_5 | 2310 | G | 5 |  | Combustion Turbine | SPP_NEBR | Nebraska | Saunders | 2.2 | 1952 | 9999 |  |  |  | 0.11376 | Default Emission Factor
Wahoo | 2310_G_6 | 2310 | G | 6 |  | Combustion Turbine | SPP_NEBR | Nebraska | Saunders | 3.4 | 1969 | 9999 |  |  |  | 0.11376 | Default Emission Factor
Wakefield | 2311_G_2 | 2311 | G | 2 |  | Combustion Turbine | SPP_NEBR | Nebraska | Dixon | 0.5 | 1915 | 9999 |  |  |  | 0.11376 | Default Emission Factor
Wakefield | 2311_G_5 | 2311 | G | 5 |  | Combustion Turbine | SPP_NEBR | Nebraska | Dixon | 1 | 1966 | 9999 |  |  |  | 0.11376 | Default Emission Factor
Wakefield | 2311_G_6 | 2311 | G | 6 |  | Combustion Turbine | SPP_NEBR | Nebraska | Dixon | 1.1 | 1971 | 9999 |  |  |  | 0.11376 | Default Emission Factor
Wakefield | 2311_G_IC4 | 2311 | G | IC4 |  | Combustion Turbine | SPP_NEBR | Nebraska | Dixon | 0.6 | 1961 | 9999 |  |  |  | 0.11376 | Default Emission Factor
Wayne IC | 2312_G_1 | 2312 | G | 1 |  | Combustion Turbine | SPP_NEBR | Nebraska | Wayne | 0.8 | 1951 | 9999 |  |  |  | 0.69077 | Default Emission Factor
Wayne IC | 2312_G_2 | 2312 | G | 2 |  | Combustion Turbine | SPP_NEBR | Nebraska | Wayne | 0.9 | 1947 | 9999 |  |  |  | 0.69077 | Default Emission Factor
Wayne IC | 2312_G_3 | 2312 | G | 3 |  | Combustion Turbine | SPP_NEBR | Nebraska | Wayne | 1.8 | 1956 | 9999 |  |  |  | 0.69077 | Default Emission Factor
Wayne IC | 2312_G_4 | 2312 | G | 4 |  | Combustion Turbine | SPP_NEBR | Nebraska | Wayne | 1.9 | 1960 | 9999 |  |  |  | 0.69077 | Default Emission Factor
Wayne IC | 2312_G_5 | 2312 | G | 5 |  | Combustion Turbine | SPP_NEBR | Nebraska | Wayne | 3.3 | 1966 | 9999 |  |  |  | 0.69077 | Default Emission Factor
Wayne IC | 2312_G_6 | 2312 | G | 6 |  | Combustion Turbine | SPP_NEBR | Nebraska | Wayne | 4.9 | 1968 | 9999 |  |  |  | 0.69077 | Default Emission Factor
Wayne IC | 2312_G_7 | 2312 | G | 7 |  | Combustion Turbine | SPP_NEBR | Nebraska | Wayne | 3.3 | 1998 | 9999 |  |  |  | 0.69077 | Default Emission Factor
Wayne IC | 2312_G_8 | 2312 | G | 8 |  | Combustion Turbine | SPP_NEBR | Nebraska | Wayne | 3.3 | 1998 | 9999 |  |  |  | 0.69077 | Default Emission Factor
West Point Municipal | 2313_G_2 | 2313 | G | 2 |  | Combustion Turbine | SPP_NEBR | Nebraska | Cuming | 0.9 | 1947 | 9999 |  |  |  | 0.11376 | Default Emission Factor
West Point Municipal | 2313_G_3 | 2313 | G | 3 |  | Combustion Turbine | SPP_NEBR | Nebraska | Cuming | 1.2 | 1959 | 9999 |  |  |  | 0.11376 | Default Emission Factor
West Point Municipal | 2313_G_4 | 2313 | G | 4 |  | Combustion Turbine | SPP_NEBR | Nebraska | Cuming | 2.3 | 1965 | 9999 |  |  |  | 0.11376 | Default Emission Factor
Wilber | 2315_G_4 | 2315 | G | 4 |  | Combustion Turbine | SPP_NEBR | Nebraska | Saline | 0.9 | 1960 | 9999 |  |  |  | 0.69077 | Default Emission Factor
Wilber | 2315_G_5 | 2315 | G | 5 |  | Combustion Turbine | SPP_NEBR | Nebraska | Saline | 0.6 | 1960 | 9999 |  |  |  | 0.69077 | Default Emission Factor
Wilber | 2315_G_6 | 2315 | G | 6 |  | Combustion Turbine | SPP_NEBR | Nebraska | Saline | 1.6 | 1997 | 9999 |  |  |  | 0.69077 | Default Emission Factor
Wisner | 2316_G_3 | 2316 | G | 3 |  | Combustion Turbine | SPP_NEBR | Nebraska | Cuming | 0.8 | 1969 | 9999 |  |  |  | 0.69077 | Default Emission Factor
Wisner | 2316_G_4 | 2316 | G | 4 |  | Combustion Turbine | SPP_NEBR | Nebraska | Cuming | 1.5 | 2010 | 9999 |  |  |  | 0.69077 | Default Emission Factor
Wisner | 2316_G_5 | 2316 | G | 5 |  | Combustion Turbine | SPP_NEBR | Nebraska | Cuming | 1.5 | 2010 | 9999 |  |  |  | 0.69077 | Default Emission Factor
Clark (NVE) | 2322_G_10 | 2322 | G | 10 |  | Combined Cycle | WECC_SNV | Nevada | Clark | 85 | 1994 | 9999 |  |  |  | 0.030815 | Default Emission Factor
Clark (NVE) | 2322_G_11 | 2322 | G | 11 | 89799 | Combustion Turbine | WECC_SNV | Nevada | Clark | 52 | 2008 | 9999 |  |  |  | 0.088964 | Default Emission Factor
Clark (NVE) | 2322_G_12 | 2322 | G | 12 | 89801 | Combustion Turbine | WECC_SNV | Nevada | Clark | 52 | 2008 | 9999 |  |  |  | 0.088964 | Default Emission Factor
Clark (NVE) | 2322_G_13 | 2322 | G | 13 | 89803 | Combustion Turbine | WECC_SNV | Nevada | Clark | 52 | 2008 | 9999 |  |  |  | 0.088964 | Default Emission Factor
Clark (NVE) | 2322_G_14 | 2322 | G | 14 | 89805 | Combustion Turbine | WECC_SNV | Nevada | Clark | 52 | 2008 | 9999 |  |  |  | 0.088964 | Default Emission Factor
Clark (NVE) | 2322_G_15 | 2322 | G | 15 | 89807 | Combustion Turbine | WECC_SNV | Nevada | Clark | 52 | 2008 | 9999 |  |  |  | 0.088964 | Default Emission Factor
Clark (NVE) | 2322_G_16 | 2322 | G | 16 | 89809 | Combustion Turbine | WECC_SNV | Nevada | Clark | 52 | 2008 | 9999 |  |  |  | 0.088964 | Default Emission Factor
Clark (NVE) | 2322_G_17 | 2322 | G | 17 | 89811 | Combustion Turbine | WECC_SNV | Nevada | Clark | 52 | 2008 | 9999 |  |  |  | 0.088964 | Default Emission Factor
Clark (NVE) | 2322_G_18 | 2322 | G | 18 | 89813 | Combustion Turbine | WECC_SNV | Nevada | Clark | 52 | 2008 | 9999 |  |  |  | 0.088964 | Default Emission Factor
Clark (NVE) | 2322_G_19 | 2322 | G | 19 | 89815 | Combustion Turbine | WECC_SNV | Nevada | Clark | 52 | 2008 | 9999 |  |  |  | 0.088964 | Default Emission Factor
Clark (NVE) | 2322_G_20 | 2322 | G | 20 | 89817 | Combustion Turbine | WECC_SNV | Nevada | Clark | 52 | 2008 | 9999 |  |  |  | 0.088964 | Default Emission Factor
Clark (NVE) | 2322_G_21 | 2322 | G | 21 | 89820 | Combustion Turbine | WECC_SNV | Nevada | Clark | 52 | 2008 | 9999 |  |  |  | 0.088964 | Default Emission Factor
Clark (NVE) | 2322_G_22 | 2322 | G | 22 | 89821 | Combustion Turbine | WECC_SNV | Nevada | Clark | 52 | 2008 | 9999 |  |  |  | 0.088964 | Default Emission Factor
Clark (NVE) | 2322_G_9 | 2322 | G | 9 |  | Combined Cycle | WECC_SNV | Nevada | Clark | 85 | 1993 | 9999 |  |  |  | 0.030815 | Default Emission Factor
Clark (NVE) | 2322_G_GT4 | 2322 | G | GT4 |  | Combustion Turbine | WECC_SNV | Nevada | Clark | 55 | 1973 | 9999 |  |  |  | 0.088964 | Default Emission Factor
Clark (NVE) | 2322_G_GT5 | 2322 | G | GT5 |  | Combined Cycle | WECC_SNV | Nevada | Clark | 73 | 1979 | 9999 |  |  |  | 0.030815 | Default Emission Factor
Clark (NVE) | 2322_G_GT6 | 2322 | G | GT6 |  | Combined Cycle | WECC_SNV | Nevada | Clark | 73 | 1979 | 9999 |  |  |  | 0.030815 | Default Emission Factor
Clark (NVE) | 2322_G_GT7 | 2322 | G | GT7 |  | Combined Cycle | WECC_SNV | Nevada | Clark | 73 | 1980 | 9999 |  |  |  | 0.030815 | Default Emission Factor
Clark (NVE) | 2322_G_GT8 | 2322 | G | GT8 |  | Combined Cycle | WECC_SNV | Nevada | Clark | 73 | 1982 | 9999 |  |  |  | 0.030815 | Default Emission Factor
Tracy | 2336_G_10 | 2336 | G | 10 | 90238 | Combined Cycle | WECC_NNV | Nevada | Storey | 263 | 2008 | 9999 |  |  |  | 0.030815 | Default Emission Factor
Tracy | 2336_G_4 | 2336 | G | 4 | 1413 | Combined Cycle | WECC_NNV | Nevada | Storey | 64 | 1994 | 9999 |  |  |  | 0.053122 | NEI 2019
Tracy | 2336_G_5 | 2336 | G | 5 | 1413 | Combined Cycle | WECC_NNV | Nevada | Storey | 40 | 1996 | 9999 | 2019 | 13.175 | 496026 | 0.053122 | NEI 2019
Tracy | 2336_G_8 | 2336 | G | 8 | 90238 | Combined Cycle | WECC_NNV | Nevada | Storey | 145 | 2008 | 9999 |  |  |  | 0.030815 | Default Emission Factor
Tracy | 2336_G_9 | 2336 | G | 9 | 90239 | Combined Cycle | WECC_NNV | Nevada | Storey | 145 | 2008 | 9999 |  |  |  | 0.030815 | Default Emission Factor
Tracy | 2336_G_GT3 | 2336 | G | GT3 | 1411 | Combustion Turbine | WECC_NNV | Nevada | Storey | 66.3 | 1994 | 9999 |  |  |  | 0.088964 | Default Emission Factor
Tracy | 2336_G_GT4 | 2336 | G | GT4 | 1412 | Combustion Turbine | WECC_NNV | Nevada | Storey | 66.3 | 1994 | 9999 |  |  |  | 0.088964 | Default Emission Factor
Lost Nation | 2362_G_GT1 | 2362 | G | GT1 |  | Combustion Turbine | NENGREST | New Hampshire | Coos | 14 | 1969 | 9999 |  |  |  | 0.12949 | Default Emission Factor
Merrimack | 2364_G_GT1 | 2364 | G | GT1 |  | Combustion Turbine | NENGREST | New Hampshire | Merrimack | 16.8 | 1968 | 9999 |  |  |  | 0.12949 | Default Emission Factor
Merrimack | 2364_G_GT2 | 2364 | G | GT2 |  | Combustion Turbine | NENGREST | New Hampshire | Merrimack | 16.8 | 1969 | 9999 |  |  |  | 0.12949 | Default Emission Factor
Schiller | 2367_G_GT1 | 2367 | G | GT1 |  | Combustion Turbine | NENGREST | New Hampshire | Rockingham | 17 | 1970 | 9999 |  |  |  | 0.12949 | Default Emission Factor
White Lake | 2369_G_GT1 | 2369 | G | GT1 |  | Combustion Turbine | NENGREST | New Hampshire | Carroll | 17.5 | 1968 | 9999 |  |  |  | 0.12949 | Default Emission Factor
Carlls Corner | 2379_G_CA1 | 2379 | G | CA1 | 1429 | Combustion Turbine | PJM_EMAC | New Jersey | Cumberland | 37.4 | 1973 | 9999 |  |  |  | 0.088964 | Default Emission Factor
Carlls Corner | 2379_G_CA2 | 2379 | G | CA2 | 1430 | Combustion Turbine | PJM_EMAC | New Jersey | Cumberland | 41.2 | 1973 | 9999 |  |  |  | 0.088964 | Default Emission Factor
Sayreville | 2390_G_GT1 | 2390 | G | GT1 | 1460 | Combustion Turbine | PJM_EMAC | New Jersey | Middlesex | 50 | 1972 | 9999 |  |  |  | 0.088964 | Default Emission Factor
Sayreville | 2390_G_GT2 | 2390 | G | GT2 | 1461 | Combustion Turbine | PJM_EMAC | New Jersey | Middlesex | 50 | 1972 | 9999 |  |  |  | 0.088964 | Default Emission Factor
Sayreville | 2390_G_GT3 | 2390 | G | GT3 | 1462 | Combustion Turbine | PJM_EMAC | New Jersey | Middlesex | 50 | 1972 | 9999 |  |  |  | 0.088964 | Default Emission Factor
Sayreville | 2390_G_GT4 | 2390 | G | GT4 | 1463 | Combustion Turbine | PJM_EMAC | New Jersey | Middlesex | 50 | 1973 | 9999 |  |  |  | 0.088964 | Default Emission Factor
Gilbert | 2393_G_4 | 2393 | G | 4 | 1477 | Combined Cycle | PJM_EMAC | New Jersey | Hunterdon | 47 | 1974 | 9999 |  |  |  | 0.030815 | Default Emission Factor
Gilbert | 2393_G_5 | 2393 | G | 5 | 1478 | Combined Cycle | PJM_EMAC | New Jersey | Hunterdon | 47 | 1974 | 9999 |  |  |  | 0.030815 | Default Emission Factor
Gilbert | 2393_G_6 | 2393 | G | 6 | 1479 | Combined Cycle | PJM_EMAC | New Jersey | Hunterdon | 49 | 1974 | 9999 |  |  |  | 0.030815 | Default Emission Factor
Gilbert | 2393_G_7 | 2393 | G | 7 | 1480 | Combined Cycle | PJM_EMAC | New Jersey | Hunterdon | 47 | 1974 | 9999 |  |  |  | 0.030815 | Default Emission Factor
Gilbert | 2393_G_8 | 2393 | G | 8 | 1477 | Combined Cycle | PJM_EMAC | New Jersey | Hunterdon | 104 | 1977 | 9999 |  |  |  | 0.030815 | Default Emission Factor
Gilbert | 2393_G_9 | 2393 | G | 9 | 1481 | Combustion Turbine | PJM_EMAC | New Jersey | Hunterdon | 150 | 1996 | 9999 |  |  |  | 0.12949 | Default Emission Factor
Bergen Generating Station | 2398_G_1101 | 2398 | G | 1101 | 1485 | Combined Cycle | PJM_EMAC | New Jersey | Bergen | 110 | 1995 | 9999 |  |  |  | 0.030815 | Default Emission Factor
Bergen Generating Station | 2398_G_1201 | 2398 | G | 1201 | 1486 | Combined Cycle | PJM_EMAC | New Jersey | Bergen | 110 | 1995 | 9999 |  |  |  | 0.030815 | Default Emission Factor
Bergen Generating Station | 2398_G_1301 | 2398 | G | 1301 | 1487 | Combined Cycle | PJM_EMAC | New Jersey | Bergen | 110 | 1995 | 9999 |  |  |  | 0.030815 | Default Emission Factor
Bergen Generating Station | 2398_G_1401 | 2398 | G | 1401 | 1488 | Combined Cycle | PJM_EMAC | New Jersey | Bergen | 110 | 1995 | 9999 |  |  |  | 0.030815 | Default Emission Factor
Bergen Generating Station | 2398_G_1501 | 2398 | G | 1501 | 1485 | Combined Cycle | PJM_EMAC | New Jersey | Bergen | 198 | 1959 | 9999 |  |  |  | 0.030815 | Default Emission Factor
Bergen Generating Station | 2398_G_2101 | 2398 | G | 2101 | 1490 | Combined Cycle | PJM_EMAC | New Jersey | Bergen | 177.3 | 2002 | 9999 |  |  |  | 0.009405 | NEI 2019
Bergen Generating Station | 2398_G_2201 | 2398 | G | 2201 | 1491 | Combined Cycle | PJM_EMAC | New Jersey | Bergen | 177.3 | 2002 | 9999 | 2019 | 8.6743 | 2915380 | 0.009405 | NEI 2019
Bergen Generating Station | 2398_G_2301 | 2398 | G | 2301 | 1490 | Combined Cycle | PJM_EMAC | New Jersey | Bergen | 236.4 | 2002 | 9999 |  |  |  | 0.009405 | NEI 2019
PSEG Burlington Generating Station | 2399_G_121 | 2399 | G | 121 | 1498 | Combustion Turbine | PJM_EMAC | New Jersey | Burlington | 42 | 2000 | 9999 |  |  |  | 0.08667 | NEI 2019
PSEG Burlington Generating Station | 2399_G_122 | 2399 | G | 122 | 1499 | Combustion Turbine | PJM_EMAC | New Jersey | Burlington | 42 | 2000 | 9999 |  |  |  | 0.08667 | NEI 2019
PSEG Burlington Generating Station | 2399_G_123 | 2399 | G | 123 | 1500 | Combustion Turbine | PJM_EMAC | New Jersey | Burlington | 42 | 2000 | 9999 |  |  |  | 0.08667 | NEI 2019
PSEG Burlington Generating Station | 2399_G_124 | 2399 | G | 124 | 1501 | Combustion Turbine | PJM_EMAC | New Jersey | Burlington | 42 | 2000 | 9999 | 2019 | 0.5663 | 13068 | 0.08667 | NEI 2019
PSEG Essex Generating Station | 2401_G_9 | 2401 | G | 9 | 1534 | Combustion Turbine | PJM_EMAC | New Jersey | Essex | 81 | 1990 | 9999 | 2019 | 0.1004 | 1158 | 0.1734 | NEI 2019
PSEG Kearny Generating Station | 2404_G_131 | 2404 | G | 131 | 90777 | Combustion Turbine | PJM_EMAC | New Jersey | Hudson | 46.9 | 2012 | 9999 |  |  |  | 0.050101 | NEI 2019
PSEG Kearny Generating Station | 2404_G_132 | 2404 | G | 132 | 90778 | Combustion Turbine | PJM_EMAC | New Jersey | Hudson | 46.9 | 2012 | 9999 |  |  |  | 0.050101 | NEI 2019
PSEG Kearny Generating Station | 2404_G_133 | 2404 | G | 133 | 90779 | Combustion Turbine | PJM_EMAC | New Jersey | Hudson | 46.9 | 2012 | 9999 |  |  |  | 0.050101 | NEI 2019
PSEG Kearny Generating Station | 2404_G_134 | 2404 | G | 134 | 90780 | Combustion Turbine | PJM_EMAC | New Jersey | Hudson | 46.9 | 2012 | 9999 |  |  |  | 0.050101 | NEI 2019
PSEG Kearny Generating Station | 2404_G_141 | 2404 | G | 141 | 90781 | Combustion Turbine | PJM_EMAC | New Jersey | Hudson | 46.9 | 2012 | 9999 |  |  |  | 0.050101 | NEI 2019
PSEG Kearny Generating Station | 2404_G_142 | 2404 | G | 142 | 90782 | Combustion Turbine | PJM_EMAC | New Jersey | Hudson | 46.9 | 2012 | 9999 | 2019 | 1.3681 | 54613.2838 | 0.050101 | NEI 2019
PSEG Kearny Generating Station | 2404_G_N121 | 2404 | G | N121 | 1540 | Combustion Turbine | PJM_EMAC | New Jersey | Hudson | 44.5 | 2001 | 9999 |  |  |  | 0.105 | NEI 2019
PSEG Kearny Generating Station | 2404_G_N122 | 2404 | G | N122 | 1541 | Combustion Turbine | PJM_EMAC | New Jersey | Hudson | 44.5 | 2001 | 9999 |  |  |  | 0.105 | NEI 2019
PSEG Kearny Generating Station | 2404_G_N123 | 2404 | G | N123 | 1542 | Combustion Turbine | PJM_EMAC | New Jersey | Hudson | 44.5 | 2001 | 9999 |  |  |  | 0.105 | NEI 2019
PSEG Kearny Generating Station | 2404_G_N124 | 2404 | G | N124 | 1543 | Combustion Turbine | PJM_EMAC | New Jersey | Hudson | 44.5 | 2001 | 9999 | 2019 | 1.8136 | 34545.7162 | 0.105 | NEI 2019
PSEG Linden Generating Station | 2406_G_1001 | 2406 | G | 1001 | 1552 | Combined Cycle | PJM_EMAC | New Jersey | Union | 238.4 | 2006 | 9999 |  |  |  | 0.030815 | Default Emission Factor
PSEG Linden Generating Station | 2406_G_1101 | 2406 | G | 1101 | 1552 | Combined Cycle | PJM_EMAC | New Jersey | Union | 188.3 | 2006 | 9999 |  |  |  | 0.030815 | Default Emission Factor
PSEG Linden Generating Station | 2406_G_1201 | 2406 | G | 1201 | 1553 | Combined Cycle | PJM_EMAC | New Jersey | Union | 188.3 | 2006 | 9999 |  |  |  | 0.030815 | Default Emission Factor
PSEG Linden Generating Station | 2406_G_2001 | 2406 | G | 2001 | 1558 | Combined Cycle | PJM_EMAC | New Jersey | Union | 238.4 | 2006 | 9999 |  |  |  | 0.016548 | NEI 2019
PSEG Linden Generating Station | 2406_G_2101 | 2406 | G | 2101 | 1558 | Combined Cycle | PJM_EMAC | New Jersey | Union | 188.3 | 2006 | 9999 |  |  |  | 0.016548 | NEI 2019
PSEG Linden Generating Station | 2406_G_2201 | 2406 | G | 2201 | 1559 | Combined Cycle | PJM_EMAC | New Jersey | Union | 188.3 | 2006 | 9999 | 2019 | 21.6605 | 5299243 | 0.016548 | NEI 2019
PSEG Linden Generating Station | 2406_G_5 | 2406 | G | 5 | 1561 | Combustion Turbine | PJM_EMAC | New Jersey | Union | 86 | 2000 | 9999 |  |  |  | 0.088964 | Default Emission Factor
PSEG Linden Generating Station | 2406_G_6 | 2406 | G | 6 | 1562 | Combustion Turbine | PJM_EMAC | New Jersey | Union | 86 | 2000 | 9999 |  |  |  | 0.088964 | Default Emission Factor
PSEG Linden Generating Station | 2406_G_7 | 2406 | G | 7 | 1563 | Combustion Turbine | PJM_EMAC | New Jersey | Union | 84 | 1995 | 9999 |  |  |  | 0.088964 | Default Emission Factor
PSEG Linden Generating Station | 2406_G_8 | 2406 | G | 8 | 1565 | Combustion Turbine | PJM_EMAC | New Jersey | Union | 80.2 | 1995 | 9999 |  |  |  | 0.088964 | Default Emission Factor
PSEG Salem Generating Station | 2410_G_3 | 2410 | G | 3 | 1572 | Combustion Turbine | PJM_EMAC | New Jersey | Salem | 38.4 | 1971 | 9999 |  |  |  | 0.12949 | Default Emission Factor
PSEG Sewaren Generating Station | 2411_G_701 | 2411 | G | 701 | 91149 | Combined Cycle | PJM_EMAC | New Jersey | Middlesex | 328 | 2018 | 9999 | 2019 | 10.6159 | 3308721 | 0.006417 | NEI 2019
PSEG Sewaren Generating Station | 2411_G_702 | 2411 | G | 702 | 91149 | Combined Cycle | PJM_EMAC | New Jersey | Middlesex | 196.5 | 2018 | 9999 |  |  |  | 0.006417 | NEI 2019
Howard Down | 2434_G_11 | 2434 | G | 11 | 90625 | Combustion Turbine | PJM_EMAC | New Jersey | Cumberland | 55 | 2012 | 9999 | 2019 | 1.967 | 80373 | 0.048947 | NEI 2019
Rio Grande | 2444_G_9 | 2444 | G | 9 | 90701 | Combustion Turbine | WECC_NM | New Mexico | Dona Ana | 87.9 | 2013 | 9999 | 2019 | 5.177 | 263806 | 0.039249 | NEI 2019
Maddox | 2446_G_2 | 2446 | G | 2 |  | Combustion Turbine | SPP_SPS | New Mexico | Lea | 61 | 1976 | 2024 |  |  |  | 0.088964 | Default Emission Factor
Maddox | 2446_G_3 | 2446 | G | 3 |  | Combustion Turbine | SPP_SPS | New Mexico | Lea | 10 | 1963 | 2025 |  |  |  | 0.088964 | Default Emission Factor
Cunningham | 2454_G_3 | 2454 | G | 3 | 1602 | Combustion Turbine | SPP_SPS | New Mexico | Lea | 106 | 1998 | 9999 | 2019 | 15.2854 | 420337.1675 | 0.072729 | NEI 2019
Cunningham | 2454_G_4 | 2454 | G | 4 | 1603 | Combustion Turbine | SPP_SPS | New Mexico | Lea | 103 | 1998 | 9999 | 2019 | 18.1834 | 408440.8325 | 0.089038 | NEI 2019
Humboldt Bay | 246_G_IC1 | 246 | G | IC1 |  | Combustion Turbine | WEC_CALN | California | Humboldt | 16.3 | 2010 | 9999 |  |  |  | 0.11376 | Default Emission Factor
Humboldt Bay | 246_G_IC10 | 246 | G | IC10 |  | Combustion Turbine | WEC_CALN | California | Humboldt | 16.3 | 2010 | 9999 |  |  |  | 0.11376 | Default Emission Factor
Humboldt Bay | 246_G_IC2 | 246 | G | IC2 |  | Combustion Turbine | WEC_CALN | California | Humboldt | 16.3 | 2010 | 9999 |  |  |  | 0.11376 | Default Emission Factor
Humboldt Bay | 246_G_IC3 | 246 | G | IC3 |  | Combustion Turbine | WEC_CALN | California | Humboldt | 16.3 | 2011 | 9999 |  |  |  | 0.11376 | Default Emission Factor
Humboldt Bay | 246_G_IC4 | 246 | G | IC4 |  | Combustion Turbine | WEC_CALN | California | Humboldt | 16.3 | 2010 | 9999 |  |  |  | 0.11376 | Default Emission Factor
Humboldt Bay | 246_G_IC5 | 246 | G | IC5 |  | Combustion Turbine | WEC_CALN | California | Humboldt | 16.3 | 2010 | 9999 |  |  |  | 0.11376 | Default Emission Factor
Humboldt Bay | 246_G_IC6 | 246 | G | IC6 |  | Combustion Turbine | WEC_CALN | California | Humboldt | 16.3 | 2010 | 9999 |  |  |  | 0.11376 | Default Emission Factor
Humboldt Bay | 246_G_IC7 | 246 | G | IC7 |  | Combustion Turbine | WEC_CALN | California | Humboldt | 16.3 | 2010 | 9999 |  |  |  | 0.11376 | Default Emission Factor
Humboldt Bay | 246_G_IC8 | 246 | G | IC8 |  | Combustion Turbine | WEC_CALN | California | Humboldt | 16.3 | 2010 | 9999 |  |  |  | 0.11376 | Default Emission Factor
Humboldt Bay | 246_G_IC9 | 246 | G | IC9 |  | Combustion Turbine | WEC_CALN | California | Humboldt | 16.7 | 2010 | 9999 |  |  |  | 0.11376 | Default Emission Factor
Danskammer Generating Station | 2480_G_5 | 2480 | G | 5 |  | Combustion Turbine | NY_Z_G-I | New York | Orange | 2.5 | 1967 | 9999 |  |  |  | 0.69077 | Default Emission Factor
Danskammer Generating Station | 2480_G_6 | 2480 | G | 6 |  | Combustion Turbine | NY_Z_G-I | New York | Orange | 2.5 | 1967 | 9999 |  |  |  | 0.69077 | Default Emission Factor
South Cairo | 2485_G_GT1 | 2485 | G | GT1 |  | Combustion Turbine | NY_Z_G-I | New York | Greene | 20.1 | 1970 | 9999 |  |  |  | 0.12949 | Default Emission Factor
West Coxsackie | 2487_G_GT1 | 2487 | G | GT1 |  | Combustion Turbine | NY_Z_G-I | New York | Greene | 19.6 | 1969 | 9999 |  |  |  | 0.088964 | Default Emission Factor
Arthur Kill Generating Station | 2490_G_GT1 | 2490 | G | GT1 | 1612 | Combustion Turbine | NY_Z_J | New York | Richmond | 12 | 1970 | 9999 |  |  |  | 0.088964 | Default Emission Factor
East River | 2493_G_1 | 2493 | G | 1 | 1614 | Combustion Turbine | NY_Z_J | New York | New York | 154.7 | 2005 | 9999 | 2019 | 21.3394 | 1106663.8826 | 0.038565 | NEI 2019
East River | 2493_G_2 | 2493 | G | 2 | 1615 | Combustion Turbine | NY_Z_J | New York | New York | 153.1 | 2005 | 9999 | 2019 | 12.209 | 1095218.1024 | 0.022295 | NEI 2019
Gowanus Gas Turbines Generating | 2494_G_GT11 | 2494 | G | GT11 | 1619 | Combustion Turbine | NY_Z_J | New York | Kings | 18.7 | 1971 | 9999 |  |  |  | 0.12949 | Default Emission Factor
Gowanus Gas Turbines Generating | 2494_G_GT12 | 2494 | G | GT12 | 1620 | Combustion Turbine | NY_Z_J | New York | Kings | 19.1 | 1971 | 9999 |  |  |  | 0.12949 | Default Emission Factor
Gowanus Gas Turbines Generating | 2494_G_GT13 | 2494 | G | GT13 | 1621 | Combustion Turbine | NY_Z_J | New York | Kings | 17.8 | 1971 | 9999 |  |  |  | 0.12949 | Default Emission Factor
Gowanus Gas Turbines Generating | 2494_G_GT14 | 2494 | G | GT14 | 1622 | Combustion Turbine | NY_Z_J | New York | Kings | 16.2 | 1971 | 9999 |  |  |  | 0.12949 | Default Emission Factor
Gowanus Gas Turbines Generating | 2494_G_GT15 | 2494 | G | GT15 | 1623 | Combustion Turbine | NY_Z_J | New York | Kings | 17.2 | 1971 | 9999 |  |  |  | 0.12949 | Default Emission Factor
Gowanus Gas Turbines Generating | 2494_G_GT16 | 2494 | G | GT16 | 1624 | Combustion Turbine | NY_Z_J | New York | Kings | 16.3 | 1971 | 9999 |  |  |  | 0.12949 | Default Emission Factor
Gowanus Gas Turbines Generating | 2494_G_GT17 | 2494 | G | GT17 | 1625 | Combustion Turbine | NY_Z_J | New York | Kings | 16.7 | 1971 | 9999 |  |  |  | 0.12949 | Default Emission Factor
Gowanus Gas Turbines Generating | 2494_G_GT18 | 2494 | G | GT18 | 1626 | Combustion Turbine | NY_Z_J | New York | Kings | 15.1 | 1971 | 9999 |  |  |  | 0.12949 | Default Emission Factor
Gowanus Gas Turbines Generating | 2494_G_GT21 | 2494 | G | GT21 | 1627 | Combustion Turbine | NY_Z_J | New York | Kings | 17.1 | 1971 | 9999 |  |  |  | 0.12949 | Default Emission Factor
Gowanus Gas Turbines Generating | 2494_G_GT22 | 2494 | G | GT22 | 1628 | Combustion Turbine | NY_Z_J | New York | Kings | 18.5 | 1971 | 9999 |  |  |  | 0.12949 | Default Emission Factor
Gowanus Gas Turbines Generating | 2494_G_GT23 | 2494 | G | GT23 | 1629 | Combustion Turbine | NY_Z_J | New York | Kings | 20 | 1971 | 9999 |  |  |  | 0.12949 | Default Emission Factor
Gowanus Gas Turbines Generating | 2494_G_GT24 | 2494 | G | GT24 | 1630 | Combustion Turbine | NY_Z_J | New York | Kings | 17.4 | 1971 | 9999 |  |  |  | 0.12949 | Default Emission Factor
Gowanus Gas Turbines Generating | 2494_G_GT25 | 2494 | G | GT25 | 1631 | Combustion Turbine | NY_Z_J | New York | Kings | 18.8 | 1971 | 9999 |  |  |  | 0.12949 | Default Emission Factor
Gowanus Gas Turbines Generating | 2494_G_GT26 | 2494 | G | GT26 | 1632 | Combustion Turbine | NY_Z_J | New York | Kings | 20.2 | 1971 | 9999 |  |  |  | 0.12949 | Default Emission Factor
Gowanus Gas Turbines Generating | 2494_G_GT27 | 2494 | G | GT27 | 1633 | Combustion Turbine | NY_Z_J | New York | Kings | 19.1 | 1971 | 9999 |  |  |  | 0.12949 | Default Emission Factor
Gowanus Gas Turbines Generating | 2494_G_GT28 | 2494 | G | GT28 | 1634 | Combustion Turbine | NY_Z_J | New York | Kings | 16.1 | 1971 | 9999 |  |  |  | 0.12949 | Default Emission Factor
Gowanus Gas Turbines Generating | 2494_G_GT31 | 2494 | G | GT31 | 1635 | Combustion Turbine | NY_Z_J | New York | Kings | 16.7 | 1971 | 9999 |  |  |  | 0.12949 | Default Emission Factor
Gowanus Gas Turbines Generating | 2494_G_GT32 | 2494 | G | GT32 | 1636 | Combustion Turbine | NY_Z_J | New York | Kings | 16.8 | 1971 | 9999 |  |  |  | 0.12949 | Default Emission Factor
Gowanus Gas Turbines Generating | 2494_G_GT33 | 2494 | G | GT33 | 1637 | Combustion Turbine | NY_Z_J | New York | Kings | 18.1 | 1971 | 9999 |  |  |  | 0.12949 | Default Emission Factor
Gowanus Gas Turbines Generating | 2494_G_GT34 | 2494 | G | GT34 | 1638 | Combustion Turbine | NY_Z_J | New York | Kings | 16.2 | 1971 | 9999 |  |  |  | 0.12949 | Default Emission Factor
Gowanus Gas Turbines Generating | 2494_G_GT35 | 2494 | G | GT35 | 1639 | Combustion Turbine | NY_Z_J | New York | Kings | 17.3 | 1971 | 9999 |  |  |  | 0.12949 | Default Emission Factor
Gowanus Gas Turbines Generating | 2494_G_GT36 | 2494 | G | GT36 | 1640 | Combustion Turbine | NY_Z_J | New York | Kings | 15.5 | 1971 | 9999 |  |  |  | 0.12949 | Default Emission Factor
Gowanus Gas Turbines Generating | 2494_G_GT37 | 2494 | G | GT37 | 1641 | Combustion Turbine | NY_Z_J | New York | Kings | 17.9 | 1971 | 9999 |  |  |  | 0.12949 | Default Emission Factor
Gowanus Gas Turbines Generating | 2494_G_GT38 | 2494 | G | GT38 | 1642 | Combustion Turbine | NY_Z_J | New York | Kings | 17.6 | 1971 | 9999 |  |  |  | 0.12949 | Default Emission Factor
Gowanus Gas Turbines Generating | 2494_G_GT41 | 2494 | G | GT41 | 1643 | Combustion Turbine | NY_Z_J | New York | Kings | 18.2 | 1971 | 9999 |  |  |  | 0.12949 | Default Emission Factor
Gowanus Gas Turbines Generating | 2494_G_GT42 | 2494 | G | GT42 | 1644 | Combustion Turbine | NY_Z_J | New York | Kings | 17.9 | 1971 | 9999 |  |  |  | 0.12949 | Default Emission Factor
Gowanus Gas Turbines Generating | 2494_G_GT43 | 2494 | G | GT43 | 1645 | Combustion Turbine | NY_Z_J | New York | Kings | 16.4 | 1971 | 9999 |  |  |  | 0.12949 | Default Emission Factor
Gowanus Gas Turbines Generating | 2494_G_GT44 | 2494 | G | GT44 | 1646 | Combustion Turbine | NY_Z_J | New York | Kings | 16.5 | 1971 | 9999 |  |  |  | 0.12949 | Default Emission Factor
Gowanus Gas Turbines Generating | 2494_G_GT45 | 2494 | G | GT45 | 1647 | Combustion Turbine | NY_Z_J | New York | Kings | 16.2 | 1971 | 9999 |  |  |  | 0.12949 | Default Emission Factor
Gowanus Gas Turbines Generating | 2494_G_GT46 | 2494 | G | GT46 | 1648 | Combustion Turbine | NY_Z_J | New York | Kings | 18 | 1971 | 9999 |  |  |  | 0.12949 | Default Emission Factor
Gowanus Gas Turbines Generating | 2494_G_GT47 | 2494 | G | GT47 | 1649 | Combustion Turbine | NY_Z_J | New York | Kings | 16.6 | 1971 | 9999 |  |  |  | 0.12949 | Default Emission Factor
Gowanus Gas Turbines Generating | 2494_G_GT48 | 2494 | G | GT48 | 1650 | Combustion Turbine | NY_Z_J | New York | Kings | 16.6 | 1971 | 9999 |  |  |  | 0.12949 | Default Emission Factor
Hudson Avenue | 2496_G_GT3 | 2496 | G | GT3 | 1655 | Combustion Turbine | NY_Z_J | New York | Kings | 16.7 | 1970 | 9999 |  |  |  | 0.12949 | Default Emission Factor
Hudson Avenue | 2496_G_GT5 | 2496 | G | GT5 | 1657 | Combustion Turbine | NY_Z_J | New York | Kings | 14.7 | 1970 | 9999 |  |  |  | 0.12949 | Default Emission Factor
Narrows Gas Turbines Generating | 2499_G_NT11 | 2499 | G | NT11 | 1659 | Combustion Turbine | NY_Z_J | New York | Kings | 19.6 | 1972 | 9999 |  |  |  | 0.088964 | Default Emission Factor
Narrows Gas Turbines Generating | 2499_G_NT12 | 2499 | G | NT12 | 1660 | Combustion Turbine | NY_Z_J | New York | Kings | 17.6 | 1972 | 9999 |  |  |  | 0.088964 | Default Emission Factor
Narrows Gas Turbines Generating | 2499_G_NT13 | 2499 | G | NT13 | 1661 | Combustion Turbine | NY_Z_J | New York | Kings | 18.6 | 1972 | 9999 |  |  |  | 0.088964 | Default Emission Factor
Narrows Gas Turbines Generating | 2499_G_NT14 | 2499 | G | NT14 | 1662 | Combustion Turbine | NY_Z_J | New York | Kings | 18.7 | 1972 | 9999 |  |  |  | 0.088964 | Default Emission Factor
Narrows Gas Turbines Generating | 2499_G_NT15 | 2499 | G | NT15 | 1663 | Combustion Turbine | NY_Z_J | New York | Kings | 20.6 | 1972 | 9999 |  |  |  | 0.088964 | Default Emission Factor
Narrows Gas Turbines Generating | 2499_G_NT16 | 2499 | G | NT16 | 1664 | Combustion Turbine | NY_Z_J | New York | Kings | 15.7 | 1972 | 9999 |  |  |  | 0.088964 | Default Emission Factor
Narrows Gas Turbines Generating | 2499_G_NT17 | 2499 | G | NT17 | 1665 | Combustion Turbine | NY_Z_J | New York | Kings | 19.8 | 1972 | 9999 |  |  |  | 0.088964 | Default Emission Factor
Narrows Gas Turbines Generating | 2499_G_NT18 | 2499 | G | NT18 | 1666 | Combustion Turbine | NY_Z_J | New York | Kings | 17.4 | 1972 | 9999 |  |  |  | 0.088964 | Default Emission Factor
Narrows Gas Turbines Generating | 2499_G_NT21 | 2499 | G | NT21 | 1667 | Combustion Turbine | NY_Z_J | New York | Kings | 19 | 1972 | 9999 |  |  |  | 0.088964 | Default Emission Factor
Narrows Gas Turbines Generating | 2499_G_NT22 | 2499 | G | NT22 | 1668 | Combustion Turbine | NY_Z_J | New York | Kings | 16.3 | 1972 | 9999 |  |  |  | 0.088964 | Default Emission Factor
Narrows Gas Turbines Generating | 2499_G_NT23 | 2499 | G | NT23 | 1669 | Combustion Turbine | NY_Z_J | New York | Kings | 17.7 | 1972 | 9999 |  |  |  | 0.088964 | Default Emission Factor
Narrows Gas Turbines Generating | 2499_G_NT24 | 2499 | G | NT24 | 1670 | Combustion Turbine | NY_Z_J | New York | Kings | 18 | 1972 | 9999 |  |  |  | 0.088964 | Default Emission Factor
Narrows Gas Turbines Generating | 2499_G_NT25 | 2499 | G | NT25 | 1671 | Combustion Turbine | NY_Z_J | New York | Kings | 18.4 | 1972 | 9999 |  |  |  | 0.088964 | Default Emission Factor
Narrows Gas Turbines Generating | 2499_G_NT26 | 2499 | G | NT26 | 1672 | Combustion Turbine | NY_Z_J | New York | Kings | 16.6 | 1972 | 9999 |  |  |  | 0.088964 | Default Emission Factor
Narrows Gas Turbines Generating | 2499_G_NT27 | 2499 | G | NT27 | 1673 | Combustion Turbine | NY_Z_J | New York | Kings | 18.9 | 1972 | 9999 |  |  |  | 0.088964 | Default Emission Factor
Narrows Gas Turbines Generating | 2499_G_NT28 | 2499 | G | NT28 | 1674 | Combustion Turbine | NY_Z_J | New York | Kings | 16.5 | 1972 | 9999 |  |  |  | 0.088964 | Default Emission Factor
Ravenswood | 2500_G_4 | 2500 | G | 4 | 89141 | Combined Cycle | NY_Z_J | New York | Queens | 169.7 | 2003 | 9999 | 2019 | 3.8984 | 1525287 | 0.005112 | NEI 2019
Ravenswood | 2500_G_4S | 2500 | G | 4S | 89141 | Combined Cycle | NY_Z_J | New York | Queens | 79.1 | 2003 | 9999 |  |  |  | 0.005112 | NEI 2019
Ravenswood | 2500_G_GT1 | 2500 | G | GT1 | 1682 | Combustion Turbine | NY_Z_J | New York | Queens | 8.7 | 1967 | 9999 |  |  |  | 0.088964 | Default Emission Factor
Ravenswood | 2500_G_GT10 | 2500 | G | GT10 | 1689 | Combustion Turbine | NY_Z_J | New York | Queens | 19.2 | 1969 | 9999 |  |  |  | 0.088964 | Default Emission Factor
Ravenswood | 2500_G_GT11 | 2500 | G | GT11 | 1690 | Combustion Turbine | NY_Z_J | New York | Queens | 17.3 | 1969 | 9999 |  |  |  | 0.088964 | Default Emission Factor
59th Street | 2503_G_GT1 | 2503 | G | GT1 | 1713 | Combustion Turbine | NY_Z_J | New York | New York | 15.5 | 1969 | 9999 |  |  |  | 0.088964 | Default Emission Factor
74th Street | 2504_G_GT1 | 2504 | G | GT1 | 1717 | Combustion Turbine | NY_Z_J | New York | New York | 19 | 1968 | 9999 |  |  |  | 0.12949 | Default Emission Factor
74th Street | 2504_G_GT2 | 2504 | G | GT2 | 1718 | Combustion Turbine | NY_Z_J | New York | New York | 18.9 | 1968 | 9999 |  |  |  | 0.12949 | Default Emission Factor
E F Barrett | 2511_G_10 | 2511 | G | 10 | 1729 | Combustion Turbine | NY_Z_K | New York | Nassau | 39.6 | 1971 | 9999 |  |  |  | 0.068736 | NEI 2019
E F Barrett | 2511_G_11 | 2511 | G | 11 | 1731 | Combustion Turbine | NY_Z_K | New York | Nassau | 40.1 | 1971 | 9999 |  |  |  | 0.068736 | NEI 2019
E F Barrett | 2511_G_12 | 2511 | G | 12 | 1733 | Combustion Turbine | NY_Z_K | New York | Nassau | 40.9 | 1971 | 9999 |  |  |  | 0.068736 | NEI 2019
E F Barrett | 2511_G_3 | 2511 | G | 3 | 1721 | Combustion Turbine | NY_Z_K | New York | Nassau | 17.2 | 1970 | 9999 |  |  |  | 0.031876 | NEI 2019
E F Barrett | 2511_G_4 | 2511 | G | 4 | 1722 | Combustion Turbine | NY_Z_K | New York | Nassau | 17.1 | 1970 | 9999 |  |  |  | 0.031876 | NEI 2019
E F Barrett | 2511_G_5 | 2511 | G | 5 | 1723 | Combustion Turbine | NY_Z_K | New York | Nassau | 17.3 | 1970 | 9999 |  |  |  | 0.031876 | NEI 2019
E F Barrett | 2511_G_6 | 2511 | G | 6 | 1724 | Combustion Turbine | NY_Z_K | New York | Nassau | 17.8 | 1970 | 9999 |  |  |  | 0.031876 | NEI 2019
E F Barrett | 2511_G_8 | 2511 | G | 8 | 1726 | Combustion Turbine | NY_Z_K | New York | Nassau | 16.9 | 1970 | 9999 |  |  |  | 0.031876 | NEI 2019
E F Barrett | 2511_G_9 | 2511 | G | 9 | 1735 | Combustion Turbine | NY_Z_K | New York | Nassau | 40.7 | 1971 | 9999 | 2019 | 1.6987 | 49425.6202 | 0.068736 | NEI 2019
E F Barrett | 2511_G_GT1 | 2511 | G | GT1 | 1728 | Combustion Turbine | NY_Z_K | New York | Nassau | 17.4 | 1970 | 9999 | 2019 | 0.5919 | 37138.1598 | 0.031876 | NEI 2019
E F Barrett | 2511_G_GT2 | 2511 | G | GT2 | 1728 | Combustion Turbine | NY_Z_K | New York | Nassau | 17.5 | 1970 | 9999 |  |  |  | 0.031876 | NEI 2019
East Hampton | 2512_G_1 | 2512 | G | 1 | 1737 | Combustion Turbine | NY_Z_K | New York | Suffolk | 19.2 | 1970 | 9999 | 2019 | 0.494 | 12044 | 0.082033 | NEI 2019
East Hampton | 2512_G_2 | 2512 | G | 2 |  | Combustion Turbine | NY_Z_K | New York | Suffolk | 2 | 1962 | 9999 |  |  |  | 0.69077 | Default Emission Factor
East Hampton | 2512_G_3 | 2512 | G | 3 |  | Combustion Turbine | NY_Z_K | New York | Suffolk | 2 | 1962 | 9999 |  |  |  | 0.69077 | Default Emission Factor
East Hampton | 2512_G_4 | 2512 | G | 4 |  | Combustion Turbine | NY_Z_K | New York | Suffolk | 2 | 1962 | 9999 |  |  |  | 0.69077 | Default Emission Factor
Glenwood | 2514_G_GT2 | 2514 | G | GT2 | 1741 | Combustion Turbine | NY_Z_K | New York | Nassau | 49 | 1972 | 9999 | 2019 | 0.0245 | 281.4793 | 0.17408 | NEI 2019
Glenwood | 2514_G_GT3 | 2514 | G | GT3 | 1742 | Combustion Turbine | NY_Z_K | New York | Nassau | 55.1 | 1972 | 9999 | 2019 | 0.016 | 316.5207 | 0.1011 | NEI 2019
Northport | 2516_G_GT1 | 2516 | G | GT1 | 1747 | Combustion Turbine | NY_Z_K | New York | Suffolk | 11.8 | 1967 | 9999 |  |  |  | 0.12949 | Default Emission Factor
Port Jefferson | 2517_G_GT1 | 2517 | G | GT1 | 1752 | Combustion Turbine | NY_Z_K | New York | Suffolk | 12.1 | 1966 | 9999 | 2019 | 0.0175 | 5550.1163 | 0.006306 | NEI 2019
Port Jefferson | 2517_G_GT2 | 2517 | G | GT2 | 10016 | Combustion Turbine | NY_Z_K | New York | Suffolk | 40.5 | 2002 | 9999 |  |  |  | 0.092202 | NEI 2019
Port Jefferson | 2517_G_GT3 | 2517 | G | GT3 | 10017 | Combustion Turbine | NY_Z_K | New York | Suffolk | 41.1 | 2002 | 9999 | 2019 | 1.7255 | 37428.8837 | 0.092202 | NEI 2019
Shoreham | 2518_G_GT1 | 2518 | G | GT1 | 2958 | Combustion Turbine | NY_Z_K | New York | Suffolk | 49.8 | 1971 | 9999 | 2019 | 0.0365 | 715.5434 | 0.10202 | NEI 2019
Shoreham | 2518_G_GT2 | 2518 | G | GT2 | 2959 | Combustion Turbine | NY_Z_K | New York | Suffolk | 15.9 | 1966 | 9999 | 2019 | 0.0155 | 228.4566 | 0.13569 | NEI 2019
South Hampton | 2519_G_1 | 2519 | G | 1 |  | Combustion Turbine | NY_Z_K | New York | Suffolk | 8.5 | 1963 | 9999 | 2019 | 0.154 | 2104 | 0.14639 | NEI 2019
Southold | 2520_G_1 | 2520 | G | 1 |  | Combustion Turbine | NY_Z_K | New York | Suffolk | 10 | 1964 | 9999 | 2019 | 0.1125 | 1725 | 0.13043 | NEI 2019
Harris Lake | 2528_G_1 | 2528 | G | 1 |  | Combustion Turbine | NY_Z_D | New York | Essex | 1.7 | 1967 | 9999 |  |  |  | 0.69077 | Default Emission Factor
Harris Lake | 2528_G_2 | 2528 | G | 2 |  | Combustion Turbine | NY_Z_D | New York | Essex | 2.3 | 2017 | 9999 |  |  |  | 0.69077 | Default Emission Factor
Bethlehem Energy Center | 2539_G_5 | 2539 | G | 5 | 1771 | Combined Cycle | NY_Z_F | New York | Albany | 182.6 | 2005 | 9999 |  |  |  | 0.030815 | Default Emission Factor
Bethlehem Energy Center | 2539_G_6 | 2539 | G | 6 | 1772 | Combined Cycle | NY_Z_F | New York | Albany | 182.6 | 2005 | 9999 |  |  |  | 0.030815 | Default Emission Factor
Bethlehem Energy Center | 2539_G_7 | 2539 | G | 7 | 1773 | Combined Cycle | NY_Z_F | New York | Albany | 182.6 | 2005 | 9999 |  |  |  | 0.030815 | Default Emission Factor
Bethlehem Energy Center | 2539_G_8 | 2539 | G | 8 | 1771 | Combined Cycle | NY_Z_F | New York | Albany | 257 | 2005 | 9999 |  |  |  | 0.030815 | Default Emission Factor
E C Gaston | 26_G_GT4 | 26 | G | GT4 |  | Combustion Turbine | S_SOU | Alabama | Shelby | 16 | 1970 | 9999 |  |  |  | 0.12949 | Default Emission Factor
Dynegy Moss Landing Power Plant | 260_G_CT1A | 260 | G | CT1A | 149 | Combined Cycle | WEC_CALN | California | Monterey | 165 | 2002 | 9999 | 2019 | 31.7796 | 884759 | 0.047282 | NEI 2019
Dynegy Moss Landing Power Plant | 260_G_CT1B | 260 | G | CT1B | 150 | Combined Cycle | WEC_CALN | California | Monterey | 165 | 2002 | 9999 | 2019 | 31.7389 | 875690 | 0.047282 | NEI 2019
Dynegy Moss Landing Power Plant | 260_G_CT2A | 260 | G | CT2A | 152 | Combined Cycle | WEC_CALN | California | Monterey | 165 | 2002 | 9999 | 2019 | 30.2942 | 856873 | 0.045997 | NEI 2019
Dynegy Moss Landing Power Plant | 260_G_CT2B | 260 | G | CT2B | 153 | Combined Cycle | WEC_CALN | California | Monterey | 165 | 2002 | 9999 | 2019 | 27.9855 | 795385 | 0.045997 | NEI 2019
Dynegy Moss Landing Power Plant | 260_G_ST1 | 260 | G | ST1 | 149 | Combined Cycle | WEC_CALN | California | Monterey | 180 | 2002 | 9999 |  |  |  | 0.047282 | NEI 2019
Dynegy Moss Landing Power Plant | 260_G_ST2 | 260 | G | ST2 | 152 | Combined Cycle | WEC_CALN | California | Monterey | 180 | 2002 | 9999 |  |  |  | 0.045997 | NEI 2019
Hillburn | 2628_G_GEN1 | 2628 | G | GEN1 | 1795 | Combustion Turbine | NY_Z_G-I | New York | Rockland | 33.1 | 1972 | 9999 |  |  |  | 0.088964 | Default Emission Factor
Shoemaker | 2632_G_SHOE | 2632 | G | SHOE | 1799 | Combustion Turbine | NY_Z_G-I | New York | Orange | 33 | 1972 | 9999 |  |  |  | 0.088964 | Default Emission Factor
Plant No 1 Freeport | 2678_G_2 | 2678 | G | 2 |  | Combustion Turbine | NY_Z_K | New York | Nassau | 2.2 | 1949 | 9999 |  |  |  | 0.69077 | Default Emission Factor
Plant No 1 Freeport | 2678_G_3 | 2678 | G | 3 |  | Combustion Turbine | NY_Z_K | New York | Nassau | 2 | 1954 | 9999 |  |  |  | 0.69077 | Default Emission Factor
Plant No 2 Freeport | 2679_G_3 | 2679 | G | 3 |  | Combustion Turbine | NY_Z_K | New York | Nassau | 16.8 | 1973 | 9999 |  |  |  | 0.12949 | Default Emission Factor
Plant No 2 Freeport | 2679_G_CT5 | 2679 | G | CT5 | 88098 | Combustion Turbine | NY_Z_K | New York | Nassau | 49 | 2004 | 9999 | 2019 | 0.71813 | 10293.7234 | 0.13953 | NEI 2019
Greenport | 2681_G_4 | 2681 | G | 4 |  | Combustion Turbine | NY_Z_K | New York | Suffolk | 1 | 1957 | 9999 |  |  |  | 0.69077 | Default Emission Factor
Greenport | 2681_G_5 | 2681 | G | 5 |  | Combustion Turbine | NY_Z_K | New York | Suffolk | 1.5 | 1965 | 9999 |  |  |  | 0.69077 | Default Emission Factor
Greenport | 2681_G_6 | 2681 | G | 6 |  | Combustion Turbine | NY_Z_K | New York | Suffolk | 3 | 1971 | 9999 |  |  |  | 0.69077 | Default Emission Factor
S A Carlson | 2682_G_7 | 2682 | G | 7 | 1814 | Combustion Turbine | NY_Z_A | New York | Chautauqua | 42 | 2001 | 9999 |  |  |  | 0.088964 | Default Emission Factor
Charles P Keller | 2695_G_10 | 2695 | G | 10 |  | Combustion Turbine | NY_Z_K | New York | Nassau | 3.2 | 1954 | 9999 |  |  |  | 0.11376 | Default Emission Factor
Charles P Keller | 2695_G_11 | 2695 | G | 11 |  | Combustion Turbine | NY_Z_K | New York | Nassau | 5.2 | 1962 | 9999 |  |  |  | 0.11376 | Default Emission Factor
Charles P Keller | 2695_G_12 | 2695 | G | 12 |  | Combustion Turbine | NY_Z_K | New York | Nassau | 5.5 | 1967 | 9999 |  |  |  | 0.11376 | Default Emission Factor
Charles P Keller | 2695_G_13 | 2695 | G | 13 |  | Combustion Turbine | NY_Z_K | New York | Nassau | 5.5 | 1974 | 9999 |  |  |  | 0.11376 | Default Emission Factor
Charles P Keller | 2695_G_14 | 2695 | G | 14 |  | Combustion Turbine | NY_Z_K | New York | Nassau | 6.2 | 1994 | 9999 |  |  |  | 0.11376 | Default Emission Factor
Charles P Keller | 2695_G_9 | 2695 | G | 9 |  | Combustion Turbine | NY_Z_K | New York | Nassau | 3.2 | 1954 | 9999 |  |  |  | 0.11376 | Default Emission Factor
Asheville | 2706_G_CT5 | 2706 | G | CT5 |  | Combined Cycle | S_VACA | North Carolina | Buncombe | 191.2 | 2019 | 9999 |  |  |  | 0.020469 | Default Emission Factor
Asheville | 2706_G_CT7 | 2706 | G | CT7 |  | Combined Cycle | S_VACA | North Carolina | Buncombe | 191.2 | 2019 | 9999 |  |  |  | 0.020469 | Default Emission Factor
Asheville | 2706_G_GT1 | 2706 | G | GT1 | 1818 | Combustion Turbine | S_VACA | North Carolina | Buncombe | 160 | 1999 | 9999 |  |  |  | 0.088964 | Default Emission Factor
Asheville | 2706_G_GT2 | 2706 | G | GT2 | 1819 | Combustion Turbine | S_VACA | North Carolina | Buncombe | 160 | 2000 | 9999 |  |  |  | 0.088964 | Default Emission Factor
Asheville | 2706_G_ST6 | 2706 | G | ST6 | 1816 | Combined Cycle | S_VACA | North Carolina | Buncombe | 102 | 2019 | 9999 |  |  |  | 0.020469 | Default Emission Factor
Asheville | 2706_G_ST8 | 2706 | G | ST8 | 1817 | Combined Cycle | S_VACA | North Carolina | Buncombe | 102 | 2019 | 9999 |  |  |  | 0.020469 | Default Emission Factor
Blewett | 2707_G_GT1 | 2707 | G | GT1 | 90042 | Combustion Turbine | S_VACA | North Carolina | Anson | 13 | 1971 | 9999 |  |  |  | 0.12949 | Default Emission Factor
Blewett | 2707_G_GT2 | 2707 | G | GT2 | 90043 | Combustion Turbine | S_VACA | North Carolina | Anson | 13 | 1971 | 9999 |  |  |  | 0.12949 | Default Emission Factor
Blewett | 2707_G_GT3 | 2707 | G | GT3 | 90044 | Combustion Turbine | S_VACA | North Carolina | Anson | 13 | 1971 | 9999 |  |  |  | 0.12949 | Default Emission Factor
Blewett | 2707_G_GT4 | 2707 | G | GT4 | 90045 | Combustion Turbine | S_VACA | North Carolina | Anson | 13 | 1971 | 9999 |  |  |  | 0.12949 | Default Emission Factor
W H Weatherspoon | 2716_G_GT1 | 2716 | G | GT1 | 88324 | Combustion Turbine | S_VACA | North Carolina | Robeson | 31 | 1970 | 9999 |  |  |  | 0.12949 | Default Emission Factor
W H Weatherspoon | 2716_G_GT2 | 2716 | G | GT2 | 88325 | Combustion Turbine | S_VACA | North Carolina | Robeson | 31 | 1970 | 9999 |  |  |  | 0.12949 | Default Emission Factor
W H Weatherspoon | 2716_G_GT3 | 2716 | G | GT3 | 88326 | Combustion Turbine | S_VACA | North Carolina | Robeson | 32 | 1971 | 9999 |  |  |  | 0.12949 | Default Emission Factor
W H Weatherspoon | 2716_G_GT4 | 2716 | G | GT4 | 88327 | Combustion Turbine | S_VACA | North Carolina | Robeson | 30 | 1971 | 9999 |  |  |  | 0.12949 | Default Emission Factor
Buck | 2720_G_CT11 | 2720 | G | CT11 | 90410 | Combined Cycle | S_VACA | North Carolina | Rowan | 178 | 2011 | 9999 | 2019 | 36.2845 | 4392284 | 0.016522 | NEI 2019
Buck | 2720_G_CT12 | 2720 | G | CT12 | 90411 | Combined Cycle | S_VACA | North Carolina | Rowan | 178 | 2011 | 9999 |  |  |  | 0.016522 | NEI 2019
Buck | 2720_G_ST10 | 2720 | G | ST10 | 90410 | Combined Cycle | S_VACA | North Carolina | Rowan | 312 | 2011 | 9999 |  |  |  | 0.016522 | NEI 2019
Dan River | 2723_G_CT8 | 2723 | G | CT8 | 90412 | Combined Cycle | S_VACA | North Carolina | Rockingham | 171 | 2012 | 9999 | 2019 | 43.049 | 4394833 | 0.019591 | NEI 2019
Dan River | 2723_G_CT9 | 2723 | G | CT9 | 90413 | Combined Cycle | S_VACA | North Carolina | Rockingham | 171 | 2012 | 9999 |  |  |  | 0.019591 | NEI 2019
Dan River | 2723_G_ST7 | 2723 | G | ST7 | 90412 | Combined Cycle | S_VACA | North Carolina | Rockingham | 320 | 2012 | 9999 |  |  |  | 0.019591 | NEI 2019
Buxton | 2783_G_1A | 2783 | G | 1A |  | Combustion Turbine | PJM_Dom | North Carolina | Dare | 3 | 1991 | 9999 |  |  |  | 0.69077 | Default Emission Factor
Buxton | 2783_G_2A | 2783 | G | 2A |  | Combustion Turbine | PJM_Dom | North Carolina | Dare | 3 | 1991 | 9999 |  |  |  | 0.69077 | Default Emission Factor
Buxton | 2783_G_3A | 2783 | G | 3A |  | Combustion Turbine | PJM_Dom | North Carolina | Dare | 3 | 1991 | 9999 |  |  |  | 0.69077 | Default Emission Factor
Buxton | 2783_G_4A | 2783 | G | 4A |  | Combustion Turbine | PJM_Dom | North Carolina | Dare | 3 | 1991 | 9999 |  |  |  | 0.69077 | Default Emission Factor
Buxton | 2783_G_5A | 2783 | G | 5A |  | Combustion Turbine | PJM_Dom | North Carolina | Dare | 3 | 1991 | 9999 |  |  |  | 0.69077 | Default Emission Factor
R M Heskett | 2790_G_3 | 2790 | G | 3 | 90931 | Combustion Turbine | MIS_MAPP | North Dakota | Morton | 88 | 2014 | 9999 |  |  |  | 0.088964 | Default Emission Factor
Jamestown | 2801_G_1 | 2801 | G | 1 |  | Combustion Turbine | MIS_MAPP | North Dakota | Stutsman | 20.5 | 1976 | 9999 |  |  |  | 0.12949 | Default Emission Factor
Jamestown | 2801_G_2 | 2801 | G | 2 |  | Combustion Turbine | MIS_MAPP | North Dakota | Stutsman | 21.2 | 1978 | 9999 |  |  |  | 0.12949 | Default Emission Factor
Grafton | 2811_G_1 | 2811 | G | 1 |  | Combustion Turbine | MIS_MAPP | North Dakota | Walsh | 0.6 | 1937 | 9999 |  |  |  | 0.69077 | Default Emission Factor
Grafton | 2811_G_2 | 2811 | G | 2 |  | Combustion Turbine | MIS_MAPP | North Dakota | Walsh | 0.8 | 1949 | 9999 |  |  |  | 0.69077 | Default Emission Factor
Grafton | 2811_G_3 | 2811 | G | 3 |  | Combustion Turbine | MIS_MAPP | North Dakota | Walsh | 1.3 | 1956 | 9999 |  |  |  | 0.69077 | Default Emission Factor
Grafton | 2811_G_4 | 2811 | G | 4 |  | Combustion Turbine | MIS_MAPP | North Dakota | Walsh | 1.3 | 1956 | 9999 |  |  |  | 0.69077 | Default Emission Factor
Dicks Creek | 2831_G_1 | 2831 | G | 1 | 9185 | Combustion Turbine | PJM_West | Ohio | Butler | 92 | 1965 | 9999 | 2019 | 0.09 | 3542.8781 | 0.050806 | NEI 2019
Dicks Creek | 2831_G_3 | 2831 | G | 3 |  | Combustion Turbine | PJM_West | Ohio | Butler | 14.2 | 1969 | 9999 | 2019 | 0.01 | 546.8355 | 0.036574 | NEI 2019
Dicks Creek | 2831_G_4 | 2831 | G | 4 |  | Combustion Turbine | PJM_West | Ohio | Butler | 15 | 1969 | 9999 | 2019 | 0.01 | 577.6432 | 0.034623 | NEI 2019
Dicks Creek | 2831_G_5 | 2831 | G | 5 |  | Combustion Turbine | PJM_West | Ohio | Butler | 15 | 1969 | 9999 | 2019 | 0.01 | 577.6432 | 0.034623 | NEI 2019
Miami Fort | 2832_G_GT3 | 2832 | G | GT3 |  | Combustion Turbine | PJM_West | Ohio | Hamilton | 14 | 1971 | 9999 | 2019 | 0.003838 | 78.5 | 0.097783 | NEI 2019
Miami Fort | 2832_G_GT4 | 2832 | G | GT4 |  | Combustion Turbine | PJM_West | Ohio | Hamilton | 14 | 1971 | 9999 | 2019 | 0.006992 | 78.5 | 0.17814 | NEI 2019
Miami Fort | 2832_G_GT5 | 2832 | G | GT5 |  | Combustion Turbine | PJM_West | Ohio | Hamilton | 14 | 1971 | 9999 | 2019 | 0.0053 | 78.5 | 0.13503 | NEI 2019
Miami Fort | 2832_G_GT6 | 2832 | G | GT6 |  | Combustion Turbine | PJM_West | Ohio | Hamilton | 14 | 1971 | 9999 | 2019 | 0.005 | 78.5 | 0.12739 | NEI 2019
Frank M Tait | 2847_G_GT1 | 2847 | G | GT1 | 1928 | Combustion Turbine | PJM_West | Ohio | Montgomery | 88 | 1995 | 9999 |  |  |  | 0.088964 | Default Emission Factor
Frank M Tait | 2847_G_GT2 | 2847 | G | GT2 | 1929 | Combustion Turbine | PJM_West | Ohio | Montgomery | 89 | 1996 | 9999 |  |  |  | 0.088964 | Default Emission Factor
Frank M Tait | 2847_G_GT3 | 2847 | G | GT3 | 1930 | Combustion Turbine | PJM_West | Ohio | Montgomery | 79 | 1998 | 9999 |  |  |  | 0.088964 | Default Emission Factor
Frank M Tait | 2847_G_IC1 | 2847 | G | IC1 |  | Combustion Turbine | PJM_West | Ohio | Montgomery | 2.5 | 1967 | 9999 |  |  |  | 0.69077 | Default Emission Factor
Frank M Tait | 2847_G_IC2 | 2847 | G | IC2 |  | Combustion Turbine | PJM_West | Ohio | Montgomery | 2.5 | 1967 | 9999 |  |  |  | 0.69077 | Default Emission Factor
Frank M Tait | 2847_G_IC3 | 2847 | G | IC3 |  | Combustion Turbine | PJM_West | Ohio | Montgomery | 2.5 | 1967 | 9999 |  |  |  | 0.69077 | Default Emission Factor
Frank M Tait | 2847_G_IC4 | 2847 | G | IC4 |  | Combustion Turbine | PJM_West | Ohio | Montgomery | 2.5 | 1967 | 9999 |  |  |  | 0.69077 | Default Emission Factor
O H Hutchings | 2848_G_7 | 2848 | G | 7 | 88237 | Combustion Turbine | PJM_West | Ohio | Montgomery | 25 | 1968 | 9999 |  |  |  | 0.088964 | Default Emission Factor
Monument | 2851_G_1 | 2851 | G | 1 |  | Combustion Turbine | PJM_West | Ohio | Montgomery | 2.4 | 1968 | 9999 |  |  |  | 0.69077 | Default Emission Factor
Monument | 2851_G_2 | 2851 | G | 2 |  | Combustion Turbine | PJM_West | Ohio | Montgomery | 2.4 | 1968 | 9999 |  |  |  | 0.69077 | Default Emission Factor
Monument | 2851_G_3 | 2851 | G | 3 |  | Combustion Turbine | PJM_West | Ohio | Montgomery | 2.4 | 1968 | 9999 |  |  |  | 0.69077 | Default Emission Factor
Monument | 2851_G_4 | 2851 | G | 4 |  | Combustion Turbine | PJM_West | Ohio | Montgomery | 2.4 | 1968 | 9999 |  |  |  | 0.69077 | Default Emission Factor
Monument | 2851_G_5 | 2851 | G | 5 |  | Combustion Turbine | PJM_West | Ohio | Montgomery | 2.4 | 1968 | 9999 |  |  |  | 0.69077 | Default Emission Factor
Sidney (OH) | 2852_G_1 | 2852 | G | 1 |  | Combustion Turbine | PJM_West | Ohio | Shelby | 2.4 | 1968 | 9999 |  |  |  | 0.69077 | Default Emission Factor
Sidney (OH) | 2852_G_2 | 2852 | G | 2 |  | Combustion Turbine | PJM_West | Ohio | Shelby | 2.4 | 1968 | 9999 |  |  |  | 0.69077 | Default Emission Factor
Sidney (OH) | 2852_G_3 | 2852 | G | 3 |  | Combustion Turbine | PJM_West | Ohio | Shelby | 2.4 | 1968 | 9999 |  |  |  | 0.69077 | Default Emission Factor
Sidney (OH) | 2852_G_4 | 2852 | G | 4 |  | Combustion Turbine | PJM_West | Ohio | Shelby | 2.4 | 1968 | 9999 |  |  |  | 0.69077 | Default Emission Factor
Sidney (OH) | 2852_G_5 | 2852 | G | 5 |  | Combustion Turbine | PJM_West | Ohio | Shelby | 2.4 | 1968 | 9999 |  |  |  | 0.69077 | Default Emission Factor
Yankee Street | 2854_G_1 | 2854 | G | 1 |  | Combustion Turbine | PJM_West | Ohio | Montgomery | 19.5 | 1969 | 9999 |  |  |  | 0.088964 | Default Emission Factor
Yankee Street | 2854_G_2 | 2854 | G | 2 |  | Combustion Turbine | PJM_West | Ohio | Montgomery | 19.5 | 1969 | 9999 |  |  |  | 0.088964 | Default Emission Factor
Yankee Street | 2854_G_3 | 2854 | G | 3 |  | Combustion Turbine | PJM_West | Ohio | Montgomery | 19.3 | 1969 | 9999 |  |  |  | 0.088964 | Default Emission Factor
Yankee Street | 2854_G_4 | 2854 | G | 4 |  | Combustion Turbine | PJM_West | Ohio | Montgomery | 11 | 1970 | 9999 |  |  |  | 0.088964 | Default Emission Factor
Yankee Street | 2854_G_5 | 2854 | G | 5 |  | Combustion Turbine | PJM_West | Ohio | Montgomery | 9 | 1970 | 9999 |  |  |  | 0.088964 | Default Emission Factor
Yankee Street | 2854_G_6 | 2854 | G | 6 |  | Combustion Turbine | PJM_West | Ohio | Montgomery | 12 | 1970 | 9999 |  |  |  | 0.088964 | Default Emission Factor
Yankee Street | 2854_G_7 | 2854 | G | 7 |  | Combustion Turbine | PJM_West | Ohio | Montgomery | 11 | 1970 | 9999 |  |  |  | 0.088964 | Default Emission Factor
Niles Power Plant | 2861_G_GT1 | 2861 | G | GT1 | 9278 | Combustion Turbine | PJM_ATSI | Ohio | Trumbull | 25 | 1972 | 9999 |  |  |  | 0.12949 | Default Emission Factor
FirstEnergy West Lorain | 2869_G_1A | 2869 | G | 1A | 9279 | Combustion Turbine | PJM_ATSI | Ohio | Lorain | 57 | 1973 | 9999 |  |  |  | 0.12949 | Default Emission Factor
FirstEnergy West Lorain | 2869_G_1B | 2869 | G | 1B | 9280 | Combustion Turbine | PJM_ATSI | Ohio | Lorain | 57 | 1973 | 9999 |  |  |  | 0.12949 | Default Emission Factor
FirstEnergy West Lorain | 2869_G_2 | 2869 | G | 2 | 8316 | Combustion Turbine | PJM_ATSI | Ohio | Lorain | 85 | 2001 | 9999 |  |  |  | 0.088964 | Default Emission Factor
FirstEnergy West Lorain | 2869_G_3 | 2869 | G | 3 | 8318 | Combustion Turbine | PJM_ATSI | Ohio | Lorain | 85 | 2001 | 9999 |  |  |  | 0.088964 | Default Emission Factor
FirstEnergy West Lorain | 2869_G_4 | 2869 | G | 4 | 8320 | Combustion Turbine | PJM_ATSI | Ohio | Lorain | 85 | 2001 | 9999 |  |  |  | 0.088964 | Default Emission Factor
FirstEnergy West Lorain | 2869_G_5 | 2869 | G | 5 | 8322 | Combustion Turbine | PJM_ATSI | Ohio | Lorain | 85 | 2001 | 9999 |  |  |  | 0.088964 | Default Emission Factor
FirstEnergy West Lorain | 2869_G_6 | 2869 | G | 6 | 8324 | Combustion Turbine | PJM_ATSI | Ohio | Lorain | 85 | 2001 | 9999 |  |  |  | 0.088964 | Default Emission Factor
FirstEnergy Bay Shore | 2878_G_CT | 2878 | G | CT |  | Combustion Turbine | PJM_ATSI | Ohio | Lucas | 16 | 1967 | 9999 |  |  |  | 0.12949 | Default Emission Factor
Richland | 2880_G_1 | 2880 | G | 1 |  | Combustion Turbine | PJM_ATSI | Ohio | Defiance | 11 | 1965 | 9999 |  |  |  | 0.12949 | Default Emission Factor
Richland | 2880_G_2 | 2880 | G | 2 |  | Combustion Turbine | PJM_ATSI | Ohio | Defiance | 11 | 1966 | 9999 |  |  |  | 0.088964 | Default Emission Factor
Richland | 2880_G_3 | 2880 | G | 3 |  | Combustion Turbine | PJM_ATSI | Ohio | Defiance | 11 | 1966 | 9999 |  |  |  | 0.088964 | Default Emission Factor
Richland | 2880_G_4 | 2880 | G | 4 | 1988 | Combustion Turbine | PJM_ATSI | Ohio | Defiance | 112 | 2001 | 9999 |  |  |  | 0.088964 | Default Emission Factor
Richland | 2880_G_5 | 2880 | G | 5 | 1989 | Combustion Turbine | PJM_ATSI | Ohio | Defiance | 112 | 2001 | 9999 |  |  |  | 0.088964 | Default Emission Factor
Richland | 2880_G_6 | 2880 | G | 6 | 1990 | Combustion Turbine | PJM_ATSI | Ohio | Defiance | 112 | 2001 | 9999 |  |  |  | 0.088964 | Default Emission Factor
Stryker | 2881_G_1 | 2881 | G | 1 |  | Combustion Turbine | PJM_ATSI | Ohio | Williams | 17 | 1968 | 9999 |  |  |  | 0.12949 | Default Emission Factor
Arcanum | 2902_G_1 | 2902 | G | 1 |  | Combustion Turbine | PJM_West | Ohio | Darke | 0.8 | 1951 | 9999 |  |  |  | 0.69077 | Default Emission Factor
Arcanum | 2902_G_2 | 2902 | G | 2 |  | Combustion Turbine | PJM_West | Ohio | Darke | 0.6 | 1946 | 9999 |  |  |  | 0.69077 | Default Emission Factor
Bryan (OH) | 2903_G_1 | 2903 | G | 1 |  | Combustion Turbine | PJM_ATSI | Ohio | Williams | 12.5 | 1970 | 9999 | 2018 | 0.010794 | 1045.6897 | 0.020644 | Ohio State Emissions Inventory
Bryan (OH) | 2903_G_2 | 2903 | G | 2 |  | Combustion Turbine | PJM_ATSI | Ohio | Williams | 12.5 | 1988 | 9999 | 2018 | 0.011865 | 1045.6897 | 0.022693 | Ohio State Emissions Inventory
Bryan (OH) | 2903_G_5 | 2903 | G | 5 |  | Combustion Turbine | PJM_ATSI | Ohio | Williams | 2.5 | 1948 | 9999 |  |  |  | 0.69077 | Default Emission Factor
Bryan (OH) | 2903_G_6 | 2903 | G | 6 |  | Combustion Turbine | PJM_ATSI | Ohio | Williams | 4 | 1963 | 9999 |  |  |  | 0.088964 | Default Emission Factor
Collinwood | 2906_G_3 | 2906 | G | 3 |  | Combustion Turbine | PJM_ATSI | Ohio | Cuyahoga | 16 | 1971 | 9999 |  |  |  | 0.088964 | Default Emission Factor
West 41st Street | 2909_G_1 | 2909 | G | 1 |  | Combustion Turbine | PJM_ATSI | Ohio | Cuyahoga | 16 | 1970 | 9999 |  |  |  | 0.088964 | Default Emission Factor
West 41st Street | 2909_G_2 | 2909 | G | 2 |  | Combustion Turbine | PJM_ATSI | Ohio | Cuyahoga | 16 | 1970 | 9999 |  |  |  | 0.088964 | Default Emission Factor
Dover | 2914_G_5 | 2914 | G | 5 |  | Combustion Turbine | PJM_West | Ohio | Tuscarawas | 2.4 | 1966 | 9999 |  |  |  | 0.69077 | Default Emission Factor
Dover | 2914_G_6 | 2914 | G | 6 |  | Combustion Turbine | PJM_West | Ohio | Tuscarawas | 15.3 | 1992 | 9999 |  |  |  | 0.088964 | Default Emission Factor
Hamilton (OH) | 2917_G_GT2 | 2917 | G | GT2 |  | Combustion Turbine | PJM_West | Ohio | Butler | 12 | 1971 | 9999 |  |  |  | 0.088964 | Default Emission Factor
Oberlin (OH) | 2933_G_1 | 2933 | G | 1 |  | Combustion Turbine | PJM_ATSI | Ohio | Lorain | 1 | 1948 | 9999 |  |  |  | 0.69077 | Default Emission Factor
Oberlin (OH) | 2933_G_10 | 2933 | G | 10 |  | Combustion Turbine | PJM_ATSI | Ohio | Lorain | 0.5 | 1990 | 9999 |  |  |  | 0.11376 | Default Emission Factor
Oberlin (OH) | 2933_G_2A | 2933 | G | 2A |  | Combustion Turbine | PJM_ATSI | Ohio | Lorain | 3.1 | 2001 | 9999 |  |  |  | 0.11376 | Default Emission Factor
Oberlin (OH) | 2933_G_3A | 2933 | G | 3A |  | Combustion Turbine | PJM_ATSI | Ohio | Lorain | 3.1 | 2001 | 9999 |  |  |  | 0.11376 | Default Emission Factor
Oberlin (OH) | 2933_G_6 | 2933 | G | 6 |  | Combustion Turbine | PJM_ATSI | Ohio | Lorain | 2 | 1958 | 9999 |  |  |  | 0.11376 | Default Emission Factor
Oberlin (OH) | 2933_G_7 | 2933 | G | 7 |  | Combustion Turbine | PJM_ATSI | Ohio | Lorain | 2.7 | 1961 | 9999 |  |  |  | 0.11376 | Default Emission Factor
Oberlin (OH) | 2933_G_8 | 2933 | G | 8 |  | Combustion Turbine | PJM_ATSI | Ohio | Lorain | 3 | 1966 | 9999 |  |  |  | 0.11376 | Default Emission Factor
Oberlin (OH) | 2933_G_9 | 2933 | G | 9 |  | Combustion Turbine | PJM_ATSI | Ohio | Lorain | 0.4 | 1990 | 9999 |  |  |  | 0.11376 | Default Emission Factor
Oberlin (OH) | 2933_G_IC4 | 2933 | G | IC4 |  | Combustion Turbine | PJM_ATSI | Ohio | Lorain | 2.1 | 1996 | 9999 |  |  |  | 0.11376 | Default Emission Factor
Painesville | 2936_G_WPCP1 | 2936 | G | WPCP1 |  | Combustion Turbine | PJM_ATSI | Ohio | Lake | 1.8 | 2010 | 9999 |  |  |  | 0.69077 | Default Emission Factor
Piqua Power Plant | 2937_G_11 | 2937 | G | 11 |  | Combustion Turbine | PJM_West | Ohio | Miami | 16.5 | 1989 | 9999 |  |  |  | 0.12949 | Default Emission Factor
Piqua Power Plant | 2937_G_8 | 2937 | G | 8 |  | Combustion Turbine | PJM_West | Ohio | Miami | 20 | 1972 | 9999 |  |  |  | 0.12949 | Default Emission Factor
St Marys | 2942_G_7 | 2942 | G | 7 |  | Combustion Turbine | PJM_West | Ohio | Auglaize | 12 | 1992 | 9999 |  |  |  | 0.12949 | Default Emission Factor
St Marys | 2942_G_GT1 | 2942 | G | GT1 |  | Combustion Turbine | PJM_West | Ohio | Auglaize | 10.4 | 1999 | 9999 |  |  |  | 0.088964 | Default Emission Factor
Anadarko | 2945_G_10 | 2945 | G | 10 |  | Combustion Turbine | PJM_West | Ohio | Monroe | 1.2 | 1983 | 9999 |  |  |  | 0.69077 | Default Emission Factor
Anadarko | 2945_G_11 | 2945 | G | 11 |  | Combustion Turbine | PJM_West | Ohio | Monroe | 1.2 | 1983 | 9999 |  |  |  | 0.69077 | Default Emission Factor
Anadarko | 2945_G_6 | 2945 | G | 6 |  | Combustion Turbine | PJM_West | Ohio | Monroe | 0.6 | 1949 | 9999 |  |  |  | 0.69077 | Default Emission Factor
Anadarko | 2945_G_7 | 2945 | G | 7 |  | Combustion Turbine | PJM_West | Ohio | Monroe | 1.2 | 1957 | 9999 |  |  |  | 0.69077 | Default Emission Factor
Anadarko | 2945_G_8 | 2945 | G | 8 |  | Combustion Turbine | PJM_West | Ohio | Monroe | 1.5 | 1965 | 9999 |  |  |  | 0.69077 | Default Emission Factor
Anadarko | 2945_G_9 | 2945 | G | 9 |  | Combustion Turbine | PJM_West | Ohio | Monroe | 2.1 | 1971 | 9999 |  |  |  | 0.69077 | Default Emission Factor
Horseshoe Lake | 2951_G_10 | 2951 | G | 10 | 1999 | Combustion Turbine | SPP_WEST | Oklahoma | Oklahoma | 41.8 | 2001 | 9999 |  |  |  | 0.088964 | Default Emission Factor
Horseshoe Lake | 2951_G_9 | 2951 | G | 9 | 2003 | Combustion Turbine | SPP_WEST | Oklahoma | Oklahoma | 43.2 | 2001 | 9999 |  |  |  | 0.088964 | Default Emission Factor
Mustang | 2953_G_GT1 | 2953 | G | GT1 | 91175 | Combustion Turbine | SPP_WEST | Oklahoma | Canadian | 57 | 2017 | 9999 |  |  |  | 0.088964 | Default Emission Factor
Mustang | 2953_G_GT2 | 2953 | G | GT2 | 91176 | Combustion Turbine | SPP_WEST | Oklahoma | Canadian | 57 | 2017 | 9999 |  |  |  | 0.088964 | Default Emission Factor
Mustang | 2953_G_GT3 | 2953 | G | GT3 | 91177 | Combustion Turbine | SPP_WEST | Oklahoma | Canadian | 58 | 2017 | 9999 |  |  |  | 0.088964 | Default Emission Factor
Mustang | 2953_G_GT4 | 2953 | G | GT4 | 91171 | Combustion Turbine | SPP_WEST | Oklahoma | Canadian | 58 | 2017 | 9999 |  |  |  | 0.088964 | Default Emission Factor
Mustang | 2953_G_GT5 | 2953 | G | GT5 | 91172 | Combustion Turbine | SPP_WEST | Oklahoma | Canadian | 57 | 2017 | 9999 |  |  |  | 0.088964 | Default Emission Factor
Mustang | 2953_G_GT6 | 2953 | G | GT6 | 91173 | Combustion Turbine | SPP_WEST | Oklahoma | Canadian | 57 | 2017 | 9999 |  |  |  | 0.088964 | Default Emission Factor
Mustang | 2953_G_GT7 | 2953 | G | GT7 | 91174 | Combustion Turbine | SPP_WEST | Oklahoma | Canadian | 57 | 2017 | 9999 |  |  |  | 0.088964 | Default Emission Factor
Northeastern | 2963_G_1 | 2963 | G | 1 | 2016 | Combined Cycle | SPP_WEST | Oklahoma | Rogers | 146 | 1961 | 9999 |  |  |  | 0.052215 | NEI 2019
Northeastern | 2963_G_1A | 2963 | G | 1A | 2016 | Combined Cycle | SPP_WEST | Oklahoma | Rogers | 149 | 2001 | 9999 | 2019 | 22.9318 | 1157900 | 0.052215 | NEI 2019
Northeastern | 2963_G_1B | 2963 | G | 1B | 2017 | Combined Cycle | SPP_WEST | Oklahoma | Rogers | 149 | 2001 | 9999 | 2019 | 23.0347 | 602770 | 0.052215 | NEI 2019
Northeastern | 2963_G_IC1 | 2963 | G | IC1 |  | Combustion Turbine | SPP_WEST | Oklahoma | Rogers | 4 | 1980 | 9999 |  |  |  | 0.69077 | Default Emission Factor
Southwestern | 2964_G_4 | 2964 | G | 4 | 91253 | Combustion Turbine | SPP_WEST | Oklahoma | Caddo | 76 | 2008 | 9999 |  |  |  | 0.088964 | Default Emission Factor
Southwestern | 2964_G_5 | 2964 | G | 5 | 91254 | Combustion Turbine | SPP_WEST | Oklahoma | Caddo | 76 | 2008 | 9999 |  |  |  | 0.088964 | Default Emission Factor
Tulsa | 2965_G_IC1 | 2965 | G | IC1 |  | Combustion Turbine | SPP_WEST | Oklahoma | Tulsa | 8.3 | 1967 | 9999 |  |  |  | 0.69077 | Default Emission Factor
Weleetka | 2966_G_IC1 | 2966 | G | IC1 |  | Combustion Turbine | SPP_WEST | Oklahoma | Okfuskee | 4 | 1963 | 9999 |  |  |  | 0.69077 | Default Emission Factor
Cushing | 2975_G_1 | 2975 | G | 1 |  | Combustion Turbine | SPP_WEST | Oklahoma | Payne | 1.8 | 1956 | 9999 |  |  |  | 0.11376 | Default Emission Factor
Cushing | 2975_G_10 | 2975 | G | 10 |  | Combustion Turbine | SPP_WEST | Oklahoma | Payne | 4 | 1972 | 9999 |  |  |  | 0.11376 | Default Emission Factor
Cushing | 2975_G_11 | 2975 | G | 11 |  | Combustion Turbine | SPP_WEST | Oklahoma | Payne | 6.3 | 1988 | 9999 |  |  |  | 0.11376 | Default Emission Factor
Cushing | 2975_G_2 | 2975 | G | 2 |  | Combustion Turbine | SPP_WEST | Oklahoma | Payne | 0.8 | 1949 | 9999 |  |  |  | 0.11376 | Default Emission Factor
Cushing | 2975_G_3 | 2975 | G | 3 |  | Combustion Turbine | SPP_WEST | Oklahoma | Payne | 0.4 | 1936 | 9999 |  |  |  | 0.11376 | Default Emission Factor
Cushing | 2975_G_4 | 2975 | G | 4 |  | Combustion Turbine | SPP_WEST | Oklahoma | Payne | 0.4 | 1936 | 9999 |  |  |  | 0.11376 | Default Emission Factor
Cushing | 2975_G_5 | 2975 | G | 5 |  | Combustion Turbine | SPP_WEST | Oklahoma | Payne | 0.4 | 1936 | 9999 |  |  |  | 0.11376 | Default Emission Factor
Cushing | 2975_G_6 | 2975 | G | 6 |  | Combustion Turbine | SPP_WEST | Oklahoma | Payne | 0.6 | 1939 | 9999 |  |  |  | 0.11376 | Default Emission Factor
Cushing | 2975_G_7 | 2975 | G | 7 |  | Combustion Turbine | SPP_WEST | Oklahoma | Payne | 1.9 | 1956 | 9999 |  |  |  | 0.11376 | Default Emission Factor
Cushing | 2975_G_8 | 2975 | G | 8 |  | Combustion Turbine | SPP_WEST | Oklahoma | Payne | 1.9 | 1956 | 9999 |  |  |  | 0.11376 | Default Emission Factor
Cushing | 2975_G_9 | 2975 | G | 9 |  | Combustion Turbine | SPP_WEST | Oklahoma | Payne | 2.7 | 1965 | 9999 |  |  |  | 0.11376 | Default Emission Factor
Kingfisher | 2986_G_3 | 2986 | G | 3 |  | Combustion Turbine | SPP_WEST | Oklahoma | Kingfisher | 2.9 | 1965 | 9999 |  |  |  | 0.11376 | Default Emission Factor
Kingfisher | 2986_G_4 | 2986 | G | 4 |  | Combustion Turbine | SPP_WEST | Oklahoma | Kingfisher | 1.2 | 1959 | 9999 |  |  |  | 0.11376 | Default Emission Factor
Kingfisher | 2986_G_5 | 2986 | G | 5 |  | Combustion Turbine | SPP_WEST | Oklahoma | Kingfisher | 3 | 1970 | 9999 |  |  |  | 0.11376 | Default Emission Factor
Kingfisher | 2986_G_IC1 | 2986 | G | IC1 |  | Combustion Turbine | SPP_WEST | Oklahoma | Kingfisher | 1 | 1954 | 9999 |  |  |  | 0.11376 | Default Emission Factor
Kingfisher | 2986_G_IC2 | 2986 | G | IC2 |  | Combustion Turbine | SPP_WEST | Oklahoma | Kingfisher | 0.6 | 1954 | 9999 |  |  |  | 0.11376 | Default Emission Factor
Mangum | 2991_G_1 | 2991 | G | 1 |  | Combustion Turbine | SPP_WEST | Oklahoma | Greer | 0.9 | 1946 | 9999 |  |  |  | 0.11376 | Default Emission Factor
Mangum | 2991_G_4 | 2991 | G | 4 |  | Combustion Turbine | SPP_WEST | Oklahoma | Greer | 1.2 | 1956 | 9999 |  |  |  | 0.11376 | Default Emission Factor
Mangum | 2991_G_5 | 2991 | G | 5 |  | Combustion Turbine | SPP_WEST | Oklahoma | Greer | 1.7 | 1963 | 9999 |  |  |  | 0.11376 | Default Emission Factor
Mangum | 2991_G_6 | 2991 | G | 6 |  | Combustion Turbine | SPP_WEST | Oklahoma | Greer | 1.6 | 1969 | 9999 |  |  |  | 0.11376 | Default Emission Factor
Pawhuska | 2995_G_1 | 2995 | G | 1 |  | Combustion Turbine | SPP_WEST | Oklahoma | Osage | 1.1 | 1949 | 9999 |  |  |  | 0.69077 | Default Emission Factor
Pawhuska | 2995_G_2 | 2995 | G | 2 |  | Combustion Turbine | SPP_WEST | Oklahoma | Osage | 1.2 | 1954 | 9999 |  |  |  | 0.69077 | Default Emission Factor
Pawhuska | 2995_G_3 | 2995 | G | 3 |  | Combustion Turbine | SPP_WEST | Oklahoma | Osage | 2.5 | 1966 | 9999 |  |  |  | 0.69077 | Default Emission Factor
Pawhuska | 2995_G_5 | 2995 | G | 5 |  | Combustion Turbine | SPP_WEST | Oklahoma | Osage | 2 | 1960 | 9999 |  |  |  | 0.69077 | Default Emission Factor
Barry | 3_G_A1CT | 3 | G | A1CT | 6 | Combined Cycle | S_SOU | Alabama | Mobile | 175.6 | 2000 | 9999 | 2019 | 22.01 | 2752044 | 0.021675 | NEI 2019
Barry | 3_G_A1CT2 | 3 | G | A1CT2 | 7 | Combined Cycle | S_SOU | Alabama | Mobile | 175.6 | 2000 | 9999 | 2019 | 22.31 | 1337371 | 0.021675 | NEI 2019
Barry | 3_G_A1ST | 3 | G | A1ST | 6 | Combined Cycle | S_SOU | Alabama | Mobile | 200 | 2000 | 9999 |  |  |  | 0.021675 | NEI 2019
Barry | 3_G_A2C1 | 3 | G | A2C1 | 8 | Combined Cycle | S_SOU | Alabama | Mobile | 178.6 | 2000 | 9999 | 2019 | 21.93 | 2722936 | 0.022039 | NEI 2019
Barry | 3_G_A2C2 | 3 | G | A2C2 | 9 | Combined Cycle | S_SOU | Alabama | Mobile | 178.6 | 2000 | 9999 | 2019 | 22.61 | 1318927 | 0.022039 | NEI 2019
Barry | 3_G_A2ST | 3 | G | A2ST | 8 | Combined Cycle | S_SOU | Alabama | Mobile | 200 | 2000 | 9999 |  |  |  | 0.022039 | NEI 2019
Madelia | 30_G_1 | 30 | G | 1 |  | Combustion Turbine | MIS_MNWI | Minnesota | Watonwan | 3.1 | 2001 | 9999 |  |  |  | 0.11376 | Default Emission Factor
Madelia | 30_G_2 | 30 | G | 2 |  | Combustion Turbine | MIS_MNWI | Minnesota | Watonwan | 1.5 | 1965 | 9999 |  |  |  | 0.11376 | Default Emission Factor
Madelia | 30_G_3 | 30 | G | 3 |  | Combustion Turbine | MIS_MNWI | Minnesota | Watonwan | 0.9 | 1959 | 9999 |  |  |  | 0.11376 | Default Emission Factor
Madelia | 30_G_4 | 30 | G | 4 |  | Combustion Turbine | MIS_MNWI | Minnesota | Watonwan | 3.7 | 1973 | 9999 |  |  |  | 0.11376 | Default Emission Factor
Madelia | 30_G_5 | 30 | G | 5 |  | Combustion Turbine | MIS_MNWI | Minnesota | Watonwan | 1.1 | 1954 | 9999 |  |  |  | 0.11376 | Default Emission Factor
Boomer Lake Station | 3000_G_3 | 3000 | G | 3 |  | Combustion Turbine | SPP_WEST | Oklahoma | Payne | 2 | 2004 | 9999 |  |  |  | 0.69077 | Default Emission Factor
Boomer Lake Station | 3000_G_4 | 3000 | G | 4 |  | Combustion Turbine | SPP_WEST | Oklahoma | Payne | 2 | 2004 | 9999 |  |  |  | 0.69077 | Default Emission Factor
Boomer Lake Station | 3000_G_5 | 3000 | G | 5 |  | Combustion Turbine | SPP_WEST | Oklahoma | Payne | 2 | 2004 | 9999 |  |  |  | 0.69077 | Default Emission Factor
Anadarko Plant | 3006_G_10 | 3006 | G | 10 | 90430 | Combustion Turbine | SPP_WEST | Oklahoma | Caddo | 45 | 2009 | 9999 |  |  |  | 0.088964 | Default Emission Factor
Anadarko Plant | 3006_G_11 | 3006 | G | 11 | 90431 | Combustion Turbine | SPP_WEST | Oklahoma | Caddo | 45 | 2009 | 9999 |  |  |  | 0.088964 | Default Emission Factor
Anadarko Plant | 3006_G_4 | 3006 | G | 4 | 90966 | Combined Cycle | SPP_WEST | Oklahoma | Caddo | 94 | 1977 | 9999 |  |  |  | 0.030815 | Default Emission Factor
Anadarko Plant | 3006_G_5 | 3006 | G | 5 | 90967 | Combined Cycle | SPP_WEST | Oklahoma | Caddo | 94 | 1977 | 9999 |  |  |  | 0.030815 | Default Emission Factor
Anadarko Plant | 3006_G_6 | 3006 | G | 6 | 90968 | Combined Cycle | SPP_WEST | Oklahoma | Caddo | 94 | 1977 | 9999 |  |  |  | 0.030815 | Default Emission Factor
Anadarko Plant | 3006_G_9 | 3006 | G | 9 | 90429 | Combustion Turbine | SPP_WEST | Oklahoma | Caddo | 45 | 2009 | 9999 |  |  |  | 0.088964 | Default Emission Factor
Brunot Island | 3096_G_1A | 3096 | G | 1A |  | Combustion Turbine | PJM_West | Pennsylvania | Allegheny | 15 | 1972 | 9999 |  |  |  | 0.12949 | Default Emission Factor
Brunot Island | 3096_G_2A | 3096 | G | 2A | 2032 | Combined Cycle | PJM_West | Pennsylvania | Allegheny | 46 | 1973 | 9999 | 2019 | 1.08 | 15191 | 0.079366 | NEI 2019
Brunot Island | 3096_G_2B | 3096 | G | 2B | 2033 | Combined Cycle | PJM_West | Pennsylvania | Allegheny | 48 | 1973 | 9999 | 2019 | 1.02 | 14045 | 0.079366 | NEI 2019
Brunot Island | 3096_G_3 | 3096 | G | 3 | 2034 | Combined Cycle | PJM_West | Pennsylvania | Allegheny | 49 | 1973 | 9999 | 2019 | 0.75 | 13300 | 0.079366 | NEI 2019
Brunot Island | 3096_G_ST4 | 3096 | G | ST4 | 2032 | Combined Cycle | PJM_West | Pennsylvania | Allegheny | 101 | 1974 | 9999 |  |  |  | 0.079366 | NEI 2019
Hamilton (PA) | 3109_G_1 | 3109 | G | 1 |  | Combustion Turbine | PJM_WMAC | Pennsylvania | Adams | 18 | 1971 | 9999 |  |  |  | 0.12949 | Default Emission Factor
Hunterstown | 3110_G_1 | 3110 | G | 1 |  | Combustion Turbine | PJM_WMAC | Pennsylvania | Adams | 18 | 1971 | 9999 |  |  |  | 0.088964 | Default Emission Factor
Hunterstown | 3110_G_2 | 3110 | G | 2 |  | Combustion Turbine | PJM_WMAC | Pennsylvania | Adams | 17 | 1971 | 9999 |  |  |  | 0.088964 | Default Emission Factor
Hunterstown | 3110_G_3 | 3110 | G | 3 |  | Combustion Turbine | PJM_WMAC | Pennsylvania | Adams | 18 | 1971 | 9999 |  |  |  | 0.088964 | Default Emission Factor
Mountain | 3111_G_1 | 3111 | G | 1 | 2049 | Combustion Turbine | PJM_WMAC | Pennsylvania | Cumberland | 18 | 1972 | 9999 |  |  |  | 0.12949 | Default Emission Factor
Mountain | 3111_G_2 | 3111 | G | 2 | 2050 | Combustion Turbine | PJM_WMAC | Pennsylvania | Cumberland | 18 | 1972 | 9999 |  |  |  | 0.12949 | Default Emission Factor
Orrtanna | 3112_G_1 | 3112 | G | 1 |  | Combustion Turbine | PJM_WMAC | Pennsylvania | Adams | 18 | 1971 | 9999 |  |  |  | 0.12949 | Default Emission Factor
Portland (PA) | 3113_G_3 | 3113 | G | 3 |  | Combustion Turbine | PJM_WMAC | Pennsylvania | Northampton | 13 | 1967 | 9999 |  |  |  | 0.088964 | Default Emission Factor
Portland (PA) | 3113_G_4 | 3113 | G | 4 |  | Combustion Turbine | PJM_WMAC | Pennsylvania | Northampton | 17 | 1971 | 9999 |  |  |  | 0.088964 | Default Emission Factor
Portland (PA) | 3113_G_5 | 3113 | G | 5 | 2056 | Combustion Turbine | PJM_WMAC | Pennsylvania | Northampton | 134 | 1997 | 9999 |  |  |  | 0.12949 | Default Emission Factor
Shawnee (PA) | 3114_G_1 | 3114 | G | 1 |  | Combustion Turbine | PJM_WMAC | Pennsylvania | Monroe | 17 | 1972 | 9999 |  |  |  | 0.12949 | Default Emission Factor
Titus | 3115_G_4 | 3115 | G | 4 |  | Combustion Turbine | PJM_WMAC | Pennsylvania | Berks | 13 | 1967 | 9999 |  |  |  | 0.12949 | Default Emission Factor
Titus | 3115_G_5 | 3115 | G | 5 |  | Combustion Turbine | PJM_WMAC | Pennsylvania | Berks | 14 | 1970 | 9999 |  |  |  | 0.12949 | Default Emission Factor
Tolna | 3116_G_1 | 3116 | G | 1 | 2063 | Combustion Turbine | PJM_WMAC | Pennsylvania | York | 18 | 1972 | 9999 |  |  |  | 0.12949 | Default Emission Factor
Tolna | 3116_G_2 | 3116 | G | 2 | 2064 | Combustion Turbine | PJM_WMAC | Pennsylvania | York | 18 | 1972 | 9999 |  |  |  | 0.12949 | Default Emission Factor
Conemaugh | 3118_G_A | 3118 | G | A |  | Combustion Turbine | PJM_PENE | Pennsylvania | Indiana | 2.8 | 1970 | 9999 |  |  |  | 0.69077 | Default Emission Factor
Conemaugh | 3118_G_B | 3118 | G | B |  | Combustion Turbine | PJM_PENE | Pennsylvania | Indiana | 2.8 | 1970 | 9999 |  |  |  | 0.69077 | Default Emission Factor
Conemaugh | 3118_G_C | 3118 | G | C |  | Combustion Turbine | PJM_PENE | Pennsylvania | Indiana | 2.8 | 1970 | 9999 |  |  |  | 0.69077 | Default Emission Factor
Conemaugh | 3118_G_D | 3118 | G | D |  | Combustion Turbine | PJM_PENE | Pennsylvania | Indiana | 2.8 | 1970 | 9999 |  |  |  | 0.69077 | Default Emission Factor
Blossburg | 3120_G_1 | 3120 | G | 1 |  | Combustion Turbine | PJM_PENE | Pennsylvania | Tioga | 16 | 1971 | 9999 |  |  |  | 0.088964 | Default Emission Factor
Shawville | 3131_G_5 | 3131 | G | 5 |  | Combustion Turbine | PJM_PENE | Pennsylvania | Clearfield | 2 | 1960 | 9999 |  |  |  | 0.69077 | Default Emission Factor
Shawville | 3131_G_6 | 3131 | G | 6 |  | Combustion Turbine | PJM_PENE | Pennsylvania | Clearfield | 2 | 1966 | 9999 |  |  |  | 0.69077 | Default Emission Factor
Shawville | 3131_G_7 | 3131 | G | 7 |  | Combustion Turbine | PJM_PENE | Pennsylvania | Clearfield | 2 | 1960 | 9999 |  |  |  | 0.69077 | Default Emission Factor
Warren | 3132_G_3 | 3132 | G | 3 | 2082 | Combustion Turbine | PJM_PENE | Pennsylvania | Warren | 46 | 1972 | 9999 |  |  |  | 0.088964 | Default Emission Factor
Keystone | 3136_G_3 | 3136 | G | 3 |  | Combustion Turbine | PJM_PENE | Pennsylvania | Armstrong | 2.8 | 1968 | 9999 |  |  |  | 0.69077 | Default Emission Factor
Keystone | 3136_G_4 | 3136 | G | 4 |  | Combustion Turbine | PJM_PENE | Pennsylvania | Armstrong | 2.8 | 1968 | 9999 |  |  |  | 0.69077 | Default Emission Factor
Keystone | 3136_G_5 | 3136 | G | 5 |  | Combustion Turbine | PJM_PENE | Pennsylvania | Armstrong | 2.8 | 1968 | 9999 |  |  |  | 0.69077 | Default Emission Factor
Keystone | 3136_G_6 | 3136 | G | 6 |  | Combustion Turbine | PJM_PENE | Pennsylvania | Armstrong | 2.8 | 1968 | 9999 |  |  |  | 0.69077 | Default Emission Factor
New Castle Plant | 3138_G_EMDA | 3138 | G | EMDA |  | Combustion Turbine | PJM_ATSI | Pennsylvania | Lawrence | 2.5 | 1968 | 9999 |  |  |  | 0.69077 | Default Emission Factor
Sunbury Generation LP | 3152_G_CTG1 | 3152 | G | CTG1 |  | Combustion Turbine | PJM_WMAC | Pennsylvania | Snyder | 18 | 1971 | 9999 | 2019 | 0.0014 | 28.5 | 0.098246 | NEI 2019
Sunbury Generation LP | 3152_G_CTG2 | 3152 | G | CTG2 |  | Combustion Turbine | PJM_WMAC | Pennsylvania | Snyder | 18 | 1971 | 9999 | 2019 | 0.0014 | 28.5 | 0.098246 | NEI 2019
Sunbury Generation LP | 3152_G_DI2 | 3152 | G | DI2 |  | Combustion Turbine | PJM_WMAC | Pennsylvania | Snyder | 5 | 1967 | 9999 |  |  |  | 0.69077 | Default Emission Factor
Chester Generating Station | 3157_G_7 | 3157 | G | 7 |  | Combustion Turbine | PJM_EMAC | Pennsylvania | Chester | 13 | 1969 | 9999 |  |  |  | 0.12949 | Default Emission Factor
Chester Generating Station | 3157_G_8 | 3157 | G | 8 |  | Combustion Turbine | PJM_EMAC | Pennsylvania | Chester | 13 | 1969 | 9999 |  |  |  | 0.12949 | Default Emission Factor
Chester Generating Station | 3157_G_9 | 3157 | G | 9 |  | Combustion Turbine | PJM_EMAC | Pennsylvania | Chester | 13 | 1969 | 9999 |  |  |  | 0.12949 | Default Emission Factor
Delaware Generating Station | 3160_G_10 | 3160 | G | 10 |  | Combustion Turbine | PJM_EMAC | Pennsylvania | Philadelphia | 13 | 1969 | 9999 |  |  |  | 0.12949 | Default Emission Factor
Delaware Generating Station | 3160_G_11 | 3160 | G | 11 |  | Combustion Turbine | PJM_EMAC | Pennsylvania | Philadelphia | 13 | 1969 | 9999 |  |  |  | 0.12949 | Default Emission Factor
Delaware Generating Station | 3160_G_12 | 3160 | G | 12 |  | Combustion Turbine | PJM_EMAC | Pennsylvania | Philadelphia | 13 | 1969 | 9999 |  |  |  | 0.12949 | Default Emission Factor
Delaware Generating Station | 3160_G_9 | 3160 | G | 9 |  | Combustion Turbine | PJM_EMAC | Pennsylvania | Philadelphia | 17 | 1970 | 9999 |  |  |  | 0.12949 | Default Emission Factor
Eddystone Generating Station | 3161_G_10 | 3161 | G | 10 |  | Combustion Turbine | PJM_EMAC | Pennsylvania | Delaware | 13 | 1967 | 9999 |  |  |  | 0.12949 | Default Emission Factor
Eddystone Generating Station | 3161_G_20 | 3161 | G | 20 |  | Combustion Turbine | PJM_EMAC | Pennsylvania | Delaware | 13 | 1967 | 9999 |  |  |  | 0.12949 | Default Emission Factor
Eddystone Generating Station | 3161_G_30 | 3161 | G | 30 |  | Combustion Turbine | PJM_EMAC | Pennsylvania | Delaware | 17 | 1970 | 9999 |  |  |  | 0.12949 | Default Emission Factor
Eddystone Generating Station | 3161_G_40 | 3161 | G | 40 |  | Combustion Turbine | PJM_EMAC | Pennsylvania | Delaware | 17 | 1970 | 9999 |  |  |  | 0.12949 | Default Emission Factor
Falls | 3162_G_1 | 3162 | G | 1 |  | Combustion Turbine | PJM_EMAC | Pennsylvania | Bucks | 17 | 1970 | 9999 |  |  |  | 0.12949 | Default Emission Factor
Falls | 3162_G_2 | 3162 | G | 2 |  | Combustion Turbine | PJM_EMAC | Pennsylvania | Bucks | 17 | 1970 | 9999 |  |  |  | 0.12949 | Default Emission Factor
Falls | 3162_G_3 | 3162 | G | 3 |  | Combustion Turbine | PJM_EMAC | Pennsylvania | Bucks | 17 | 1970 | 9999 |  |  |  | 0.12949 | Default Emission Factor
Moser Generating Station | 3163_G_1 | 3163 | G | 1 |  | Combustion Turbine | PJM_EMAC | Pennsylvania | Montgomery | 17 | 1970 | 9999 |  |  |  | 0.12949 | Default Emission Factor
Moser Generating Station | 3163_G_2 | 3163 | G | 2 |  | Combustion Turbine | PJM_EMAC | Pennsylvania | Montgomery | 17 | 1970 | 9999 |  |  |  | 0.12949 | Default Emission Factor
Moser Generating Station | 3163_G_3 | 3163 | G | 3 |  | Combustion Turbine | PJM_EMAC | Pennsylvania | Montgomery | 17 | 1970 | 9999 |  |  |  | 0.12949 | Default Emission Factor
Richmond Generating Station | 3168_G_91 | 3168 | G | 91 | 2164 | Combustion Turbine | PJM_EMAC | Pennsylvania | Philadelphia | 49 | 1973 | 9999 |  |  |  | 0.12949 | Default Emission Factor
Richmond Generating Station | 3168_G_92 | 3168 | G | 92 | 2165 | Combustion Turbine | PJM_EMAC | Pennsylvania | Philadelphia | 49 | 1973 | 9999 |  |  |  | 0.12949 | Default Emission Factor
Schuylkill Generating Station | 3169_G_10 | 3169 | G | 10 |  | Combustion Turbine | PJM_EMAC | Pennsylvania | Philadelphia | 13 | 1969 | 9999 |  |  |  | 0.12949 | Default Emission Factor
Schuylkill Generating Station | 3169_G_11 | 3169 | G | 11 |  | Combustion Turbine | PJM_EMAC | Pennsylvania | Philadelphia | 17 | 1971 | 9999 |  |  |  | 0.12949 | Default Emission Factor
Southwark | 3170_G_3 | 3170 | G | 3 |  | Combustion Turbine | PJM_EMAC | Pennsylvania | Philadelphia | 13 | 1967 | 9999 |  |  |  | 0.12949 | Default Emission Factor
Southwark | 3170_G_4 | 3170 | G | 4 |  | Combustion Turbine | PJM_EMAC | Pennsylvania | Philadelphia | 13 | 1967 | 9999 |  |  |  | 0.12949 | Default Emission Factor
Southwark | 3170_G_5 | 3170 | G | 5 |  | Combustion Turbine | PJM_EMAC | Pennsylvania | Philadelphia | 13 | 1967 | 9999 |  |  |  | 0.12949 | Default Emission Factor
Southwark | 3170_G_6 | 3170 | G | 6 |  | Combustion Turbine | PJM_EMAC | Pennsylvania | Philadelphia | 13 | 1968 | 9999 |  |  |  | 0.12949 | Default Emission Factor
Hunlock Power Station | 3176_G_3 | 3176 | G | 3 |  | Combined Cycle | PJM_WMAC | Pennsylvania | Luzerne | 29 | 1959 | 9999 |  |  |  | 0.009195 | NEI 2019
Hunlock Power Station | 3176_G_5 | 3176 | G | 5 | 90563 | Combined Cycle | PJM_WMAC | Pennsylvania | Luzerne | 49.2 | 2011 | 9999 | 2019 | 0.3 | 63634 | 0.009195 | NEI 2019
Hunlock Power Station | 3176_G_6 | 3176 | G | 6 | 90564 | Combined Cycle | PJM_WMAC | Pennsylvania | Luzerne | 48.5 | 2011 | 9999 | 2019 | 0.2 | 45119 | 0.009195 | NEI 2019
Manchester Street | 3236_G_G10A | 3236 | G | G10A | 2191 | Combined Cycle | NENGREST | Rhode Island | Providence | 110.1 | 1995 | 9999 |  |  |  | 0.030815 | Default Emission Factor
Manchester Street | 3236_G_G11A | 3236 | G | G11A | 2192 | Combined Cycle | NENGREST | Rhode Island | Providence | 110.2 | 1995 | 9999 |  |  |  | 0.002588 | NEI 2019
Manchester Street | 3236_G_GE10 | 3236 | G | GE10 | 2191 | Combined Cycle | NENGREST | Rhode Island | Providence | 46.9 | 1995 | 9999 |  |  |  | 0.030815 | Default Emission Factor
Manchester Street | 3236_G_GE11 | 3236 | G | GE11 | 2192 | Combined Cycle | NENGREST | Rhode Island | Providence | 46.8 | 1995 | 9999 | 2019 | 0.5635 | 1484595 | 0.002588 | NEI 2019
Manchester Street | 3236_G_GE9A | 3236 | G | GE9A | 2196 | Combined Cycle | NENGREST | Rhode Island | Providence | 110.1 | 1995 | 9999 |  |  |  | 0.030815 | Default Emission Factor
Manchester Street | 3236_G_GEN9 | 3236 | G | GEN9 | 2196 | Combined Cycle | NENGREST | Rhode Island | Providence | 46.9 | 1995 | 9999 |  |  |  | 0.030815 | Default Emission Factor
Darlington County | 3250_G_12 | 3250 | G | 12 | 2199 | Combustion Turbine | S_VACA | South Carolina | Darlington | 118 | 1997 | 9999 |  |  |  | 0.088964 | Default Emission Factor
Darlington County | 3250_G_13 | 3250 | G | 13 | 2200 | Combustion Turbine | S_VACA | South Carolina | Darlington | 116 | 1997 | 9999 |  |  |  | 0.088964 | Default Emission Factor
W S Lee | 3264_G_7 | 3264 | G | 7 | 89636 | Combustion Turbine | S_VACA | South Carolina | Anderson | 42 | 2007 | 9999 | 2019 | 0.19213 | 4076.5 | 0.094262 | NEI 2019
W S Lee | 3264_G_8 | 3264 | G | 8 | 89637 | Combustion Turbine | S_VACA | South Carolina | Anderson | 42 | 2007 | 9999 | 2019 | 0.39507 | 4076.5 | 0.19383 | NEI 2019
W S Lee | 3264_G_CT11 | 3264 | G | CT11 | 91015 | Combined Cycle | S_VACA | South Carolina | Anderson | 237 | 2018 | 9999 | 2019 | 14.3 | 1548785 | 0.012867 | NEI 2019
W S Lee | 3264_G_CT12 | 3264 | G | CT12 | 91016 | Combined Cycle | S_VACA | South Carolina | Anderson | 236 | 2018 | 9999 | 2019 | 19.6 | 1553187 | 0.012867 | NEI 2019
W S Lee | 3264_G_ST10 | 3264 | G | ST10 | 91015 | Combined Cycle | S_VACA | South Carolina | Anderson | 313 | 2018 | 9999 |  |  |  | 0.012867 | NEI 2019
Coit GT | 3281_G_1 | 3281 | G | 1 |  | Combustion Turbine | S_VACA | South Carolina | Richland | 14 | 1969 | 9999 |  |  |  | 0.088964 | Default Emission Factor
Coit GT | 3281_G_2 | 3281 | G | 2 |  | Combustion Turbine | S_VACA | South Carolina | Richland | 12 | 1969 | 9999 |  |  |  | 0.088964 | Default Emission Factor
Hagood | 3285_G_4 | 3285 | G | 4 | 2225 | Combustion Turbine | S_VACA | South Carolina | Charleston | 88 | 1991 | 9999 |  |  |  | 0.088964 | Default Emission Factor
Hagood | 3285_G_5 | 3285 | G | 5 |  | Combustion Turbine | S_VACA | South Carolina | Charleston | 18 | 2009 | 9999 |  |  |  | 0.088964 | Default Emission Factor
Hagood | 3285_G_6 | 3285 | G | 6 |  | Combustion Turbine | S_VACA | South Carolina | Charleston | 20 | 2010 | 9999 |  |  |  | 0.088964 | Default Emission Factor
Hardeeville | 3286_G_1 | 3286 | G | 1 |  | Combustion Turbine | S_VACA | South Carolina | Jasper | 9 | 1968 | 9999 |  |  |  | 0.12949 | Default Emission Factor
Parr GT | 3291_G_GT1 | 3291 | G | GT1 |  | Combustion Turbine | S_VACA | South Carolina | Fairfield | 13.5 | 1970 | 9999 |  |  |  | 0.088964 | Default Emission Factor
Parr GT | 3291_G_GT2 | 3291 | G | GT2 |  | Combustion Turbine | S_VACA | South Carolina | Fairfield | 13.5 | 1970 | 9999 |  |  |  | 0.088964 | Default Emission Factor
Parr GT | 3291_G_GT3 | 3291 | G | GT3 |  | Combustion Turbine | S_VACA | South Carolina | Fairfield | 16.5 | 1971 | 9999 |  |  |  | 0.088964 | Default Emission Factor
Parr GT | 3291_G_GT4 | 3291 | G | GT4 |  | Combustion Turbine | S_VACA | South Carolina | Fairfield | 16.5 | 1971 | 9999 |  |  |  | 0.088964 | Default Emission Factor
Urquhart | 3295_G_1 | 3295 | G | 1 | 8330 | Combined Cycle | S_VACA | South Carolina | Aiken | 64 | 1953 | 9999 |  |  |  | 0.090046 | NEI 2019
Urquhart | 3295_G_2 | 3295 | G | 2 | 8332 | Combined Cycle | S_VACA | South Carolina | Aiken | 64 | 1954 | 9999 |  |  |  | 0.030815 | Default Emission Factor
Urquhart | 3295_G_CT1 | 3295 | G | CT1 | 8330 | Combined Cycle | S_VACA | South Carolina | Aiken | 162 | 2002 | 9999 | 2019 | 42.0942 | 1658671 | 0.090046 | NEI 2019
Urquhart | 3295_G_CT2 | 3295 | G | CT2 | 8332 | Combined Cycle | S_VACA | South Carolina | Aiken | 168 | 2002 | 9999 |  |  |  | 0.030815 | Default Emission Factor
Urquhart | 3295_G_GT1 | 3295 | G | GT1 |  | Combustion Turbine | S_VACA | South Carolina | Aiken | 13 | 1969 | 9999 |  |  |  | 0.088964 | Default Emission Factor
Urquhart | 3295_G_GT2 | 3295 | G | GT2 |  | Combustion Turbine | S_VACA | South Carolina | Aiken | 14 | 1969 | 9999 |  |  |  | 0.088964 | Default Emission Factor
Urquhart | 3295_G_GT3 | 3295 | G | GT3 |  | Combustion Turbine | S_VACA | South Carolina | Aiken | 11 | 1969 | 9999 |  |  |  | 0.088964 | Default Emission Factor
Urquhart | 3295_G_GT4 | 3295 | G | GT4 | 2231 | Combustion Turbine | S_VACA | South Carolina | Aiken | 48 | 1999 | 9999 |  |  |  | 0.088964 | Default Emission Factor
Williams | 3298_G_1 | 3298 | G | 1 | 88279 | Combustion Turbine | S_VACA | South Carolina | Berkeley | 20 | 1972 | 9999 |  |  |  | 0.088964 | Default Emission Factor
Williams | 3298_G_2 | 3298 | G | 2 | 88280 | Combustion Turbine | S_VACA | South Carolina | Berkeley | 20 | 1972 | 9999 |  |  |  | 0.088964 | Default Emission Factor
Rocky River (SC) | 3305_G_IC2 | 3305 | G | IC2 |  | Combustion Turbine | S_VACA | South Carolina | Anderson | 1 | 2013 | 9999 |  |  |  | 0.69077 | Default Emission Factor
Hilton Head | 3318_G_1 | 3318 | G | 1 | 88281 | Combustion Turbine | S_VACA | South Carolina | Beaufort | 19 | 1973 | 9999 |  |  |  | 0.12949 | Default Emission Factor
Hilton Head | 3318_G_2 | 3318 | G | 2 | 88282 | Combustion Turbine | S_VACA | South Carolina | Beaufort | 19 | 1974 | 9999 |  |  |  | 0.12949 | Default Emission Factor
Hilton Head | 3318_G_3 | 3318 | G | 3 | 88283 | Combustion Turbine | S_VACA | South Carolina | Beaufort | 52 | 1979 | 9999 |  |  |  | 0.12949 | Default Emission Factor
Myrtle Beach | 3320_G_1 | 3320 | G | 1 |  | Combustion Turbine | S_VACA | South Carolina | Horry | 8 | 1972 | 9999 |  |  |  | 0.12949 | Default Emission Factor
Myrtle Beach | 3320_G_2 | 3320 | G | 2 |  | Combustion Turbine | S_VACA | South Carolina | Horry | 8 | 1962 | 9999 |  |  |  | 0.12949 | Default Emission Factor
Myrtle Beach | 3320_G_3 | 3320 | G | 3 | 88284 | Combustion Turbine | S_VACA | South Carolina | Horry | 19 | 1962 | 9999 |  |  |  | 0.12949 | Default Emission Factor
Myrtle Beach | 3320_G_4 | 3320 | G | 4 |  | Combustion Turbine | S_VACA | South Carolina | Horry | 19 | 1972 | 9999 |  |  |  | 0.12949 | Default Emission Factor
Myrtle Beach | 3320_G_5 | 3320 | G | 5 | 88286 | Combustion Turbine | S_VACA | South Carolina | Horry | 21 | 1976 | 9999 |  |  |  | 0.12949 | Default Emission Factor
Ben French | 3325_G_1 | 3325 | G | 1 |  | Combustion Turbine | WECC_WY | South Dakota | Pennington | 2 | 1965 | 9999 |  |  |  | 0.69077 | Default Emission Factor
Ben French | 3325_G_2 | 3325 | G | 2 |  | Combustion Turbine | WECC_WY | South Dakota | Pennington | 2 | 1965 | 9999 |  |  |  | 0.69077 | Default Emission Factor
Ben French | 3325_G_3 | 3325 | G | 3 |  | Combustion Turbine | WECC_WY | South Dakota | Pennington | 2 | 1965 | 9999 |  |  |  | 0.69077 | Default Emission Factor
Ben French | 3325_G_4 | 3325 | G | 4 |  | Combustion Turbine | WECC_WY | South Dakota | Pennington | 2 | 1965 | 9999 |  |  |  | 0.69077 | Default Emission Factor
Ben French | 3325_G_5 | 3325 | G | 5 |  | Combustion Turbine | WECC_WY | South Dakota | Pennington | 2 | 1965 | 9999 |  |  |  | 0.69077 | Default Emission Factor
Ben French | 3325_G_GT1 | 3325 | G | GT1 |  | Combustion Turbine | WECC_WY | South Dakota | Pennington | 17 | 1977 | 9999 |  |  |  | 0.088964 | Default Emission Factor
Ben French | 3325_G_GT2 | 3325 | G | GT2 |  | Combustion Turbine | WECC_WY | South Dakota | Pennington | 17 | 1977 | 9999 |  |  |  | 0.088964 | Default Emission Factor
Ben French | 3325_G_GT3 | 3325 | G | GT3 |  | Combustion Turbine | WECC_WY | South Dakota | Pennington | 17 | 1978 | 9999 |  |  |  | 0.088964 | Default Emission Factor
Ben French | 3325_G_GT4 | 3325 | G | GT4 |  | Combustion Turbine | WECC_WY | South Dakota | Pennington | 17 | 1979 | 9999 |  |  |  | 0.088964 | Default Emission Factor
Aberdeen CT | 3338_G_2 | 3338 | G | 2 | 90796 | Combustion Turbine | SPP_WAUE | South Dakota | Brown | 52 | 2013 | 9999 |  |  |  | 0.088964 | Default Emission Factor
Aberdeen CT | 3338_G_GT1 | 3338 | G | GT1 |  | Combustion Turbine | SPP_WAUE | South Dakota | Brown | 20.5 | 1978 | 2025 |  |  |  | 0.12949 | Default Emission Factor
Clark (SD) | 3341_G_1 | 3341 | G | 1 |  | Combustion Turbine | SPP_WAUE | South Dakota | Clark | 2.6 | 1970 | 9999 |  |  |  | 0.69077 | Default Emission Factor
Faulkton | 3342_G_1 | 3342 | G | 1 |  | Combustion Turbine | SPP_WAUE | South Dakota | Faulk | 2.5 | 1969 | 9999 |  |  |  | 0.69077 | Default Emission Factor
Huron | 3344_G_1 | 3344 | G | 1 |  | Combustion Turbine | SPP_WAUE | South Dakota | Beadle | 11 | 1961 | 9999 |  |  |  | 0.088964 | Default Emission Factor
Lake Preston | 3352_G_1A | 3352 | G | 1A |  | Combustion Turbine | MIS_MAPP | South Dakota | Kingsbury | 19.9 | 1978 | 9999 |  |  |  | 0.12949 | Default Emission Factor
Allen | 3393_G_CTG1 | 3393 | G | CTG1 | 91027 | Combined Cycle | S_C_TVA | Tennessee | Shelby | 311.9 | 2018 | 9999 | 2019 | 0.97534 | 4074977 | 0.000895 | NEI 2019
Allen | 3393_G_CTG2 | 3393 | G | CTG2 | 91028 | Combined Cycle | S_C_TVA | Tennessee | Shelby | 311.9 | 2018 | 9999 | 2019 | 1.6401 | 1766850 | 0.000895 | NEI 2019
Allen | 3393_G_G10 | 3393 | G | G10 |  | Combustion Turbine | S_C_TVA | Tennessee | Shelby | 15.1 | 1971 | 9999 |  |  |  | 0.088964 | Default Emission Factor
Allen | 3393_G_G11 | 3393 | G | G11 |  | Combustion Turbine | S_C_TVA | Tennessee | Shelby | 15.1 | 1971 | 9999 |  |  |  | 0.088964 | Default Emission Factor
Allen | 3393_G_G12 | 3393 | G | G12 |  | Combustion Turbine | S_C_TVA | Tennessee | Shelby | 15.1 | 1971 | 9999 |  |  |  | 0.088964 | Default Emission Factor
Allen | 3393_G_G13 | 3393 | G | G13 |  | Combustion Turbine | S_C_TVA | Tennessee | Shelby | 15.1 | 1971 | 9999 |  |  |  | 0.088964 | Default Emission Factor
Allen | 3393_G_G14 | 3393 | G | G14 |  | Combustion Turbine | S_C_TVA | Tennessee | Shelby | 15.1 | 1971 | 9999 |  |  |  | 0.088964 | Default Emission Factor
Allen | 3393_G_G15 | 3393 | G | G15 |  | Combustion Turbine | S_C_TVA | Tennessee | Shelby | 15.1 | 1971 | 9999 |  |  |  | 0.088964 | Default Emission Factor
Allen | 3393_G_G16 | 3393 | G | G16 |  | Combustion Turbine | S_C_TVA | Tennessee | Shelby | 15.1 | 1971 | 9999 |  |  |  | 0.088964 | Default Emission Factor
Allen | 3393_G_G17 | 3393 | G | G17 | 88158 | Combustion Turbine | S_C_TVA | Tennessee | Shelby | 46.4 | 1972 | 9999 |  |  |  | 0.088964 | Default Emission Factor
Allen | 3393_G_G18 | 3393 | G | G18 | 88159 | Combustion Turbine | S_C_TVA | Tennessee | Shelby | 46.4 | 1972 | 9999 |  |  |  | 0.088964 | Default Emission Factor
Allen | 3393_G_G19 | 3393 | G | G19 | 88160 | Combustion Turbine | S_C_TVA | Tennessee | Shelby | 46.4 | 1972 | 9999 |  |  |  | 0.088964 | Default Emission Factor
Allen | 3393_G_G20 | 3393 | G | G20 | 88161 | Combustion Turbine | S_C_TVA | Tennessee | Shelby | 46.4 | 1972 | 9999 |  |  |  | 0.088964 | Default Emission Factor
Allen | 3393_G_GT1 | 3393 | G | GT1 |  | Combustion Turbine | S_C_TVA | Tennessee | Shelby | 15.1 | 1971 | 9999 |  |  |  | 0.088964 | Default Emission Factor
Allen | 3393_G_GT2 | 3393 | G | GT2 |  | Combustion Turbine | S_C_TVA | Tennessee | Shelby | 15.1 | 1971 | 9999 |  |  |  | 0.088964 | Default Emission Factor
Allen | 3393_G_GT3 | 3393 | G | GT3 |  | Combustion Turbine | S_C_TVA | Tennessee | Shelby | 15.1 | 1971 | 9999 |  |  |  | 0.088964 | Default Emission Factor
Allen | 3393_G_GT4 | 3393 | G | GT4 |  | Combustion Turbine | S_C_TVA | Tennessee | Shelby | 15.1 | 1971 | 9999 |  |  |  | 0.088964 | Default Emission Factor
Allen | 3393_G_GT5 | 3393 | G | GT5 |  | Combustion Turbine | S_C_TVA | Tennessee | Shelby | 15.1 | 1971 | 9999 |  |  |  | 0.088964 | Default Emission Factor
Allen | 3393_G_GT6 | 3393 | G | GT6 |  | Combustion Turbine | S_C_TVA | Tennessee | Shelby | 15.1 | 1971 | 9999 |  |  |  | 0.088964 | Default Emission Factor
Allen | 3393_G_GT7 | 3393 | G | GT7 |  | Combustion Turbine | S_C_TVA | Tennessee | Shelby | 15.1 | 1971 | 9999 |  |  |  | 0.088964 | Default Emission Factor
Allen | 3393_G_GT8 | 3393 | G | GT8 |  | Combustion Turbine | S_C_TVA | Tennessee | Shelby | 15.1 | 1971 | 9999 |  |  |  | 0.088964 | Default Emission Factor
Allen | 3393_G_GT9 | 3393 | G | GT9 |  | Combustion Turbine | S_C_TVA | Tennessee | Shelby | 15.1 | 1971 | 9999 |  |  |  | 0.088964 | Default Emission Factor
Allen | 3393_G_STG1 | 3393 | G | STG1 | 91027 | Combined Cycle | S_C_TVA | Tennessee | Shelby | 428.3 | 2018 | 9999 |  |  |  | 0.000895 | NEI 2019
Gallatin (TN) | 3403_G_GT1 | 3403 | G | GT1 | 88162 | Combustion Turbine | S_C_TVA | Tennessee | Sumner | 71.5 | 1975 | 9999 |  |  |  | 0.088964 | Default Emission Factor
Gallatin (TN) | 3403_G_GT2 | 3403 | G | GT2 | 88163 | Combustion Turbine | S_C_TVA | Tennessee | Sumner | 71.5 | 1975 | 9999 |  |  |  | 0.088964 | Default Emission Factor
Gallatin (TN) | 3403_G_GT3 | 3403 | G | GT3 | 88164 | Combustion Turbine | S_C_TVA | Tennessee | Sumner | 71.5 | 1975 | 9999 |  |  |  | 0.088964 | Default Emission Factor
Gallatin (TN) | 3403_G_GT4 | 3403 | G | GT4 | 88165 | Combustion Turbine | S_C_TVA | Tennessee | Sumner | 71.5 | 1975 | 9999 |  |  |  | 0.088964 | Default Emission Factor
Gallatin (TN) | 3403_G_GT5 | 3403 | G | GT5 | 2258 | Combustion Turbine | S_C_TVA | Tennessee | Sumner | 73.4 | 2000 | 9999 |  |  |  | 0.088964 | Default Emission Factor
Gallatin (TN) | 3403_G_GT6 | 3403 | G | GT6 | 2259 | Combustion Turbine | S_C_TVA | Tennessee | Sumner | 73.4 | 2000 | 9999 |  |  |  | 0.088964 | Default Emission Factor
Gallatin (TN) | 3403_G_GT7 | 3403 | G | GT7 | 2260 | Combustion Turbine | S_C_TVA | Tennessee | Sumner | 73.4 | 2000 | 9999 |  |  |  | 0.088964 | Default Emission Factor
Gallatin (TN) | 3403_G_GT8 | 3403 | G | GT8 | 2261 | Combustion Turbine | S_C_TVA | Tennessee | Sumner | 73.4 | 2000 | 9999 |  |  |  | 0.088964 | Default Emission Factor
John Sevier | 3405_G_CTG1 | 3405 | G | CTG1 | 90657 | Combined Cycle | S_C_TVA | Tennessee | Hawkins | 165 | 2012 | 9999 | 2019 | 0.70611 | 962937 | 0.000927 | NEI 2019
John Sevier | 3405_G_CTG2 | 3405 | G | CTG2 | 90658 | Combined Cycle | S_C_TVA | Tennessee | Hawkins | 165 | 2012 | 9999 | 2019 | 0.80388 | 1073147 | 0.000927 | NEI 2019
John Sevier | 3405_G_CTG3 | 3405 | G | CTG3 | 90659 | Combined Cycle | S_C_TVA | Tennessee | Hawkins | 165 | 2012 | 9999 | 2019 | 0.78557 | 1081958 | 0.000927 | NEI 2019
John Sevier | 3405_G_STG1 | 3405 | G | STG1 | 90657 | Combined Cycle | S_C_TVA | Tennessee | Hawkins | 383 | 2012 | 9999 |  |  |  | 0.000927 | NEI 2019
Johnsonville | 3406_G_G10 | 3406 | G | G10 | 88167 | Combustion Turbine | S_C_TVA | Tennessee | Humphreys | 47.1 | 1975 | 9999 |  |  |  | 0.088964 | Default Emission Factor
Johnsonville | 3406_G_G11 | 3406 | G | G11 | 88168 | Combustion Turbine | S_C_TVA | Tennessee | Humphreys | 47.1 | 1975 | 9999 |  |  |  | 0.088964 | Default Emission Factor
Johnsonville | 3406_G_G12 | 3406 | G | G12 | 88169 | Combustion Turbine | S_C_TVA | Tennessee | Humphreys | 47.1 | 1975 | 9999 |  |  |  | 0.088964 | Default Emission Factor
Johnsonville | 3406_G_G13 | 3406 | G | G13 | 88170 | Combustion Turbine | S_C_TVA | Tennessee | Humphreys | 47.1 | 1975 | 9999 |  |  |  | 0.088964 | Default Emission Factor
Johnsonville | 3406_G_G14 | 3406 | G | G14 | 88171 | Combustion Turbine | S_C_TVA | Tennessee | Humphreys | 47.1 | 1975 | 9999 |  |  |  | 0.088964 | Default Emission Factor
Johnsonville | 3406_G_G15 | 3406 | G | G15 | 88172 | Combustion Turbine | S_C_TVA | Tennessee | Humphreys | 47.1 | 1975 | 9999 |  |  |  | 0.088964 | Default Emission Factor
Johnsonville | 3406_G_G16 | 3406 | G | G16 | 88173 | Combustion Turbine | S_C_TVA | Tennessee | Humphreys | 47.1 | 1975 | 9999 |  |  |  | 0.088964 | Default Emission Factor
Johnsonville | 3406_G_G17 | 3406 | G | G17 | 2276 | Combustion Turbine | S_C_TVA | Tennessee | Humphreys | 72.8 | 2000 | 9999 |  |  |  | 0.088964 | Default Emission Factor
Johnsonville | 3406_G_G18 | 3406 | G | G18 | 2277 | Combustion Turbine | S_C_TVA | Tennessee | Humphreys | 72.8 | 2000 | 9999 |  |  |  | 0.088964 | Default Emission Factor
Johnsonville | 3406_G_G19 | 3406 | G | G19 | 2278 | Combustion Turbine | S_C_TVA | Tennessee | Humphreys | 72.8 | 2000 | 9999 |  |  |  | 0.088964 | Default Emission Factor
Johnsonville | 3406_G_G20 | 3406 | G | G20 | 2279 | Combustion Turbine | S_C_TVA | Tennessee | Humphreys | 72.8 | 2000 | 9999 |  |  |  | 0.088964 | Default Emission Factor
Johnsonville | 3406_G_GT1 | 3406 | G | GT1 | 88166 | Combustion Turbine | S_C_TVA | Tennessee | Humphreys | 47.1 | 1975 | 9999 |  |  |  | 0.088964 | Default Emission Factor
Johnsonville | 3406_G_GT2 | 3406 | G | GT2 | 88174 | Combustion Turbine | S_C_TVA | Tennessee | Humphreys | 47.1 | 1975 | 9999 |  |  |  | 0.088964 | Default Emission Factor
Johnsonville | 3406_G_GT3 | 3406 | G | GT3 | 88175 | Combustion Turbine | S_C_TVA | Tennessee | Humphreys | 47.1 | 1975 | 9999 |  |  |  | 0.088964 | Default Emission Factor
Johnsonville | 3406_G_GT4 | 3406 | G | GT4 | 88176 | Combustion Turbine | S_C_TVA | Tennessee | Humphreys | 47.1 | 1975 | 9999 |  |  |  | 0.088964 | Default Emission Factor
Johnsonville | 3406_G_GT5 | 3406 | G | GT5 | 88177 | Combustion Turbine | S_C_TVA | Tennessee | Humphreys | 47.1 | 1975 | 9999 |  |  |  | 0.088964 | Default Emission Factor
Johnsonville | 3406_G_GT6 | 3406 | G | GT6 | 88178 | Combustion Turbine | S_C_TVA | Tennessee | Humphreys | 47.1 | 1975 | 9999 |  |  |  | 0.088964 | Default Emission Factor
Johnsonville | 3406_G_GT7 | 3406 | G | GT7 | 88179 | Combustion Turbine | S_C_TVA | Tennessee | Humphreys | 47.1 | 1975 | 9999 |  |  |  | 0.088964 | Default Emission Factor
Johnsonville | 3406_G_GT8 | 3406 | G | GT8 | 88180 | Combustion Turbine | S_C_TVA | Tennessee | Humphreys | 47.1 | 1975 | 9999 |  |  |  | 0.088964 | Default Emission Factor
Johnsonville | 3406_G_GT9 | 3406 | G | GT9 | 88181 | Combustion Turbine | S_C_TVA | Tennessee | Humphreys | 47.1 | 1975 | 9999 |  |  |  | 0.088964 | Default Emission Factor
Long Beach Generation LLC | 341_G_CT1 | 341 | G | CT1 | 89768 | Combustion Turbine | WECC_SCE | California | Los Angeles | 65 | 1976 | 9999 | 2019 | 0.57603 | 3645.5 | 0.31602 | NEI 2019
Long Beach Generation LLC | 341_G_CT2 | 341 | G | CT2 | 89769 | Combustion Turbine | WECC_SCE | California | Los Angeles | 65 | 1976 | 9999 | 2017 | 0.53976 | 8095.75 | 0.13334 | NEI 2019
Long Beach Generation LLC | 341_G_CT3 | 341 | G | CT3 | 89770 | Combustion Turbine | WECC_SCE | California | Los Angeles | 65 | 1976 | 9999 | 2017 | 0.51306 | 8095.75 | 0.12675 | NEI 2019
Long Beach Generation LLC | 341_G_CT4 | 341 | G | CT4 | 89771 | Combustion Turbine | WECC_SCE | California | Los Angeles | 65 | 1976 | 9999 | 2017 | 0.51961 | 8095.75 | 0.12837 | NEI 2019
Laredo | 3439_G_4 | 3439 | G | 4 | 90196 | Combustion Turbine | ERC_REST | Texas | Webb | 90.1 | 2008 | 9999 | 2019 | 0.34 | 56685.2926 | 0.011996 | NEI 2019
Laredo | 3439_G_5 | 3439 | G | 5 | 90197 | Combustion Turbine | ERC_REST | Texas | Webb | 87.3 | 2008 | 9999 | 2019 | 0.81 | 54923.7074 | 0.029495 | NEI 2019
Nueces Bay | 3441_G_7 | 3441 | G | 7 | 90242 | Combined Cycle | ERC_REST | Texas | Nueces | 319 | 1972 | 9999 |  |  |  | 0.00176 | NEI 2019
Nueces Bay | 3441_G_8 | 3441 | G | 8 | 90242 | Combined Cycle | ERC_REST | Texas | Nueces | 157 | 2010 | 9999 | 2019 | 0.7 | 848693 | 0.00176 | NEI 2019
Nueces Bay | 3441_G_9 | 3441 | G | 9 | 90243 | Combined Cycle | ERC_REST | Texas | Nueces | 157 | 2010 | 9999 | 2019 | 0.73 | 775881 | 0.00176 | NEI 2019
Victoria | 3443_G_5 | 3443 | G | 5 | 90094 | Combined Cycle | ERC_REST | Texas | Victoria | 125 | 1963 | 9999 |  |  |  | 0.062845 | NEI 2019
Victoria | 3443_G_7 | 3443 | G | 7 | 90094 | Combined Cycle | ERC_REST | Texas | Victoria | 160 | 2009 | 9999 | 2019 | 39.6228 | 1260976 | 0.062845 | NEI 2019
Newman | 3456_G_4 | 3456 | G | 4 | 2327 | Combined Cycle | WECC_NM | Texas | El Paso | 83 | 1975 | 2025 |  |  |  | 0.064964 | NEI 2019
Newman | 3456_G_5CA1 | 3456 | G | 5CA1 | 91266 | Combined Cycle | WECC_NM | Texas | El Paso | 138 | 2011 | 9999 |  |  |  | 0.019876 | NEI 2019
Newman | 3456_G_5CT1 | 3456 | G | 5CT1 | 91266 | Combined Cycle | WECC_NM | Texas | El Paso | 70 | 2009 | 9999 | 2019 | 6.2286 | 375921 | 0.019876 | NEI 2019
Newman | 3456_G_5CT2 | 3456 | G | 5CT2 | 91267 | Combined Cycle | WECC_NM | Texas | El Paso | 70 | 2009 | 9999 | 2019 | 6.1598 | 364283 | 0.019876 | NEI 2019
Newman | 3456_G_CT1 | 3456 | G | CT1 | 2327 | Combined Cycle | WECC_NM | Texas | El Paso | 72 | 1975 | 2025 | 2019 | 12.3477 | 566647 | 0.064964 | NEI 2019
Newman | 3456_G_CT2 | 3456 | G | CT2 | 2328 | Combined Cycle | WECC_NM | Texas | El Paso | 72 | 1975 | 2025 | 2019 | 20.1706 | 434466 | 0.064964 | NEI 2019
Greens Bayou | 3464_G_73 | 3464 | G | 73 | 89952 | Combustion Turbine | ERC_REST | Texas | Harris | 54 | 1976 | 9999 |  |  |  | 0.088964 | Default Emission Factor
Greens Bayou | 3464_G_74 | 3464 | G | 74 | 89953 | Combustion Turbine | ERC_REST | Texas | Harris | 54 | 1976 | 9999 |  |  |  | 0.088964 | Default Emission Factor
Greens Bayou | 3464_G_81 | 3464 | G | 81 | 89954 | Combustion Turbine | ERC_REST | Texas | Harris | 54 | 1976 | 9999 |  |  |  | 0.088964 | Default Emission Factor
Greens Bayou | 3464_G_82 | 3464 | G | 82 | 89955 | Combustion Turbine | ERC_REST | Texas | Harris | 64 | 1976 | 9999 |  |  |  | 0.088964 | Default Emission Factor
Greens Bayou | 3464_G_83 | 3464 | G | 83 | 89956 | Combustion Turbine | ERC_REST | Texas | Harris | 64 | 1976 | 9999 |  |  |  | 0.088964 | Default Emission Factor
Greens Bayou | 3464_G_84 | 3464 | G | 84 | 89957 | Combustion Turbine | ERC_REST | Texas | Harris | 64 | 1976 | 9999 |  |  |  | 0.088964 | Default Emission Factor
T H Wharton | 3469_G_3 | 3469 | G | 3 | 89958 | Combined Cycle | ERC_REST | Texas | Harris | 104 | 1974 | 9999 |  |  |  | 0.030815 | Default Emission Factor
T H Wharton | 3469_G_31 | 3469 | G | 31 | 89958 | Combined Cycle | ERC_REST | Texas | Harris | 57 | 1972 | 9999 |  |  |  | 0.030815 | Default Emission Factor
T H Wharton | 3469_G_32 | 3469 | G | 32 | 89959 | Combined Cycle | ERC_REST | Texas | Harris | 57 | 1972 | 9999 |  |  |  | 0.030815 | Default Emission Factor
T H Wharton | 3469_G_33 | 3469 | G | 33 | 89960 | Combined Cycle | ERC_REST | Texas | Harris | 57 | 1972 | 9999 |  |  |  | 0.030815 | Default Emission Factor
T H Wharton | 3469_G_34 | 3469 | G | 34 | 89961 | Combined Cycle | ERC_REST | Texas | Harris | 57 | 1972 | 9999 |  |  |  | 0.030815 | Default Emission Factor
T H Wharton | 3469_G_4 | 3469 | G | 4 | 89962 | Combined Cycle | ERC_REST | Texas | Harris | 104 | 1974 | 9999 |  |  |  | 0.030815 | Default Emission Factor
T H Wharton | 3469_G_41 | 3469 | G | 41 | 89962 | Combined Cycle | ERC_REST | Texas | Harris | 57 | 1972 | 9999 |  |  |  | 0.030815 | Default Emission Factor
T H Wharton | 3469_G_42 | 3469 | G | 42 | 89963 | Combined Cycle | ERC_REST | Texas | Harris | 57 | 1972 | 9999 |  |  |  | 0.030815 | Default Emission Factor
T H Wharton | 3469_G_43 | 3469 | G | 43 | 89964 | Combined Cycle | ERC_REST | Texas | Harris | 57 | 1974 | 9999 |  |  |  | 0.030815 | Default Emission Factor
T H Wharton | 3469_G_44 | 3469 | G | 44 | 89965 | Combined Cycle | ERC_REST | Texas | Harris | 57 | 1974 | 9999 |  |  |  | 0.030815 | Default Emission Factor
T H Wharton | 3469_G_51 | 3469 | G | 51 | 89966 | Combustion Turbine | ERC_REST | Texas | Harris | 58 | 1975 | 9999 |  |  |  | 0.088964 | Default Emission Factor
T H Wharton | 3469_G_52 | 3469 | G | 52 | 89967 | Combustion Turbine | ERC_REST | Texas | Harris | 58 | 1975 | 9999 |  |  |  | 0.088964 | Default Emission Factor
T H Wharton | 3469_G_53 | 3469 | G | 53 | 89968 | Combustion Turbine | ERC_REST | Texas | Harris | 58 | 1975 | 9999 |  |  |  | 0.088964 | Default Emission Factor
T H Wharton | 3469_G_54 | 3469 | G | 54 | 89969 | Combustion Turbine | ERC_REST | Texas | Harris | 58 | 1975 | 9999 |  |  |  | 0.088964 | Default Emission Factor
T H Wharton | 3469_G_55 | 3469 | G | 55 | 89970 | Combustion Turbine | ERC_REST | Texas | Harris | 58 | 1975 | 9999 |  |  |  | 0.088964 | Default Emission Factor
T H Wharton | 3469_G_56 | 3469 | G | 56 | 89971 | Combustion Turbine | ERC_REST | Texas | Harris | 58 | 1975 | 9999 |  |  |  | 0.088964 | Default Emission Factor
T H Wharton | 3469_G_GT1 | 3469 | G | GT1 |  | Combustion Turbine | ERC_REST | Texas | Harris | 13 | 1967 | 9999 |  |  |  | 0.088964 | Default Emission Factor
W A Parish | 3470_G_GT1 | 3470 | G | GT1 |  | Combustion Turbine | ERC_REST | Texas | Fort Bend | 13 | 1967 | 9999 |  |  |  | 0.088964 | Default Emission Factor
Jones | 3482_G_3 | 3482 | G | 3 | 90700 | Combustion Turbine | SPP_SPS | Texas | Lubbock | 166 | 2011 | 9999 |  |  |  | 0.088964 | Default Emission Factor
Jones | 3482_G_4 | 3482 | G | 4 | 90833 | Combustion Turbine | SPP_SPS | Texas | Lubbock | 168 | 2013 | 9999 |  |  |  | 0.088964 | Default Emission Factor
Nichols | 3484_G_2 | 3484 | G | 2 | 2399 | O/G Steam | SPP_SPS | Texas | Potter | 106 | 1962 | 2024 | 2017 | 6.5028 | 85732 | 0.1517 | NEI 2019
Plant X | 3485_G_3 | 3485 | G | 3 | 2403 | O/G Steam | SPP_SPS | Texas | Lamb | 93 | 1955 | 2024 | 2019 | 4.2716 | 240371 | 0.035541 | NEI 2019
Morgan Creek | 3492_G_CT1 | 3492 | G | CT1 | 90017 | Combustion Turbine | ERC_WEST | Texas | Mitchell | 67 | 1988 | 9999 | 2019 | 0.096928 | 2734.5 | 0.070893 | NEI 2019
Morgan Creek | 3492_G_CT2 | 3492 | G | CT2 | 90018 | Combustion Turbine | ERC_WEST | Texas | Mitchell | 66 | 1988 | 9999 | 2019 | 0.17425 | 2693.6866 | 0.12938 | NEI 2019
Morgan Creek | 3492_G_CT3 | 3492 | G | CT3 | 90019 | Combustion Turbine | ERC_WEST | Texas | Mitchell | 66 | 1988 | 9999 | 2019 | 0.1283 | 2693.6866 | 0.095258 | NEI 2019
Morgan Creek | 3492_G_CT4 | 3492 | G | CT4 | 90020 | Combustion Turbine | ERC_WEST | Texas | Mitchell | 67 | 1988 | 9999 | 2019 | 0.059018 | 2734.5 | 0.043165 | NEI 2019
Morgan Creek | 3492_G_CT5 | 3492 | G | CT5 | 90021 | Combustion Turbine | ERC_WEST | Texas | Mitchell | 68 | 1988 | 9999 | 2019 | 0.14156 | 2775.3134 | 0.10201 | NEI 2019
Morgan Creek | 3492_G_CT6 | 3492 | G | CT6 | 90022 | Combustion Turbine | ERC_WEST | Texas | Mitchell | 68 | 1988 | 9999 | 2019 | 0.089912 | 2775.3134 | 0.064794 | NEI 2019
Permian Basin | 3494_G_CT1 | 3494 | G | CT1 | 90023 | Combustion Turbine | ERC_WEST | Texas | Ward | 64 | 1988 | 9999 | 2019 | 3.4404 | 139856.1503 | 0.0492 | NEI 2019
Permian Basin | 3494_G_CT2 | 3494 | G | CT2 | 90024 | Combustion Turbine | ERC_WEST | Texas | Ward | 64 | 1988 | 9999 | 2019 | 4.6461 | 139856.1503 | 0.066441 | NEI 2019
Permian Basin | 3494_G_CT3 | 3494 | G | CT3 | 90025 | Combustion Turbine | ERC_WEST | Texas | Ward | 64 | 1988 | 9999 | 2019 | 6.5603 | 139856.1503 | 0.093815 | NEI 2019
Permian Basin | 3494_G_CT4 | 3494 | G | CT4 | 90026 | Combustion Turbine | ERC_WEST | Texas | Ward | 64 | 1990 | 9999 | 2019 | 8.1355 | 139856.1503 | 0.11634 | NEI 2019
Permian Basin | 3494_G_CT5 | 3494 | G | CT5 | 90027 | Combustion Turbine | ERC_WEST | Texas | Ward | 65 | 1990 | 9999 | 2019 | 5.9698 | 142041.4027 | 0.084058 | NEI 2019
Stryker Creek | 3504_G_D1 | 3504 | G | D1 |  | Combustion Turbine | ERC_REST | Texas | Cherokee | 2 | 1966 | 9999 |  |  |  | 0.69077 | Default Emission Factor
Stryker Creek | 3504_G_D2 | 3504 | G | D2 |  | Combustion Turbine | ERC_REST | Texas | Cherokee | 2 | 1966 | 9999 |  |  |  | 0.69077 | Default Emission Factor
Stryker Creek | 3504_G_D3 | 3504 | G | D3 |  | Combustion Turbine | ERC_REST | Texas | Cherokee | 2 | 1966 | 9999 |  |  |  | 0.69077 | Default Emission Factor
Stryker Creek | 3504_G_D4 | 3504 | G | D4 |  | Combustion Turbine | ERC_REST | Texas | Cherokee | 2 | 1966 | 9999 |  |  |  | 0.69077 | Default Emission Factor
Stryker Creek | 3504_G_D5 | 3504 | G | D5 |  | Combustion Turbine | ERC_REST | Texas | Cherokee | 2 | 1966 | 9999 |  |  |  | 0.69077 | Default Emission Factor
Trinidad (TX) | 3507_G_D1 | 3507 | G | D1 |  | Combustion Turbine | ERC_REST | Texas | Henderson | 2 | 1966 | 9999 |  |  |  | 0.69077 | Default Emission Factor
Trinidad (TX) | 3507_G_D2 | 3507 | G | D2 |  | Combustion Turbine | ERC_REST | Texas | Henderson | 2 | 1966 | 9999 |  |  |  | 0.69077 | Default Emission Factor
Decker Creek | 3548_G_GT1 | 3548 | G | GT1 | 89911 | Combustion Turbine | ERC_REST | Texas | Travis | 52 | 1988 | 9999 |  |  |  | 0.088964 | Default Emission Factor
Decker Creek | 3548_G_GT2 | 3548 | G | GT2 | 89913 | Combustion Turbine | ERC_REST | Texas | Travis | 52 | 1988 | 9999 |  |  |  | 0.088964 | Default Emission Factor
Decker Creek | 3548_G_GT3 | 3548 | G | GT3 | 89915 | Combustion Turbine | ERC_REST | Texas | Travis | 52 | 1988 | 9999 |  |  |  | 0.088964 | Default Emission Factor
Decker Creek | 3548_G_GT4 | 3548 | G | GT4 | 89917 | Combustion Turbine | ERC_REST | Texas | Travis | 52 | 1988 | 9999 |  |  |  | 0.088964 | Default Emission Factor
Silas Ray | 3559_G_10 | 3559 | G | 10 | 89523 | Combustion Turbine | ERC_REST | Texas | Cameron | 45 | 2004 | 9999 | 2019 | 1.9 | 32592 | 0.11659 | NEI 2019
Silas Ray | 3559_G_6 | 3559 | G | 6 |  | Combined Cycle | ERC_REST | Texas | Cameron | 20 | 1959 | 9999 |  |  |  | 0.005982 | NEI 2019
Silas Ray | 3559_G_9 | 3559 | G | 9 | 2461 | Combined Cycle | ERC_REST | Texas | Cameron | 42 | 1996 | 9999 | 2019 | 0.1 | 25793 | 0.005982 | NEI 2019
Silas Ray | 3559_G_DG-3a | 3559 | G | DG-3a |  | Combustion Turbine | ERC_REST | Texas | Cameron | 1 | 2001 | 9999 |  |  |  | 0.69077 | Default Emission Factor
Silas Ray | 3559_G_DG-3b | 3559 | G | DG-3b |  | Combustion Turbine | ERC_REST | Texas | Cameron | 1 | 2001 | 9999 |  |  |  | 0.69077 | Default Emission Factor
Silas Ray | 3559_G_DG-4 | 3559 | G | DG-4 |  | Combustion Turbine | ERC_REST | Texas | Cameron | 1 | 2001 | 9999 |  |  |  | 0.69077 | Default Emission Factor
Silas Ray | 3559_G_DG-6a | 3559 | G | DG-6a |  | Combustion Turbine | ERC_REST | Texas | Cameron | 1 | 2001 | 9999 |  |  |  | 0.69077 | Default Emission Factor
Silas Ray | 3559_G_DG-6b | 3559 | G | DG-6b |  | Combustion Turbine | ERC_REST | Texas | Cameron | 1 | 2001 | 9999 |  |  |  | 0.69077 | Default Emission Factor
Bryan (TX) | 3561_G_7 | 3561 | G | 7 |  | Combustion Turbine | ERC_REST | Texas | Brazos | 21 | 1975 | 9999 |  |  |  | 0.088964 | Default Emission Factor
Ray Olinger | 3576_G_4 | 3576 | G | 4 | 2467 | Combustion Turbine | ERC_REST | Texas | Collin | 75 | 2001 | 9999 | 2019 | 0.36272 | 9167 | 0.079137 | NEI 2019
Mountainview Generating Station | 358_G_MV3A | 358 | G | MV3A | 89500 | Combined Cycle | WECC_SCE | California | San Bernardino | 149 | 2005 | 9999 | 2019 | 1.8284 | 957191.15 | 0.004548 | NEI 2019
Mountainview Generating Station | 358_G_MV3B | 358 | G | MV3B | 89501 | Combined Cycle | WECC_SCE | California | San Bernardino | 149 | 2005 | 9999 | 2019 | 1.3506 | 440700.1 | 0.004548 | NEI 2019
Mountainview Generating Station | 358_G_MV3C | 358 | G | MV3C | 89500 | Combined Cycle | WECC_SCE | California | San Bernardino | 188 | 2005 | 9999 |  |  |  | 0.004548 | NEI 2019
Mountainview Generating Station | 358_G_MV4A | 358 | G | MV4A | 89502 | Combined Cycle | WECC_SCE | California | San Bernardino | 149 | 2006 | 9999 | 2017 | 1.626 | 1435747.44 | 0.003265 | NEI 2019
Mountainview Generating Station | 358_G_MV4B | 358 | G | MV4B | 89503 | Combined Cycle | WECC_SCE | California | San Bernardino | 149 | 2006 | 9999 | 2017 | 1.7798 | 650241.44 | 0.003265 | NEI 2019
Mountainview Generating Station | 358_G_MV4C | 358 | G | MV4C | 89502 | Combined Cycle | WECC_SCE | California | San Bernardino | 188 | 2006 | 9999 |  |  |  | 0.003265 | NEI 2019
Ty Cooke | 3602_G_GT2 | 3602 | G | GT2 |  | Combustion Turbine | SPP_SPS | Texas | Lubbock | 16 | 1971 | 9999 |  |  |  | 0.088964 | Default Emission Factor
Ty Cooke | 3602_G_GT3 | 3602 | G | GT3 |  | Combustion Turbine | SPP_SPS | Texas | Lubbock | 16 | 1974 | 9999 |  |  |  | 0.088964 | Default Emission Factor
J Robert Massengale | 3604_G_6A | 3604 | G | 6A | 2474 | Combined Cycle | SPP_SPS | Texas | Lubbock | 18 | 1957 | 9999 |  |  |  | 0.007555 | NEI 2019
J Robert Massengale | 3604_G_7 | 3604 | G | 7 | 2474 | Combined Cycle | SPP_SPS | Texas | Lubbock | 18 | 1959 | 9999 |  |  |  | 0.007555 | NEI 2019
J Robert Massengale | 3604_G_8 | 3604 | G | 8 | 2474 | Combined Cycle | SPP_SPS | Texas | Lubbock | 38 | 2000 | 9999 | 2019 | 0.5661 | 125615 | 0.007555 | NEI 2019
Leon Creek | 3609_G_CGT1 | 3609 | G | CGT1 | 89297 | Combustion Turbine | ERC_REST | Texas | Bexar | 46 | 2004 | 9999 |  |  |  | 0.088964 | Default Emission Factor
Leon Creek | 3609_G_CGT2 | 3609 | G | CGT2 | 89298 | Combustion Turbine | ERC_REST | Texas | Bexar | 46 | 2004 | 9999 | 2019 | 0.1355 | 41731.0989 | 0.006494 | NEI 2019
Leon Creek | 3609_G_CGT3 | 3609 | G | CGT3 | 89299 | Combustion Turbine | ERC_REST | Texas | Bexar | 44 | 2004 | 9999 | 2019 | 0.1888 | 39916.7033 | 0.00946 | NEI 2019
Leon Creek | 3609_G_CGT4 | 3609 | G | CGT4 | 89300 | Combustion Turbine | ERC_REST | Texas | Bexar | 46 | 2004 | 9999 | 2019 | 0.0885 | 41731.0989 | 0.004241 | NEI 2019
V H Braunig | 3612_G_5 | 3612 | G | 5 | 89837 | Combustion Turbine | ERC_REST | Texas | Bexar | 48 | 2010 | 9999 | 2019 | 0.3 | 39285.3608 | 0.015273 | NEI 2019
V H Braunig | 3612_G_6 | 3612 | G | 6 | 89838 | Combustion Turbine | ERC_REST | Texas | Bexar | 48 | 2010 | 9999 | 2019 | 0.6 | 39285.3608 | 0.030546 | NEI 2019
V H Braunig | 3612_G_7 | 3612 | G | 7 | 89839 | Combustion Turbine | ERC_REST | Texas | Bexar | 48 | 2010 | 9999 | 2019 | 0.8 | 39285.3608 | 0.040728 | NEI 2019
V H Braunig | 3612_G_8 | 3612 | G | 8 | 89840 | Combustion Turbine | ERC_REST | Texas | Bexar | 47 | 2010 | 9999 | 2019 | 0.6 | 38466.9157 | 0.031196 | NEI 2019
R W Miller | 3628_G_4 | 3628 | G | 4 | 2491 | Combustion Turbine | ERC_REST | Texas | Palo Pinto | 104 | 1994 | 9999 | 2019 | 2.5524 | 52299.498 | 0.097608 | NEI 2019
R W Miller | 3628_G_5 | 3628 | G | 5 | 2492 | Combustion Turbine | ERC_REST | Texas | Palo Pinto | 104 | 1994 | 9999 | 2019 | 2.6138 | 52299.498 | 0.099957 | NEI 2019
Pearsall | 3630_G_10A | 3630 | G | 10A |  | Combustion Turbine | ERC_REST | Texas | Frio | 8.4 | 2010 | 9999 | 2019 | 0.1223 | 16473.125 | 0.014848 | NEI 2019
Pearsall | 3630_G_11A | 3630 | G | 11A |  | Combustion Turbine | ERC_REST | Texas | Frio | 8.4 | 2010 | 9999 | 2019 | 0.1217 | 16473.125 | 0.014776 | NEI 2019
Pearsall | 3630_G_12A | 3630 | G | 12A |  | Combustion Turbine | ERC_REST | Texas | Frio | 8.4 | 2010 | 9999 | 2019 | 0.1217 | 16473.125 | 0.014776 | NEI 2019
Pearsall | 3630_G_13A | 3630 | G | 13A |  | Combustion Turbine | ERC_REST | Texas | Frio | 8.4 | 2010 | 9999 | 2019 | 0.0737 | 16473.125 | 0.008948 | NEI 2019
Pearsall | 3630_G_14A | 3630 | G | 14A |  | Combustion Turbine | ERC_REST | Texas | Frio | 8.4 | 2010 | 9999 | 2019 | 0.0801 | 16473.125 | 0.009725 | NEI 2019
Pearsall | 3630_G_15A | 3630 | G | 15A |  | Combustion Turbine | ERC_REST | Texas | Frio | 8.4 | 2010 | 9999 | 2019 | 0.0635 | 16473.125 | 0.00771 | NEI 2019
Pearsall | 3630_G_16A | 3630 | G | 16A |  | Combustion Turbine | ERC_REST | Texas | Frio | 8.4 | 2010 | 9999 | 2019 | 0.0668 | 16473.125 | 0.00811 | NEI 2019
Pearsall | 3630_G_17A | 3630 | G | 17A |  | Combustion Turbine | ERC_REST | Texas | Frio | 8.4 | 2010 | 9999 | 2019 | 0.0738 | 16473.125 | 0.00896 | NEI 2019
Pearsall | 3630_G_18A | 3630 | G | 18A |  | Combustion Turbine | ERC_REST | Texas | Frio | 8.4 | 2010 | 9999 | 2019 | 0.0803 | 16473.125 | 0.009749 | NEI 2019
Pearsall | 3630_G_19A | 3630 | G | 19A |  | Combustion Turbine | ERC_REST | Texas | Frio | 8.4 | 2010 | 9999 | 2019 | 0.0762 | 16473.125 | 0.009251 | NEI 2019
Pearsall | 3630_G_1A | 3630 | G | 1A |  | Combustion Turbine | ERC_REST | Texas | Frio | 8.4 | 2010 | 9999 | 2019 | 0.1284 | 16473.125 | 0.015589 | NEI 2019
Pearsall | 3630_G_20A | 3630 | G | 20A |  | Combustion Turbine | ERC_REST | Texas | Frio | 8.4 | 2010 | 9999 | 2019 | 0.0789 | 16473.125 | 0.009579 | NEI 2019
Pearsall | 3630_G_21A | 3630 | G | 21A |  | Combustion Turbine | ERC_REST | Texas | Frio | 8.4 | 2010 | 9999 | 2019 | 0.0831 | 16473.125 | 0.010089 | NEI 2019
Pearsall | 3630_G_22A | 3630 | G | 22A |  | Combustion Turbine | ERC_REST | Texas | Frio | 8.4 | 2010 | 9999 | 2019 | 0.0853 | 16473.125 | 0.010356 | NEI 2019
Pearsall | 3630_G_23A | 3630 | G | 23A |  | Combustion Turbine | ERC_REST | Texas | Frio | 8.4 | 2010 | 9999 | 2019 | 0.0848 | 16473.125 | 0.010296 | NEI 2019
Pearsall | 3630_G_24A | 3630 | G | 24A |  | Combustion Turbine | ERC_REST | Texas | Frio | 8.4 | 2010 | 9999 | 2019 | 0.0768 | 16473.125 | 0.009324 | NEI 2019
Pearsall | 3630_G_2A | 3630 | G | 2A |  | Combustion Turbine | ERC_REST | Texas | Frio | 8.4 | 2010 | 9999 | 2019 | 0.1298 | 16473.125 | 0.015759 | NEI 2019
Pearsall | 3630_G_3A | 3630 | G | 3A |  | Combustion Turbine | ERC_REST | Texas | Frio | 8.4 | 2010 | 9999 | 2019 | 0.1301 | 16473.125 | 0.015795 | NEI 2019
Pearsall | 3630_G_4A | 3630 | G | 4A |  | Combustion Turbine | ERC_REST | Texas | Frio | 8.4 | 2010 | 9999 | 2019 | 0.13 | 16473.125 | 0.015783 | NEI 2019
Pearsall | 3630_G_5A | 3630 | G | 5A |  | Combustion Turbine | ERC_REST | Texas | Frio | 8.4 | 2010 | 9999 | 2019 | 0.1305 | 16473.125 | 0.015844 | NEI 2019
Pearsall | 3630_G_6A | 3630 | G | 6A |  | Combustion Turbine | ERC_REST | Texas | Frio | 8.4 | 2010 | 9999 | 2019 | 0.1307 | 16473.125 | 0.015868 | NEI 2019
Pearsall | 3630_G_7A | 3630 | G | 7A |  | Combustion Turbine | ERC_REST | Texas | Frio | 8.4 | 2010 | 9999 | 2019 | 0.1222 | 16473.125 | 0.014836 | NEI 2019
Pearsall | 3630_G_8A | 3630 | G | 8A |  | Combustion Turbine | ERC_REST | Texas | Frio | 8.4 | 2010 | 9999 | 2019 | 0.1222 | 16473.125 | 0.014836 | NEI 2019
Pearsall | 3630_G_9A | 3630 | G | 9A |  | Combustion Turbine | ERC_REST | Texas | Frio | 8.4 | 2010 | 9999 | 2019 | 0.1215 | 16473.125 | 0.014751 | NEI 2019
Sam Rayburn | 3631_G_10 | 3631 | G | 10 | 8334 | Combined Cycle | ERC_REST | Texas | Victoria | 37 | 2003 | 9999 |  |  |  | 0.011979 | NEI 2019
Sam Rayburn | 3631_G_4 | 3631 | G | 4 |  | Combustion Turbine | ERC_REST | Texas | Victoria | 1.6 | 1991 | 9999 |  |  |  | 0.69077 | Default Emission Factor
Sam Rayburn | 3631_G_5 | 3631 | G | 5 |  | Combustion Turbine | ERC_REST | Texas | Victoria | 1.6 | 1991 | 9999 |  |  |  | 0.69077 | Default Emission Factor
Sam Rayburn | 3631_G_7 | 3631 | G | 7 | 8334 | Combined Cycle | ERC_REST | Texas | Victoria | 49 | 2003 | 9999 | 2019 | 0.4184 | 105095 | 0.011979 | NEI 2019
Sam Rayburn | 3631_G_8 | 3631 | G | 8 | 8336 | Combined Cycle | ERC_REST | Texas | Victoria | 49 | 2003 | 9999 | 2019 | 0.8684 | 63761 | 0.011979 | NEI 2019
Sam Rayburn | 3631_G_9 | 3631 | G | 9 | 8338 | Combined Cycle | ERC_REST | Texas | Victoria | 48 | 2003 | 9999 | 2019 | 0.0794 | 59250 | 0.011979 | NEI 2019
Gadsby | 3648_G_4 | 3648 | G | 4 | 9559 | Combustion Turbine | WECC_UT | Utah | Salt Lake | 39 | 2002 | 9999 | 2019 | 0.43498 | 6410 | 0.13572 | NEI 2019
Gadsby | 3648_G_5 | 3648 | G | 5 | 9560 | Combustion Turbine | WECC_UT | Utah | Salt Lake | 39 | 2002 | 9999 | 2019 | 0.35738 | 6410 | 0.11151 | NEI 2019
Gadsby | 3648_G_6 | 3648 | G | 6 | 9561 | Combustion Turbine | WECC_UT | Utah | Salt Lake | 39 | 2002 | 9999 | 2019 | 0.30349 | 6410 | 0.094694 | NEI 2019
Bountiful City | 3665_G_1A | 3665 | G | 1A |  | Combustion Turbine | WECC_UT | Utah | Davis | 4.2 | 2001 | 9999 |  |  |  | 0.088964 | Default Emission Factor
Bountiful City | 3665_G_2A | 3665 | G | 2A |  | Combustion Turbine | WECC_UT | Utah | Davis | 11.5 | 2012 | 9999 |  |  |  | 0.088964 | Default Emission Factor
Bountiful City | 3665_G_3A | 3665 | G | 3A |  | Combustion Turbine | WECC_UT | Utah | Davis | 11.5 | 2012 | 9999 |  |  |  | 0.088964 | Default Emission Factor
Ascutney | 3708_G_GT4 | 3708 | G | GT4 |  | Combustion Turbine | NENGREST | Vermont | Windsor | 9 | 1961 | 9999 |  |  |  | 0.12949 | Default Emission Factor
Rutland | 3723_G_GT5 | 3723 | G | GT5 |  | Combustion Turbine | NENGREST | Vermont | Rutland | 8.4 | 1962 | 9999 |  |  |  | 0.12949 | Default Emission Factor
Berlin 5 | 3734_G_GT1 | 3734 | G | GT1 | 90480 | Combustion Turbine | NENGREST | Vermont | Washington | 35 | 1972 | 9999 |  |  |  | 0.12949 | Default Emission Factor
Colchester 16 | 3735_G_GT1 | 3735 | G | GT1 |  | Combustion Turbine | NENGREST | Vermont | Chittenden | 8.7 | 1965 | 9999 |  |  |  | 0.12949 | Default Emission Factor
Essex Junction 19 | 3737_G_IC-5 | 3737 | G | IC-5 |  | Combustion Turbine | NENGREST | Vermont | Chittenden | 1.8 | 2007 | 9999 |  |  |  | 0.69077 | Default Emission Factor
Essex Junction 19 | 3737_G_IC-6 | 3737 | G | IC-6 |  | Combustion Turbine | NENGREST | Vermont | Chittenden | 1.8 | 2007 | 9999 |  |  |  | 0.69077 | Default Emission Factor
Essex Junction 19 | 3737_G_IC-7 | 3737 | G | IC-7 |  | Combustion Turbine | NENGREST | Vermont | Chittenden | 1.8 | 2007 | 9999 |  |  |  | 0.69077 | Default Emission Factor
Essex Junction 19 | 3737_G_IC-8 | 3737 | G | IC-8 |  | Combustion Turbine | NENGREST | Vermont | Chittenden | 1.8 | 2007 | 9999 |  |  |  | 0.69077 | Default Emission Factor
Burlington GT | 3754_G_GT1 | 3754 | G | GT1 | 90491 | Combustion Turbine | NENGREST | Vermont | Chittenden | 19.7 | 1971 | 9999 |  |  |  | 0.12949 | Default Emission Factor
Grayson | 377_G_1 | 377 | G | 1 |  | Combined Cycle | WEC_LADW | California | Los Angeles | 19 | 1977 | 9999 |  |  |  | 0.030815 | Default Emission Factor
Grayson | 377_G_2 | 377 | G | 2 |  | Combined Cycle | WEC_LADW | California | Los Angeles | 19 | 1977 | 9999 |  |  |  | 0.030815 | Default Emission Factor
Grayson | 377_G_8A | 377 | G | 8A |  | Combined Cycle | WEC_LADW | California | Los Angeles | 26 | 1977 | 9999 |  |  |  | 0.030815 | Default Emission Factor
Grayson | 377_G_8BC | 377 | G | 8BC |  | Combined Cycle | WEC_LADW | California | Los Angeles | 46 | 1977 | 9999 |  |  |  | 0.030815 | Default Emission Factor
Grayson | 377_G_9 | 377 | G | 9 | 89495 | Combustion Turbine | WEC_LADW | California | Los Angeles | 48 | 2004 | 9999 |  |  |  | 0.088964 | Default Emission Factor
Bayview | 3782_G_BAYV | 3782 | G | BAYV |  | Combustion Turbine | PJM_EMAC | Virginia | Northampton | 2.1 | 1963 | 9999 |  |  |  | 0.69077 | Default Emission Factor
Bayview | 3782_G_BYV2 | 3782 | G | BYV2 |  | Combustion Turbine | PJM_EMAC | Virginia | Northampton | 2.1 | 1963 | 9999 |  |  |  | 0.69077 | Default Emission Factor
Bayview | 3782_G_BYV3 | 3782 | G | BYV3 |  | Combustion Turbine | PJM_EMAC | Virginia | Northampton | 2.1 | 1963 | 9999 |  |  |  | 0.69077 | Default Emission Factor
Bayview | 3782_G_BYV4 | 3782 | G | BYV4 |  | Combustion Turbine | PJM_EMAC | Virginia | Northampton | 2.1 | 1963 | 9999 |  |  |  | 0.69077 | Default Emission Factor
Bayview | 3782_G_BYV5 | 3782 | G | BYV5 |  | Combustion Turbine | PJM_EMAC | Virginia | Northampton | 2.1 | 1963 | 9999 |  |  |  | 0.69077 | Default Emission Factor
Bayview | 3782_G_BYV6 | 3782 | G | BYV6 |  | Combustion Turbine | PJM_EMAC | Virginia | Northampton | 2.1 | 1963 | 9999 |  |  |  | 0.69077 | Default Emission Factor
Tasley | 3785_G_TAS | 3785 | G | TAS | 89335 | Combustion Turbine | PJM_EMAC | Virginia | Accomack | 31 | 1972 | 9999 |  |  |  | 0.12949 | Default Emission Factor
Chesterfield | 3797_G_CT7 | 3797 | G | CT7 | 89200 | Combined Cycle | PJM_Dom | Virginia | Chesterfield | 142 | 1990 | 9999 | 2019 | 33.087 | 2678400 | 0.024707 | NEI 2019
Chesterfield | 3797_G_CT8 | 3797 | G | CT8 | 2515 | Combined Cycle | PJM_Dom | Virginia | Chesterfield | 140 | 1992 | 9999 |  |  |  | 0.030815 | Default Emission Factor
Chesterfield | 3797_G_CW7 | 3797 | G | CW7 | 89200 | Combined Cycle | PJM_Dom | Virginia | Chesterfield | 55 | 1990 | 9999 |  |  |  | 0.024707 | NEI 2019
Chesterfield | 3797_G_CW8 | 3797 | G | CW8 | 2515 | Combined Cycle | PJM_Dom | Virginia | Chesterfield | 60 | 1992 | 9999 |  |  |  | 0.030815 | Default Emission Factor
Low Moor | 3799_G_GT1 | 3799 | G | GT1 |  | Combustion Turbine | PJM_Dom | Virginia | Alleghany | 12 | 1971 | 9999 |  |  |  | 0.12949 | Default Emission Factor
Low Moor | 3799_G_GT2 | 3799 | G | GT2 |  | Combustion Turbine | PJM_Dom | Virginia | Alleghany | 12 | 1971 | 9999 |  |  |  | 0.12949 | Default Emission Factor
Low Moor | 3799_G_GT3 | 3799 | G | GT3 |  | Combustion Turbine | PJM_Dom | Virginia | Alleghany | 12 | 1971 | 9999 |  |  |  | 0.12949 | Default Emission Factor
Low Moor | 3799_G_GT4 | 3799 | G | GT4 |  | Combustion Turbine | PJM_Dom | Virginia | Alleghany | 12 | 1971 | 9999 |  |  |  | 0.12949 | Default Emission Factor
Northern Neck | 3800_G_GT1 | 3800 | G | GT1 |  | Combustion Turbine | PJM_Dom | Virginia | Richmond | 12 | 1971 | 9999 |  |  |  | 0.12949 | Default Emission Factor
Northern Neck | 3800_G_GT2 | 3800 | G | GT2 |  | Combustion Turbine | PJM_Dom | Virginia | Richmond | 11 | 1971 | 9999 |  |  |  | 0.12949 | Default Emission Factor
Northern Neck | 3800_G_GT3 | 3800 | G | GT3 |  | Combustion Turbine | PJM_Dom | Virginia | Richmond | 12 | 1971 | 9999 |  |  |  | 0.12949 | Default Emission Factor
Northern Neck | 3800_G_GT4 | 3800 | G | GT4 |  | Combustion Turbine | PJM_Dom | Virginia | Richmond | 12 | 1971 | 9999 |  |  |  | 0.12949 | Default Emission Factor
Chesapeake | 3803_G_6 | 3803 | G | 6 |  | Combustion Turbine | PJM_Dom | Virginia | Chesapeake City | 12 | 1969 | 9999 |  |  |  | 0.12949 | Default Emission Factor
Chesapeake | 3803_G_GT1 | 3803 | G | GT1 |  | Combustion Turbine | PJM_Dom | Virginia | Chesapeake City | 15 | 1967 | 9999 |  |  |  | 0.12949 | Default Emission Factor
Chesapeake | 3803_G_GT2 | 3803 | G | GT2 |  | Combustion Turbine | PJM_Dom | Virginia | Chesapeake City | 12 | 1969 | 9999 |  |  |  | 0.12949 | Default Emission Factor
Chesapeake | 3803_G_GT4 | 3803 | G | GT4 |  | Combustion Turbine | PJM_Dom | Virginia | Chesapeake City | 12 | 1969 | 9999 |  |  |  | 0.12949 | Default Emission Factor
Possum Point | 3804_G_6A | 3804 | G | 6A | 8340 | Combined Cycle | PJM_Dom | Virginia | Prince William | 148.5 | 2003 | 9999 |  |  |  | 0.030815 | Default Emission Factor
Possum Point | 3804_G_6B | 3804 | G | 6B | 8342 | Combined Cycle | PJM_Dom | Virginia | Prince William | 148.5 | 2003 | 9999 |  |  |  | 0.030815 | Default Emission Factor
Possum Point | 3804_G_6ST | 3804 | G | 6ST | 8340 | Combined Cycle | PJM_Dom | Virginia | Prince William | 262 | 2003 | 9999 |  |  |  | 0.030815 | Default Emission Factor
Possum Point | 3804_G_GT1 | 3804 | G | GT1 |  | Combustion Turbine | PJM_Dom | Virginia | Prince William | 12 | 1968 | 9999 |  |  |  | 0.12949 | Default Emission Factor
Possum Point | 3804_G_GT2 | 3804 | G | GT2 |  | Combustion Turbine | PJM_Dom | Virginia | Prince William | 12 | 1968 | 9999 |  |  |  | 0.12949 | Default Emission Factor
Possum Point | 3804_G_GT3 | 3804 | G | GT3 |  | Combustion Turbine | PJM_Dom | Virginia | Prince William | 12 | 1968 | 9999 |  |  |  | 0.12949 | Default Emission Factor
Possum Point | 3804_G_GT4 | 3804 | G | GT4 |  | Combustion Turbine | PJM_Dom | Virginia | Prince William | 12 | 1968 | 9999 |  |  |  | 0.12949 | Default Emission Factor
Possum Point | 3804_G_GT5 | 3804 | G | GT5 |  | Combustion Turbine | PJM_Dom | Virginia | Prince William | 12 | 1968 | 9999 |  |  |  | 0.12949 | Default Emission Factor
Possum Point | 3804_G_GT6 | 3804 | G | GT6 |  | Combustion Turbine | PJM_Dom | Virginia | Prince William | 12 | 1968 | 9999 |  |  |  | 0.12949 | Default Emission Factor
Crystal Mountain | 3853_G_1 | 3853 | G | 1 |  | Combustion Turbine | WECC_PNW | Washington | Pierce | 2.5 | 1969 | 9999 |  |  |  | 0.69077 | Default Emission Factor
El Centro Hybrid | 389_G_2 | 389 | G | 2 | 255 | Combined Cycle | WECC_IID | California | Imperial | 31 | 1952 | 9999 |  |  |  | 0.061587 | NEI 2019
El Centro Hybrid | 389_G_2A | 389 | G | 2A | 255 | Combined Cycle | WECC_IID | California | Imperial | 71 | 1993 | 9999 | 2019 | 4.9101 | 111570 | 0.061587 | NEI 2019
El Centro Hybrid | 389_G_30 | 389 | G | 30 | 90785 | Combined Cycle | WECC_IID | California | Imperial | 52 | 2012 | 9999 |  |  |  | 0.01526 | NEI 2019
El Centro Hybrid | 389_G_31 | 389 | G | 31 | 90785 | Combined Cycle | WECC_IID | California | Imperial | 45 | 2012 | 9999 |  |  |  | 0.01526 | NEI 2019
El Centro Hybrid | 389_G_32 | 389 | G | 32 | 90786 | Combined Cycle | WECC_IID | California | Imperial | 45 | 2012 | 9999 | 2017 | 4.7795 | 626404 | 0.01526 | NEI 2019
Mt Storm | 3954_G_JF1 | 3954 | G | JF1 |  | Combustion Turbine | PJM_AP | West Virginia | Grant | 11 | 1967 | 9999 |  |  |  | 0.12949 | Default Emission Factor
Gordon | 3976_G_3 | 3976 | G | 3 |  | Combustion Turbine | MIS_MNWI | Wisconsin | Douglas | 0.7 | 1955 | 9999 |  |  |  | 0.69077 | Default Emission Factor
Gordon | 3976_G_4 | 3976 | G | 4 |  | Combustion Turbine | MIS_MNWI | Wisconsin | Douglas | 0.7 | 1949 | 9999 |  |  |  | 0.69077 | Default Emission Factor
Gordon | 3976_G_5 | 3976 | G | 5 |  | Combustion Turbine | MIS_MNWI | Wisconsin | Douglas | 0.7 | 2001 | 9999 |  |  |  | 0.69077 | Default Emission Factor
Gordon | 3976_G_6 | 3976 | G | 6 |  | Combustion Turbine | MIS_MNWI | Wisconsin | Douglas | 0.7 | 2001 | 9999 |  |  |  | 0.69077 | Default Emission Factor
Harbor | 399_G_10A | 399 | G | 10A | 259 | Combined Cycle | WEC_LADW | California | Los Angeles | 73 | 1995 | 9999 | 2017 | 0.0702 | 23778 | 0.002198 | NEI 2019
Harbor | 399_G_10B | 399 | G | 10B | 260 | Combined Cycle | WEC_LADW | California | Los Angeles | 73 | 1995 | 9999 |  |  |  | 0.002198 | NEI 2019
Harbor | 399_G_5 | 399 | G | 5 | 259 | Combined Cycle | WEC_LADW | California | Los Angeles | 56 | 1995 | 9999 |  |  |  | 0.002198 | NEI 2019
Harbor | 399_G_GT10 | 399 | G | GT10 | 262 | Combustion Turbine | WEC_LADW | California | Los Angeles | 47.4 | 2002 | 9999 |  |  |  | 0.088964 | Default Emission Factor
Harbor | 399_G_GT11 | 399 | G | GT11 | 263 | Combustion Turbine | WEC_LADW | California | Los Angeles | 47.4 | 2002 | 9999 | 2019 | 1.0397 | 3615.2 | 0.5752 | NEI 2019
Harbor | 399_G_GT12 | 399 | G | GT12 | 264 | Combustion Turbine | WEC_LADW | California | Los Angeles | 47.4 | 2002 | 9999 |  |  |  | 0.088964 | Default Emission Factor
Harbor | 399_G_GT13 | 399 | G | GT13 | 265 | Combustion Turbine | WEC_LADW | California | Los Angeles | 47.4 | 2002 | 9999 |  |  |  | 0.088964 | Default Emission Factor
Harbor | 399_G_GT14 | 399 | G | GT14 | 266 | Combustion Turbine | WEC_LADW | California | Los Angeles | 47.4 | 2002 | 9999 |  |  |  | 0.088964 | Default Emission Factor
Haynes | 400_G_10 | 400 | G | 10 | 89434 | Combined Cycle | WEC_LADW | California | Los Angeles | 157.5 | 2005 | 9999 | 2017 | 9.9034 | 796618 | 0.016166 | NEI 2019
Haynes | 400_G_11 | 400 | G | 11 | 90755 | Combustion Turbine | WEC_LADW | California | Los Angeles | 99.4 | 2013 | 9999 | 2019 | 0.51196 | 62974.3333 | 0.016259 | NEI 2019
Haynes | 400_G_12 | 400 | G | 12 | 90756 | Combustion Turbine | WEC_LADW | California | Los Angeles | 99.4 | 2013 | 9999 | 2019 | 0.15947 | 62974.3333 | 0.005065 | NEI 2019
Haynes | 400_G_13 | 400 | G | 13 | 90757 | Combustion Turbine | WEC_LADW | California | Los Angeles | 99.4 | 2013 | 9999 | 2017 | 0.22645 | 30880 | 0.014666 | NEI 2019
Haynes | 400_G_14 | 400 | G | 14 | 90758 | Combustion Turbine | WEC_LADW | California | Los Angeles | 99.4 | 2013 | 9999 | 2017 | 0.066905 | 30880 | 0.004333 | NEI 2019
Haynes | 400_G_15 | 400 | G | 15 | 90759 | Combustion Turbine | WEC_LADW | California | Los Angeles | 99.4 | 2013 | 9999 | 2017 | 0.34701 | 30880 | 0.022474 | NEI 2019
Haynes | 400_G_16 | 400 | G | 16 | 90760 | Combustion Turbine | WEC_LADW | California | Los Angeles | 99.4 | 2013 | 9999 | 2017 | 0.73 | 30880 | 0.04728 | NEI 2019
Haynes | 400_G_8 | 400 | G | 8 | 89433 | Combined Cycle | WEC_LADW | California | Los Angeles | 235 | 2005 | 9999 |  |  |  | 0.016166 | NEI 2019
Haynes | 400_G_9 | 400 | G | 9 | 89433 | Combined Cycle | WEC_LADW | California | Los Angeles | 162.5 | 2005 | 9999 | 2019 | 10.3824 | 1713072 | 0.016166 | NEI 2019
Wheaton | 4014_G_1 | 4014 | G | 1 | 89998 | Combustion Turbine | MIS_MNWI | Wisconsin | Chippewa | 44 | 1973 | 2025 |  |  |  | 0.088964 | Default Emission Factor
Wheaton | 4014_G_2 | 4014 | G | 2 | 89999 | Combustion Turbine | MIS_MNWI | Wisconsin | Chippewa | 51 | 1973 | 2025 |  |  |  | 0.088964 | Default Emission Factor
Wheaton | 4014_G_3 | 4014 | G | 3 | 90000 | Combustion Turbine | MIS_MNWI | Wisconsin | Chippewa | 44 | 1973 | 2025 |  |  |  | 0.088964 | Default Emission Factor
Wheaton | 4014_G_4 | 4014 | G | 4 | 90001 | Combustion Turbine | MIS_MNWI | Wisconsin | Chippewa | 47 | 1973 | 2025 |  |  |  | 0.088964 | Default Emission Factor
Wheaton | 4014_G_6 | 4014 | G | 6 | 90003 | Combustion Turbine | MIS_MNWI | Wisconsin | Chippewa | 48 | 1973 | 2025 |  |  |  | 0.12949 | Default Emission Factor
Frederic Diesel | 4020_G_10 | 4020 | G | 10 |  | Combustion Turbine | MIS_MNWI | Wisconsin | Polk | 2.5 | 2000 | 9999 |  |  |  | 0.69077 | Default Emission Factor
Frederic Diesel | 4020_G_2 | 4020 | G | 2 |  | Combustion Turbine | MIS_MNWI | Wisconsin | Polk | 0.7 | 1948 | 9999 |  |  |  | 0.69077 | Default Emission Factor
Frederic Diesel | 4020_G_3 | 4020 | G | 3 |  | Combustion Turbine | MIS_MNWI | Wisconsin | Polk | 0.7 | 1949 | 9999 |  |  |  | 0.69077 | Default Emission Factor
Frederic Diesel | 4020_G_4 | 4020 | G | 4 |  | Combustion Turbine | MIS_MNWI | Wisconsin | Polk | 0.6 | 1955 | 9999 |  |  |  | 0.69077 | Default Emission Factor
Frederic Diesel | 4020_G_5 | 4020 | G | 5 |  | Combustion Turbine | MIS_MNWI | Wisconsin | Polk | 0.5 | 1955 | 9999 |  |  |  | 0.69077 | Default Emission Factor
Frederic Diesel | 4020_G_6 | 4020 | G | 6 |  | Combustion Turbine | MIS_MNWI | Wisconsin | Polk | 1.7 | 1970 | 9999 |  |  |  | 0.69077 | Default Emission Factor
Frederic Diesel | 4020_G_7 | 4020 | G | 7 |  | Combustion Turbine | MIS_MNWI | Wisconsin | Polk | 1.8 | 1975 | 9999 |  |  |  | 0.69077 | Default Emission Factor
Frederic Diesel | 4020_G_8 | 4020 | G | 8 |  | Combustion Turbine | MIS_MNWI | Wisconsin | Polk | 2.5 | 2000 | 9999 |  |  |  | 0.69077 | Default Emission Factor
Frederic Diesel | 4020_G_9 | 4020 | G | 9 |  | Combustion Turbine | MIS_MNWI | Wisconsin | Polk | 2.5 | 2000 | 9999 |  |  |  | 0.69077 | Default Emission Factor
Grantsburg Diesel | 4021_G_1A | 4021 | G | 1A |  | Combustion Turbine | MIS_MNWI | Wisconsin | Burnett | 0.8 | 1995 | 9999 |  |  |  | 0.69077 | Default Emission Factor
Grantsburg Diesel | 4021_G_2 | 4021 | G | 2 |  | Combustion Turbine | MIS_MNWI | Wisconsin | Burnett | 0.8 | 1963 | 9999 |  |  |  | 0.69077 | Default Emission Factor
Grantsburg Diesel | 4021_G_3 | 4021 | G | 3 |  | Combustion Turbine | MIS_MNWI | Wisconsin | Burnett | 0.9 | 1968 | 9999 |  |  |  | 0.69077 | Default Emission Factor
Grantsburg Diesel | 4021_G_4 | 4021 | G | 4 |  | Combustion Turbine | MIS_MNWI | Wisconsin | Burnett | 2 | 1975 | 9999 |  |  |  | 0.69077 | Default Emission Factor
Grantsburg Diesel | 4021_G_8 | 4021 | G | 8 |  | Combustion Turbine | MIS_MNWI | Wisconsin | Burnett | 1.8 | 2007 | 9999 |  |  |  | 0.69077 | Default Emission Factor
Scattergood | 404_G_4 | 404 | G | 4 | 90958 | Combined Cycle | WEC_LADW | California | Los Angeles | 204 | 2015 | 9999 | 2017 | 8.5321 | 1824024 | 0.009355 | NEI 2019
Scattergood | 404_G_5 | 404 | G | 5 | 90958 | Combined Cycle | WEC_LADW | California | Los Angeles | 107 | 2015 | 9999 |  |  |  | 0.009355 | NEI 2019
Scattergood | 404_G_6 | 404 | G | 6 | 90959 | Combustion Turbine | WEC_LADW | California | Los Angeles | 102 | 2015 | 9999 | 2017 | 0.40753 | 30122 | 0.027059 | NEI 2019
Scattergood | 404_G_7 | 404 | G | 7 | 90960 | Combustion Turbine | WEC_LADW | California | Los Angeles | 102 | 2015 | 9999 | 2017 | 0.32936 | 30122 | 0.021868 | NEI 2019
Port Washington Generating Station | 4040_G_1CT1 | 4040 | G | 1CT1 | 89429 | Combined Cycle | MIS_WUMS | Wisconsin | Ozaukee | 171.9 | 2008 | 9999 | 2019 | 10.8373 | 1258683 | 0.008158 | NEI 2019
Port Washington Generating Station | 4040_G_1CT2 | 4040 | G | 1CT2 | 89430 | Combined Cycle | MIS_WUMS | Wisconsin | Ozaukee | 171.9 | 2008 | 9999 | 2019 | 4.7648 | 1222778 | 0.008158 | NEI 2019
Port Washington Generating Station | 4040_G_2CT1 | 4040 | G | 2CT1 | 89431 | Combined Cycle | MIS_WUMS | Wisconsin | Ozaukee | 171.9 | 2005 | 9999 | 2019 | 9.7103 | 1296876 | 0.00617 | NEI 2019
Port Washington Generating Station | 4040_G_2CT2 | 4040 | G | 2CT2 | 89432 | Combined Cycle | MIS_WUMS | Wisconsin | Ozaukee | 171.9 | 2005 | 9999 | 2019 | 2.7605 | 1329071 | 0.00617 | NEI 2019
Port Washington Generating Station | 4040_G_ST1 | 4040 | G | ST1 | 89429 | Combined Cycle | MIS_WUMS | Wisconsin | Ozaukee | 264.6 | 2008 | 9999 |  |  |  | 0.008158 | NEI 2019
Port Washington Generating Station | 4040_G_ST2 | 4040 | G | ST2 | 89431 | Combined Cycle | MIS_WUMS | Wisconsin | Ozaukee | 264.6 | 2005 | 9999 |  |  |  | 0.00617 | NEI 2019
Valley (WI) | 4042_G_3 | 4042 | G | 3 |  | Combustion Turbine | MIS_WUMS | Wisconsin | Milwaukee | 2.7 | 1969 | 9999 |  |  |  | 0.69077 | Default Emission Factor
Point Beach Nuclear Plant | 4046_G_5 | 4046 | G | 5 |  | Combustion Turbine | MIS_WUMS | Wisconsin | Manitowoc | 15 | 1969 | 9999 |  |  |  | 0.12949 | Default Emission Factor
Pulliam | 4072_G_31 | 4072 | G | 31 | 9282 | Combustion Turbine | MIS_WUMS | Wisconsin | Brown | 81.5 | 2003 | 9999 |  |  |  | 0.088964 | Default Emission Factor
West Marinette | 4076_G_31 | 4076 | G | 31 | 89871 | Combustion Turbine | MIS_WUMS | Wisconsin | Marinette | 38.6 | 1971 | 9999 |  |  |  | 0.088964 | Default Emission Factor
West Marinette | 4076_G_32 | 4076 | G | 32 | 89873 | Combustion Turbine | MIS_WUMS | Wisconsin | Marinette | 37.1 | 1973 | 9999 |  |  |  | 0.088964 | Default Emission Factor
West Marinette | 4076_G_33 | 4076 | G | 33 | 2611 | Combustion Turbine | MIS_WUMS | Wisconsin | Marinette | 82.9 | 1993 | 9999 | 2019 | 0.52607 | 13307.384 | 0.079065 | NEI 2019
Weston | 4078_G_31 | 4078 | G | 31 | 89867 | Combustion Turbine | MIS_WUMS | Wisconsin | Marathon | 14.9 | 1969 | 9999 |  |  |  | 0.088964 | Default Emission Factor
Weston | 4078_G_32 | 4078 | G | 32 | 89875 | Combustion Turbine | MIS_WUMS | Wisconsin | Marathon | 19.4 | 1973 | 9999 |  |  |  | 0.088964 | Default Emission Factor
Valley (CA) | 408_G_5 | 408 | G | 5 | 284 | Combustion Turbine | WEC_LADW | California | Los Angeles | 43 | 2001 | 9999 | 2017 | 0.11993 | 4557 | 0.052638 | NEI 2019
Valley (CA) | 408_G_6 | 408 | G | 6 | 89304 | Combined Cycle | WEC_LADW | California | Los Angeles | 162 | 2003 | 9999 | 2019 | 3.9687 | 725728 | 0.01042 | NEI 2019
Valley (CA) | 408_G_7 | 408 | G | 7 | 89305 | Combined Cycle | WEC_LADW | California | Los Angeles | 162 | 2003 | 9999 | 2017 | 6.579 | 1027072 | 0.01042 | NEI 2019
Valley (CA) | 408_G_8 | 408 | G | 8 | 89304 | Combined Cycle | WEC_LADW | California | Los Angeles | 209 | 2003 | 9999 |  |  |  | 0.01042 | NEI 2019
Arcadia Electric | 4100_G_1 | 4100 | G | 1 |  | Combustion Turbine | MIS_MNWI | Wisconsin | Trempealeau | 1.3 | 1956 | 9999 |  |  |  | 0.69077 | Default Emission Factor
Arcadia Electric | 4100_G_10 | 4100 | G | 10 |  | Combustion Turbine | MIS_MNWI | Wisconsin | Trempealeau | 2 | 2007 | 9999 |  |  |  | 0.69077 | Default Emission Factor
Arcadia Electric | 4100_G_2 | 4100 | G | 2 |  | Combustion Turbine | MIS_MNWI | Wisconsin | Trempealeau | 1 | 1947 | 9999 |  |  |  | 0.69077 | Default Emission Factor
Arcadia Electric | 4100_G_3 | 4100 | G | 3 |  | Combustion Turbine | MIS_MNWI | Wisconsin | Trempealeau | 0.4 | 1940 | 9999 |  |  |  | 0.69077 | Default Emission Factor
Arcadia Electric | 4100_G_4 | 4100 | G | 4 |  | Combustion Turbine | MIS_MNWI | Wisconsin | Trempealeau | 0.2 | 1930 | 9999 |  |  |  | 0.69077 | Default Emission Factor
Arcadia Electric | 4100_G_5 | 4100 | G | 5 |  | Combustion Turbine | MIS_MNWI | Wisconsin | Trempealeau | 3 | 1972 | 9999 |  |  |  | 0.11376 | Default Emission Factor
Arcadia Electric | 4100_G_6 | 4100 | G | 6 |  | Combustion Turbine | MIS_MNWI | Wisconsin | Trempealeau | 3 | 1987 | 9999 |  |  |  | 0.11376 | Default Emission Factor
Arcadia Electric | 4100_G_7 | 4100 | G | 7 |  | Combustion Turbine | MIS_MNWI | Wisconsin | Trempealeau | 2 | 2002 | 9999 |  |  |  | 0.69077 | Default Emission Factor
Arcadia Electric | 4100_G_8 | 4100 | G | 8 |  | Combustion Turbine | MIS_MNWI | Wisconsin | Trempealeau | 2 | 2002 | 9999 |  |  |  | 0.69077 | Default Emission Factor
Arcadia Electric | 4100_G_9 | 4100 | G | 9 |  | Combustion Turbine | MIS_MNWI | Wisconsin | Trempealeau | 2 | 2002 | 9999 |  |  |  | 0.69077 | Default Emission Factor
Barron | 4102_G_1A | 4102 | G | 1A |  | Combustion Turbine | MIS_MNWI | Wisconsin | Barron | 1.1 | 1998 | 9999 |  |  |  | 0.69077 | Default Emission Factor
Barron | 4102_G_2A | 4102 | G | 2A |  | Combustion Turbine | MIS_MNWI | Wisconsin | Barron | 1.1 | 1998 | 9999 |  |  |  | 0.69077 | Default Emission Factor
Barron | 4102_G_3A | 4102 | G | 3A |  | Combustion Turbine | MIS_MNWI | Wisconsin | Barron | 1.1 | 1998 | 9999 |  |  |  | 0.69077 | Default Emission Factor
Barron | 4102_G_4 | 4102 | G | 4 |  | Combustion Turbine | MIS_MNWI | Wisconsin | Barron | 1.1 | 1998 | 9999 |  |  |  | 0.69077 | Default Emission Factor
Barron | 4102_G_8 | 4102 | G | 8 |  | Combustion Turbine | MIS_MNWI | Wisconsin | Barron | 1.3 | 1954 | 9999 |  |  |  | 0.69077 | Default Emission Factor
Barron | 4102_G_9 | 4102 | G | 9 |  | Combustion Turbine | MIS_MNWI | Wisconsin | Barron | 2 | 1960 | 9999 |  |  |  | 0.69077 | Default Emission Factor
Cashton | 4107_G_3 | 4107 | G | 3 |  | Combustion Turbine | MIS_WUMS | Wisconsin | Monroe | 0.4 | 1932 | 9999 |  |  |  | 0.69077 | Default Emission Factor
Cashton | 4107_G_5 | 4107 | G | 5 |  | Combustion Turbine | MIS_WUMS | Wisconsin | Monroe | 1.1 | 1970 | 9999 |  |  |  | 0.11376 | Default Emission Factor
Cashton | 4107_G_6 | 4107 | G | 6 |  | Combustion Turbine | MIS_WUMS | Wisconsin | Monroe | 2 | 2002 | 9999 |  |  |  | 0.69077 | Default Emission Factor
Cumberland (WI) | 4112_G_1 | 4112 | G | 1 |  | Combustion Turbine | MIS_MNWI | Wisconsin | Barron | 0.7 | 1945 | 9999 |  |  |  | 0.69077 | Default Emission Factor
Cumberland (WI) | 4112_G_2 | 4112 | G | 2 |  | Combustion Turbine | MIS_MNWI | Wisconsin | Barron | 0.3 | 1939 | 9999 |  |  |  | 0.69077 | Default Emission Factor
Cumberland (WI) | 4112_G_3 | 4112 | G | 3 |  | Combustion Turbine | MIS_MNWI | Wisconsin | Barron | 0.3 | 1939 | 9999 |  |  |  | 0.69077 | Default Emission Factor
Cumberland (WI) | 4112_G_4 | 4112 | G | 4 |  | Combustion Turbine | MIS_MNWI | Wisconsin | Barron | 1.2 | 1954 | 9999 |  |  |  | 0.69077 | Default Emission Factor
Cumberland (WI) | 4112_G_5 | 4112 | G | 5 |  | Combustion Turbine | MIS_MNWI | Wisconsin | Barron | 2.1 | 1966 | 9999 |  |  |  | 0.11376 | Default Emission Factor
Cumberland (WI) | 4112_G_6 | 4112 | G | 6 |  | Combustion Turbine | MIS_MNWI | Wisconsin | Barron | 6.7 | 1979 | 9999 |  |  |  | 0.69077 | Default Emission Factor
Cumberland (WI) | 4112_G_7 | 4112 | G | 7 |  | Combustion Turbine | MIS_MNWI | Wisconsin | Barron | 6.2 | 2001 | 9999 |  |  |  | 0.11376 | Default Emission Factor
Cumberland (WI) | 4112_G_8 | 4112 | G | 8 |  | Combustion Turbine | MIS_MNWI | Wisconsin | Barron | 3.5 | 2001 | 9999 |  |  |  | 0.11376 | Default Emission Factor
Elroy | 4113_G_1A | 4113 | G | 1A |  | Combustion Turbine | MIS_MNWI | Wisconsin | Juneau | 2.2 | 2005 | 9999 |  |  |  | 0.69077 | Default Emission Factor
Elroy | 4113_G_2A | 4113 | G | 2A |  | Combustion Turbine | MIS_MNWI | Wisconsin | Juneau | 2.2 | 2005 | 9999 |  |  |  | 0.69077 | Default Emission Factor
Elroy | 4113_G_5 | 4113 | G | 5 |  | Combustion Turbine | MIS_MNWI | Wisconsin | Juneau | 2.2 | 1973 | 9999 |  |  |  | 0.11376 | Default Emission Factor
Fennimore | 4114_G_4 | 4114 | G | 4 |  | Combustion Turbine | MIS_MNWI | Wisconsin | Grant | 1.1 | 1964 | 9999 |  |  |  | 0.69077 | Default Emission Factor
Fennimore | 4114_G_5 | 4114 | G | 5 |  | Combustion Turbine | MIS_MNWI | Wisconsin | Grant | 0.9 | 1952 | 9999 |  |  |  | 0.69077 | Default Emission Factor
Fennimore | 4114_G_6 | 4114 | G | 6 |  | Combustion Turbine | MIS_MNWI | Wisconsin | Grant | 2 | 1999 | 9999 |  |  |  | 0.69077 | Default Emission Factor
Fennimore | 4114_G_7 | 4114 | G | 7 |  | Combustion Turbine | MIS_MNWI | Wisconsin | Grant | 2 | 1999 | 9999 |  |  |  | 0.69077 | Default Emission Factor
Fennimore | 4114_G_8 | 4114 | G | 8 |  | Combustion Turbine | MIS_MNWI | Wisconsin | Grant | 2 | 1999 | 9999 |  |  |  | 0.69077 | Default Emission Factor
Kaukauna Gas Turbine | 4118_G_GT1 | 4118 | G | GT1 |  | Combustion Turbine | MIS_WUMS | Wisconsin | Outagamie | 15.8 | 1969 | 9999 |  |  |  | 0.088964 | Default Emission Factor
La Farge | 4124_G_2A | 4124 | G | 2A |  | Combustion Turbine | MIS_MNWI | Wisconsin | Vernon | 1.5 | 1990 | 9999 |  |  |  | 0.69077 | Default Emission Factor
New Lisbon | 4130_G_2 | 4130 | G | 2 |  | Combustion Turbine | MIS_MNWI | Wisconsin | Juneau | 1.2 | 1966 | 9999 |  |  |  | 0.69077 | Default Emission Factor
New Lisbon | 4130_G_5 | 4130 | G | 5 |  | Combustion Turbine | MIS_MNWI | Wisconsin | Juneau | 2.4 | 1977 | 9999 |  |  |  | 0.69077 | Default Emission Factor
New Lisbon | 4130_G_6 | 4130 | G | 6 |  | Combustion Turbine | MIS_MNWI | Wisconsin | Juneau | 2 | 2005 | 9999 |  |  |  | 0.69077 | Default Emission Factor
New Lisbon | 4130_G_7 | 4130 | G | 7 |  | Combustion Turbine | MIS_MNWI | Wisconsin | Juneau | 2 | 2005 | 9999 |  |  |  | 0.69077 | Default Emission Factor
Viola | 4139_G_3 | 4139 | G | 3 |  | Combustion Turbine | MIS_MNWI | Wisconsin | Richland | 1.8 | 2002 | 9999 |  |  |  | 0.69077 | Default Emission Factor
Washington Island | 4148_G_2 | 4148 | G | 2 |  | Combustion Turbine | MIS_WUMS | Wisconsin | Door | 0.1 | 1952 | 9999 |  |  |  | 0.69077 | Default Emission Factor
Washington Island | 4148_G_3 | 4148 | G | 3 |  | Combustion Turbine | MIS_WUMS | Wisconsin | Door | 0.1 | 1945 | 9999 |  |  |  | 0.69077 | Default Emission Factor
Washington Island | 4148_G_4 | 4148 | G | 4 |  | Combustion Turbine | MIS_WUMS | Wisconsin | Door | 0.2 | 1951 | 9999 |  |  |  | 0.69077 | Default Emission Factor
Washington Island | 4148_G_5 | 4148 | G | 5 |  | Combustion Turbine | MIS_WUMS | Wisconsin | Door | 0.5 | 1968 | 9999 |  |  |  | 0.69077 | Default Emission Factor
Washington Island | 4148_G_6 | 4148 | G | 6 |  | Combustion Turbine | MIS_WUMS | Wisconsin | Door | 0.9 | 1972 | 9999 |  |  |  | 0.69077 | Default Emission Factor
Washington Island | 4148_G_7 | 4148 | G | 7 |  | Combustion Turbine | MIS_WUMS | Wisconsin | Door | 1.6 | 1997 | 9999 |  |  |  | 0.69077 | Default Emission Factor
Washington Island | 4148_G_8 | 4148 | G | 8 |  | Combustion Turbine | MIS_WUMS | Wisconsin | Door | 1.6 | 1997 | 9999 |  |  |  | 0.69077 | Default Emission Factor
Powerlane Plant | 4195_G_EP | 4195 | G | EP |  | Combustion Turbine | ERC_REST | Texas | Hunt | 8.2 | 2010 | 9999 | 2019 | 1.0696 | 2164 | 0.98854 | NEI 2019
Powerlane Plant | 4195_G_EP2 | 4195 | G | EP2 |  | Combustion Turbine | ERC_REST | Texas | Hunt | 8.2 | 2010 | 9999 | 2019 | 0.9979 | 2164 | 0.92227 | NEI 2019
Powerlane Plant | 4195_G_EP3 | 4195 | G | EP3 |  | Combustion Turbine | ERC_REST | Texas | Hunt | 8.2 | 2010 | 9999 | 2019 | 1.02 | 2164 | 0.9427 | NEI 2019
Glenarm | 422_G_GT1 | 422 | G | GT1 |  | Combustion Turbine | WECC_SCE | California | Los Angeles | 28.6 | 1976 | 9999 |  |  |  | 0.088964 | Default Emission Factor
Glenarm | 422_G_GT2 | 422 | G | GT2 |  | Combustion Turbine | WECC_SCE | California | Los Angeles | 28.6 | 1976 | 9999 |  |  |  | 0.088964 | Default Emission Factor
Glenarm | 422_G_GT3 | 422 | G | GT3 | 88258 | Combustion Turbine | WECC_SCE | California | Los Angeles | 47.2 | 2004 | 9999 |  |  |  | 0.088964 | Default Emission Factor
Glenarm | 422_G_GT4 | 422 | G | GT4 | 88259 | Combustion Turbine | WECC_SCE | California | Los Angeles | 47.2 | 2004 | 9999 |  |  |  | 0.088964 | Default Emission Factor
Glenarm | 422_G_GT5 | 422 | G | GT5 | 90975 | Combined Cycle | WECC_SCE | California | Los Angeles | 68 | 2016 | 9999 |  |  |  | 0.030815 | Default Emission Factor
Glenarm | 422_G_ST1 | 422 | G | ST1 |  | Combined Cycle | WECC_SCE | California | Los Angeles | 16 | 2016 | 9999 |  |  |  | 0.030815 | Default Emission Factor
Logan City | 4251_G_1 | 4251 | G | 1 |  | Combustion Turbine | WECC_UT | Utah | Cache | 4.5 | 2002 | 9999 |  |  |  | 0.088964 | Default Emission Factor
Logan City | 4251_G_2 | 4251 | G | 2 |  | Combustion Turbine | WECC_UT | Utah | Cache | 4.5 | 2002 | 9999 |  |  |  | 0.088964 | Default Emission Factor
Logan City | 4251_G_3 | 4251 | G | 3 |  | Combustion Turbine | WECC_UT | Utah | Cache | 4.5 | 2002 | 9999 |  |  |  | 0.088964 | Default Emission Factor
Walnut | 4256_G_1 | 4256 | G | 1 |  | Combustion Turbine | WEC_CALN | California | Stanislaus | 23.5 | 1986 | 9999 |  |  |  | 0.088964 | Default Emission Factor
Walnut | 4256_G_2 | 4256 | G | 2 |  | Combustion Turbine | WEC_CALN | California | Stanislaus | 23.5 | 1986 | 9999 |  |  |  | 0.088964 | Default Emission Factor
Easton 2 | 4257_G_201 | 4257 | G | 201 |  | Combustion Turbine | PJM_EMAC | Maryland | Talbot | 1.5 | 1995 | 9999 |  |  |  | 0.69077 | Default Emission Factor
Easton 2 | 4257_G_202 | 4257 | G | 202 |  | Combustion Turbine | PJM_EMAC | Maryland | Talbot | 1.5 | 1995 | 9999 |  |  |  | 0.69077 | Default Emission Factor
Easton 2 | 4257_G_203 | 4257 | G | 203 |  | Combustion Turbine | PJM_EMAC | Maryland | Talbot | 4.5 | 2004 | 9999 |  |  |  | 0.12949 | Default Emission Factor
Easton 2 | 4257_G_204 | 4257 | G | 204 |  | Combustion Turbine | PJM_EMAC | Maryland | Talbot | 4.5 | 2004 | 9999 |  |  |  | 0.12949 | Default Emission Factor
Easton 2 | 4257_G_21 | 4257 | G | 21 |  | Combustion Turbine | PJM_EMAC | Maryland | Talbot | 6.2 | 1978 | 9999 |  |  |  | 0.69077 | Default Emission Factor
Easton 2 | 4257_G_22 | 4257 | G | 22 |  | Combustion Turbine | PJM_EMAC | Maryland | Talbot | 6.2 | 1978 | 9999 |  |  |  | 0.69077 | Default Emission Factor
Easton 2 | 4257_G_23 | 4257 | G | 23 |  | Combustion Turbine | PJM_EMAC | Maryland | Talbot | 6.3 | 1989 | 9999 |  |  |  | 0.69077 | Default Emission Factor
Easton 2 | 4257_G_24 | 4257 | G | 24 |  | Combustion Turbine | PJM_EMAC | Maryland | Talbot | 6.3 | 1989 | 9999 |  |  |  | 0.69077 | Default Emission Factor
Pueblo | 460_G_IC1 | 460 | G | IC1 |  | Combustion Turbine | WECC_CO | Colorado | Pueblo | 2 | 1964 | 9999 |  |  |  | 0.69077 | Default Emission Factor
Pueblo | 460_G_IC3 | 460 | G | IC3 |  | Combustion Turbine | WECC_CO | Colorado | Pueblo | 2 | 1964 | 9999 |  |  |  | 0.69077 | Default Emission Factor
Pueblo | 460_G_IC4 | 460 | G | IC4 |  | Combustion Turbine | WECC_CO | Colorado | Pueblo | 2 | 1964 | 9999 |  |  |  | 0.69077 | Default Emission Factor
Pueblo | 460_G_IC5 | 460 | G | IC5 |  | Combustion Turbine | WECC_CO | Colorado | Pueblo | 2 | 1964 | 9999 |  |  |  | 0.69077 | Default Emission Factor
Alamosa | 464_G_CT1 | 464 | G | CT1 |  | Combustion Turbine | WECC_CO | Colorado | Alamosa | 13 | 1973 | 2025 |  |  |  | 0.088964 | Default Emission Factor
Alamosa | 464_G_CT2 | 464 | G | CT2 |  | Combustion Turbine | WECC_CO | Colorado | Alamosa | 14 | 1977 | 2025 |  |  |  | 0.088964 | Default Emission Factor
Cherokee | 469_G_5 | 469 | G | 5 | 90850 | Combined Cycle | WECC_CO | Colorado | Adams | 168 | 2015 | 9999 |  |  |  | 0.030815 | Default Emission Factor
Cherokee | 469_G_6 | 469 | G | 6 | 90851 | Combined Cycle | WECC_CO | Colorado | Adams | 168 | 2015 | 9999 |  |  |  | 0.030815 | Default Emission Factor
Cherokee | 469_G_7 | 469 | G | 7 | 90850 | Combined Cycle | WECC_CO | Colorado | Adams | 240 | 2015 | 9999 |  |  |  | 0.030815 | Default Emission Factor
Colbert | 47_G_GT1 | 47 | G | GT1 | 88150 | Combustion Turbine | S_C_TVA | Alabama | Colbert | 45.4 | 1972 | 9999 |  |  |  | 0.088964 | Default Emission Factor
Colbert | 47_G_GT2 | 47 | G | GT2 | 88151 | Combustion Turbine | S_C_TVA | Alabama | Colbert | 45.4 | 1972 | 9999 |  |  |  | 0.088964 | Default Emission Factor
Colbert | 47_G_GT3 | 47 | G | GT3 | 88152 | Combustion Turbine | S_C_TVA | Alabama | Colbert | 45.4 | 1972 | 9999 |  |  |  | 0.088964 | Default Emission Factor
Colbert | 47_G_GT4 | 47 | G | GT4 | 88153 | Combustion Turbine | S_C_TVA | Alabama | Colbert | 45.4 | 1972 | 9999 |  |  |  | 0.088964 | Default Emission Factor
Colbert | 47_G_GT5 | 47 | G | GT5 | 88154 | Combustion Turbine | S_C_TVA | Alabama | Colbert | 45.4 | 1972 | 9999 |  |  |  | 0.088964 | Default Emission Factor
Colbert | 47_G_GT6 | 47 | G | GT6 | 88155 | Combustion Turbine | S_C_TVA | Alabama | Colbert | 45.4 | 1972 | 9999 |  |  |  | 0.088964 | Default Emission Factor
Colbert | 47_G_GT7 | 47 | G | GT7 | 88156 | Combustion Turbine | S_C_TVA | Alabama | Colbert | 45.4 | 1972 | 9999 |  |  |  | 0.088964 | Default Emission Factor
Colbert | 47_G_GT8 | 47 | G | GT8 | 88157 | Combustion Turbine | S_C_TVA | Alabama | Colbert | 45.4 | 1972 | 9999 |  |  |  | 0.088964 | Default Emission Factor
Fruita | 471_G_1 | 471 | G | 1 |  | Combustion Turbine | WECC_CO | Colorado | Mesa | 14 | 1973 | 2025 |  |  |  | 0.088964 | Default Emission Factor
Valmont | 477_G_6 | 477 | G | 6 |  | Combustion Turbine | WECC_CO | Colorado | Boulder | 43 | 1973 | 2025 |  |  |  | 0.088964 | Default Emission Factor
Thomas C Ferguson | 4937_G_CT-1 | 4937 | G | CT-1 | 90812 | Combined Cycle | ERC_REST | Texas | Llano | 168 | 2014 | 9999 |  |  |  | 0.030815 | Default Emission Factor
Thomas C Ferguson | 4937_G_CT-2 | 4937 | G | CT-2 | 90813 | Combined Cycle | ERC_REST | Texas | Llano | 168 | 2014 | 9999 |  |  |  | 0.030815 | Default Emission Factor
Thomas C Ferguson | 4937_G_STG | 4937 | G | STG | 90812 | Combined Cycle | ERC_REST | Texas | Llano | 180 | 2014 | 9999 |  |  |  | 0.030815 | Default Emission Factor
Barney M Davis | 4939_G_2 | 4939 | G | 2 | 90244 | Combined Cycle | ERC_REST | Texas | Nueces | 319 | 1976 | 9999 |  |  |  | 0.030815 | Default Emission Factor
Barney M Davis | 4939_G_3 | 4939 | G | 3 | 90244 | Combined Cycle | ERC_REST | Texas | Nueces | 157 | 2010 | 9999 |  |  |  | 0.030815 | Default Emission Factor
Barney M Davis | 4939_G_4 | 4939 | G | 4 | 90245 | Combined Cycle | ERC_REST | Texas | Nueces | 157 | 2010 | 9999 |  |  |  | 0.030815 | Default Emission Factor
Riverside (OK) | 4940_G_3 | 4940 | G | 3 | 91251 | Combustion Turbine | SPP_WEST | Oklahoma | Tulsa | 79 | 2008 | 9999 |  |  |  | 0.088964 | Default Emission Factor
Riverside (OK) | 4940_G_4 | 4940 | G | 4 | 91252 | Combustion Turbine | SPP_WEST | Oklahoma | Tulsa | 79 | 2008 | 9999 |  |  |  | 0.088964 | Default Emission Factor
Riverside (OK) | 4940_G_IC1 | 4940 | G | IC1 |  | Combustion Turbine | SPP_WEST | Oklahoma | Tulsa | 2.8 | 1976 | 9999 |  |  |  | 0.69077 | Default Emission Factor
Pittsfield Generating LP | 50002_G_GEN1 | 50002 | G | GEN1 | 3627 | Combined Cycle | NENGREST | Massachusetts | Berkshire | 35.2 | 1990 | 9999 | 2019 | 0.854 | 18007 | 0.063247 | NEI 2019
Pittsfield Generating LP | 50002_G_GEN2 | 50002 | G | GEN2 | 3628 | Combined Cycle | NENGREST | Massachusetts | Berkshire | 35.2 | 1990 | 9999 | 2019 | 0.854 | 18210 | 0.063247 | NEI 2019
Pittsfield Generating LP | 50002_G_GEN3 | 50002 | G | GEN3 | 3629 | Combined Cycle | NENGREST | Massachusetts | Berkshire | 35.2 | 1990 | 9999 | 2019 | 0.767 | 18815 | 0.063247 | NEI 2019
Pittsfield Generating LP | 50002_G_GEN4 | 50002 | G | GEN4 | 3627 | Combined Cycle | NENGREST | Massachusetts | Berkshire | 45.8 | 1990 | 9999 | 2019 | 0.06 | 25130 | 0.063247 | NEI 2019
Chalk Cliff Limited | 50003_G_GEN1 | 50003 | G | GEN1 |  | Combustion Turbine | WEC_CALN | California | Kern | 46 | 1990 | 9999 | 2017 | 0.24704 | 20877 | 0.023666 | NEI 2019
Linden Cogen Plant | 50006_G_GTG1 | 50006 | G | GTG1 | 3631 | Combined Cycle | NY_Z_J | New Jersey | Union | 98.3 | 1992 | 9999 | 2019 | 1.063 | 876034 | 0.022845 | NEI 2019
Linden Cogen Plant | 50006_G_GTG2 | 50006 | G | GTG2 | 3632 | Combined Cycle | NY_Z_J | New Jersey | Union | 98.3 | 1992 | 9999 | 2019 | 16.268 | 641256 | 0.022845 | NEI 2019
Linden Cogen Plant | 50006_G_GTG3 | 50006 | G | GTG3 | 3633 | Combined Cycle | NY_Z_J | New Jersey | Union | 98.3 | 1992 | 9999 | 2019 | 6.685 | 596489 | 0.017833 | NEI 2019
Linden Cogen Plant | 50006_G_GTG4 | 50006 | G | GTG4 | 3634 | Combined Cycle | NY_Z_J | New Jersey | Union | 98.3 | 1992 | 9999 | 2019 | 8.388 | 587074 | 0.017833 | NEI 2019
Linden Cogen Plant | 50006_G_GTG5 | 50006 | G | GTG5 | 3635 | Combined Cycle | NY_Z_J | New Jersey | Union | 98.3 | 1992 | 9999 | 2019 | 2.166 | 1094546 | 0.008135 | NEI 2019
Linden Cogen Plant | 50006_G_GTG6 | 50006 | G | GTG6 | 3630 | Combined Cycle | NY_Z_J | New Jersey | Union | 165.8 | 2002 | 9999 | 2019 | 7.158 | 1197763 | 0.008135 | NEI 2019
Linden Cogen Plant | 50006_G_STG1 | 50006 | G | STG1 | 3631 | Combined Cycle | NY_Z_J | New Jersey | Union | 98.3 | 1992 | 9999 |  |  |  | 0.022845 | NEI 2019
Linden Cogen Plant | 50006_G_STG2 | 50006 | G | STG2 | 3633 | Combined Cycle | NY_Z_J | New Jersey | Union | 98.3 | 1992 | 9999 |  |  |  | 0.017833 | NEI 2019
Linden Cogen Plant | 50006_G_STG3 | 50006 | G | STG3 | 3630 | Combined Cycle | NY_Z_J | New Jersey | Union | 98.4 | 1992 | 9999 |  |  |  | 0.008135 | NEI 2019
Plant 31 Paper Mill | 50028_G_GEN7 | 50028 | G | GEN7 |  | Combustion Turbine | MIS_LA | Louisiana | Ouachita | 32 | 2016 | 9999 |  |  |  | 0.088964 | Default Emission Factor
MMWAC Resource Recovery Facility | 50035_G_ST1 | 50035 | G | ST1 |  | Municipal Solid Waste | NENG_ME | Maine | Androscoggin | 2.7 | 1992 | 9999 |  |  |  | 0.083127 | Default Emission Factor
Houston Chemical Complex Battleground | 50043_G_GT1 | 50043 | G | GT1 |  | Combined Cycle | ERC_REST | Texas | Harris | 66 | 1982 | 9999 |  |  |  | 0.030815 | Default Emission Factor
Houston Chemical Complex Battleground | 50043_G_GT2 | 50043 | G | GT2 |  | Combined Cycle | ERC_REST | Texas | Harris | 66 | 1982 | 9999 |  |  |  | 0.030815 | Default Emission Factor
Houston Chemical Complex Battleground | 50043_G_GT3 | 50043 | G | GT3 |  | Combined Cycle | ERC_REST | Texas | Harris | 69 | 2005 | 9999 |  |  |  | 0.030815 | Default Emission Factor
Houston Chemical Complex Battleground | 50043_G_ST | 50043 | G | ST |  | Combined Cycle | ERC_REST | Texas | Harris | 62 | 1982 | 9999 |  |  |  | 0.030815 | Default Emission Factor
Brown Station Road Plant I | 50060_G_3972 | 50060 | G | 3972 |  | Landfill Gas | PJM_SMAC | Maryland | Prince Georges | 0.8 | 1987 | 9999 |  |  |  | 0.056969 | Default Emission Factor
Brown Station Road Plant I | 50060_G_9314 | 50060 | G | 9314 |  | Landfill Gas | PJM_SMAC | Maryland | Prince Georges | 0.8 | 1987 | 9999 |  |  |  | 0.056969 | Default Emission Factor
Brown Station Road Plant I | 50060_G_9340 | 50060 | G | 9340 |  | Landfill Gas | PJM_SMAC | Maryland | Prince Georges | 0.8 | 1987 | 9999 |  |  |  | 0.056969 | Default Emission Factor
Univ of Calif Santa Cruz Cogeneration | 50064_G_003 | 50064 | G | 003 |  | Combustion Turbine | WEC_CALN | California | Santa Cruz | 4.4 | 2015 | 9999 |  |  |  | 0.088964 | Default Emission Factor
Veolia Energy Trenton L.P. | 50094_G_7214 | 50094 | G | 7214 |  | Combustion Turbine | PJM_EMAC | New Jersey | Mercer | 5.8 | 1983 | 9999 |  |  |  | 0.11376 | Default Emission Factor
Tamarack Energy Partnership | 50099_G_GEN1 | 50099 | G | GEN1 |  | Biomass | WECC_ID | Idaho | Adams | 5.8 | 1983 | 9999 |  |  |  | 0.26668 | Default Emission Factor
Paris Energy Center | 50109_G_GEN1 | 50109 | G | GEN1 | 89668 | Combined Cycle | ERC_REST | Texas | Lamar | 78 | 1989 | 9999 | 2019 | 6.6629 | 154399 | 0.05826 | NEI 2019
Paris Energy Center | 50109_G_GEN2 | 50109 | G | GEN2 | 89669 | Combined Cycle | ERC_REST | Texas | Lamar | 80 | 1989 | 9999 | 2019 | 6.7607 | 157493 | 0.05826 | NEI 2019
Paris Energy Center | 50109_G_GEN3 | 50109 | G | GEN3 | 89668 | Combined Cycle | ERC_REST | Texas | Lamar | 78 | 1989 | 9999 |  |  |  | 0.05826 | NEI 2019
Sierra Pacific Loyalton Facility | 50111_G_GEN1 | 50111 | G | GEN1 |  | Biomass | WEC_CALN | California | Sierra | 11.8 | 1989 | 9999 |  |  |  | 0.26668 | Default Emission Factor
US Borax | 50115_G_GEN1 | 50115 | G | GEN1 |  | Combustion Turbine | WECC_SCE | California | Kern | 39 | 1984 | 9999 |  |  |  | 0.088964 | Default Emission Factor
Hal C Weaver Power Plant | 50118_G_GEN10 | 50118 | G | GEN10 |  | Combined Cycle | ERC_REST | Texas | Travis | 33 | 2010 | 9999 | 2019 | 0.9237 | 113621.92 | 0.011837 | NEI 2019
Hal C Weaver Power Plant | 50118_G_GEN4 | 50118 | G | GEN4 |  | Combined Cycle | ERC_REST | Texas | Travis | 7.6 | 1951 | 9999 |  |  |  | 0.030815 | Default Emission Factor
Hal C Weaver Power Plant | 50118_G_GEN5 | 50118 | G | GEN5 |  | Combined Cycle | ERC_REST | Texas | Travis | 6 | 1959 | 9999 |  |  |  | 0.030815 | Default Emission Factor
Hal C Weaver Power Plant | 50118_G_GEN7 | 50118 | G | GEN7 |  | Combined Cycle | ERC_REST | Texas | Travis | 27.6 | 1979 | 9999 |  |  |  | 0.030815 | Default Emission Factor
Hal C Weaver Power Plant | 50118_G_GEN8 | 50118 | G | GEN8 |  | Combined Cycle | ERC_REST | Texas | Travis | 46.5 | 1987 | 9999 |  |  |  | 0.030815 | Default Emission Factor
Hal C Weaver Power Plant | 50118_G_GEN9 | 50118 | G | GEN9 |  | Combined Cycle | ERC_REST | Texas | Travis | 26.1 | 2004 | 9999 |  |  |  | 0.011837 | NEI 2019
Phillips 66 Rodeo Refinery | 50119_G_GENA | 50119 | G | GENA |  | Fossil Waste | WEC_CALN | California | Contra Costa | 15.3 | 1987 | 9999 |  |  |  | 0.028605 | Default Emission Factor
Phillips 66 Rodeo Refinery | 50119_G_GENB | 50119 | G | GENB |  | Fossil Waste | WEC_CALN | California | Contra Costa | 15.4 | 1987 | 9999 |  |  |  | 0.028605 | Default Emission Factor
Phillips 66 Rodeo Refinery | 50119_G_GENC | 50119 | G | GENC |  | Fossil Waste | WEC_CALN | California | Contra Costa | 14.9 | 1987 | 9999 |  |  |  | 0.028605 | Default Emission Factor
Signal Hill Generating LLC | 50127_G_GTA | 50127 | G | GTA |  | Combined Cycle | ERC_WEST | Texas | Wichita | 19.7 | 1987 | 9999 |  |  |  | 0.030815 | Default Emission Factor
Signal Hill Generating LLC | 50127_G_GTB | 50127 | G | GTB |  | Combined Cycle | ERC_WEST | Texas | Wichita | 19.7 | 1987 | 9999 |  |  |  | 0.030815 | Default Emission Factor
Signal Hill Generating LLC | 50127_G_GTC | 50127 | G | GTC |  | Combined Cycle | ERC_WEST | Texas | Wichita | 19.7 | 1987 | 9999 |  |  |  | 0.030815 | Default Emission Factor
Signal Hill Generating LLC | 50127_G_STD | 50127 | G | STD |  | Combined Cycle | ERC_WEST | Texas | Wichita | 17 | 1987 | 9999 |  |  |  | 0.030815 | Default Emission Factor
Sycamore Cogeneration | 50134_G_GTAG | 50134 | G | GTAG |  | Combustion Turbine | WECC_SCE | California | Kern | 75 | 1987 | 9999 |  |  |  | 0.088964 | Default Emission Factor
Sycamore Cogeneration | 50134_G_GTBG | 50134 | G | GTBG |  | Combustion Turbine | WECC_SCE | California | Kern | 75 | 1987 | 9999 |  |  |  | 0.088964 | Default Emission Factor
Sycamore Cogeneration | 50134_G_GTCG | 50134 | G | GTCG |  | Combustion Turbine | WECC_SCE | California | Kern | 75 | 1987 | 9999 |  |  |  | 0.088964 | Default Emission Factor
Sycamore Cogeneration | 50134_G_GTDG | 50134 | G | GTDG |  | Combustion Turbine | WECC_SCE | California | Kern | 75 | 1987 | 9999 |  |  |  | 0.088964 | Default Emission Factor
South Oaks Hospital | 50136_G_CG1 | 50136 | G | CG1 |  | Combustion Turbine | NY_Z_K | New York | Suffolk | 0.1 | 2008 | 9999 |  |  |  | 0.11376 | Default Emission Factor
South Oaks Hospital | 50136_G_CG2 | 50136 | G | CG2 |  | Combustion Turbine | NY_Z_K | New York | Suffolk | 0.1 | 2008 | 9999 |  |  |  | 0.11376 | Default Emission Factor
South Oaks Hospital | 50136_G_CG3 | 50136 | G | CG3 |  | Combustion Turbine | NY_Z_K | New York | Suffolk | 0.1 | 2008 | 9999 |  |  |  | 0.11376 | Default Emission Factor
South Oaks Hospital | 50136_G_CG4 | 50136 | G | CG4 |  | Combustion Turbine | NY_Z_K | New York | Suffolk | 0.1 | 2008 | 9999 |  |  |  | 0.11376 | Default Emission Factor
South Oaks Hospital | 50136_G_CG5 | 50136 | G | CG5 |  | Combustion Turbine | NY_Z_K | New York | Suffolk | 0.1 | 2008 | 9999 |  |  |  | 0.11376 | Default Emission Factor
Snider Industries | 50141_G_WGN1 | 50141 | G | WGN1 |  | Biomass | SPP_WEST | Texas | Harrison | 5 | 1983 | 9999 |  |  |  | 0.26668 | Default Emission Factor
Linde Wilmington | 50148_G_GEN1 | 50148 | G | GEN1 |  | Combined Cycle | WEC_LADW | California | Los Angeles | 21 | 1988 | 9999 |  |  |  | 0.030815 | Default Emission Factor
Linde Wilmington | 50148_G_GEN2 | 50148 | G | GEN2 |  | Combined Cycle | WEC_LADW | California | Los Angeles | 6 | 1988 | 9999 |  |  |  | 0.030815 | Default Emission Factor
Union Carbide Seadrift Cogen | 50150_G_GE10 | 50150 | G | GE10 |  | Combined Cycle | ERC_REST | Texas | Calhoun | 15 | 1964 | 9999 |  |  |  | 0.030815 | Default Emission Factor
Union Carbide Seadrift Cogen | 50150_G_GE11 | 50150 | G | GE11 |  | Combined Cycle | ERC_REST | Texas | Calhoun | 30 | 2000 | 9999 |  |  |  | 0.030815 | Default Emission Factor
Union Carbide Seadrift Cogen | 50150_G_GEN5 | 50150 | G | GEN5 |  | Combined Cycle | ERC_REST | Texas | Calhoun | 15 | 1987 | 9999 |  |  |  | 0.030815 | Default Emission Factor
Union Carbide Seadrift Cogen | 50150_G_GEN6 | 50150 | G | GEN6 |  | Combined Cycle | ERC_REST | Texas | Calhoun | 30 | 1987 | 9999 |  |  |  | 0.030815 | Default Emission Factor
Union Carbide Seadrift Cogen | 50150_G_GEN7 | 50150 | G | GEN7 |  | Combined Cycle | ERC_REST | Texas | Calhoun | 6 | 1987 | 9999 |  |  |  | 0.030815 | Default Emission Factor
Union Carbide Seadrift Cogen | 50150_G_GEN8 | 50150 | G | GEN8 |  | Combined Cycle | ERC_REST | Texas | Calhoun | 30 | 1987 | 9999 |  |  |  | 0.030815 | Default Emission Factor
Union Carbide Seadrift Cogen | 50150_G_GEN9 | 50150 | G | GEN9 |  | Combined Cycle | ERC_REST | Texas | Calhoun | 15 | 1987 | 9999 |  |  |  | 0.030815 | Default Emission Factor
Dow St Charles Operations | 50152_G_CGN1 | 50152 | G | CGN1 |  | Combined Cycle | MIS_LA | Louisiana | St Charles | 100 | 1996 | 9999 |  |  |  | 0.030815 | Default Emission Factor
Dow St Charles Operations | 50152_G_CGN2 | 50152 | G | CGN2 |  | Combined Cycle | MIS_LA | Louisiana | St Charles | 100 | 1997 | 9999 |  |  |  | 0.030815 | Default Emission Factor
Dow St Charles Operations | 50152_G_CSTG | 50152 | G | CSTG |  | Combined Cycle | MIS_LA | Louisiana | St Charles | 50 | 2002 | 9999 |  |  |  | 0.030815 | Default Emission Factor
Dow St Charles Operations | 50152_G_STG | 50152 | G | STG |  | Combined Cycle | MIS_LA | Louisiana | St Charles | 20 | 1997 | 9999 |  |  |  | 0.030815 | Default Emission Factor
Berry Cogen | 50170_G_GEN1 | 50170 | G | GEN1 |  | Combustion Turbine | WEC_CALN | California | Kern | 35 | 1986 | 9999 |  |  |  | 0.088964 | Default Emission Factor
Columbus MS | 50184_G_TG2 | 50184 | G | TG2 |  | Non-Fossil Waste | S_C_TVA | Mississippi | Lowndes | 46 | 1982 | 9999 |  |  |  | 0.029032 | Default Emission Factor
Holly | 502_G_5 | 502 | G | 5 |  | Combustion Turbine | WECC_CO | Colorado | Prowers | 0.3 | 2000 | 9999 |  |  |  | 0.69077 | Default Emission Factor
Holly | 502_G_CAT | 502 | G | CAT |  | Combustion Turbine | WECC_CO | Colorado | Prowers | 1.7 | 2007 | 9999 |  |  |  | 0.69077 | Default Emission Factor
Holly | 502_G_EMD | 502 | G | EMD |  | Combustion Turbine | WECC_CO | Colorado | Prowers | 0.7 | 1993 | 9999 |  |  |  | 0.69077 | Default Emission Factor
Williams Ignacio Natural Gas Plant | 50205_G_7101 | 50205 | G | 7101 |  | Non-Fossil Waste | WECC_CO | Colorado | La Plata | 6.1 | 1984 | 9999 |  |  |  | 0.029032 | Default Emission Factor
Watson Cogeneration | 50216_G_GN91 | 50216 | G | GN91 |  | Combined Cycle | WECC_SCE | California | Los Angeles | 82 | 1988 | 9999 | 2019 | 51.811 | 854869 | 0.21642 | NEI 2019
Watson Cogeneration | 50216_G_GN92 | 50216 | G | GN92 |  | Combined Cycle | WECC_SCE | California | Los Angeles | 82 | 1988 | 9999 | 2019 | 117.842 | 712962 | 0.21642 | NEI 2019
Watson Cogeneration | 50216_G_GN93 | 50216 | G | GN93 |  | Combined Cycle | WECC_SCE | California | Los Angeles | 82 | 1988 | 9999 | 2019 | 83.6505 | 773214 | 0.21966 | NEI 2019
Watson Cogeneration | 50216_G_GN94 | 50216 | G | GN94 |  | Combined Cycle | WECC_SCE | California | Los Angeles | 82 | 1987 | 9999 | 2019 | 77.691 | 695799 | 0.21966 | NEI 2019
Watson Cogeneration | 50216_G_GN95 | 50216 | G | GN95 |  | Combined Cycle | WECC_SCE | California | Los Angeles | 35 | 1988 | 9999 |  |  |  | 0.21642 | NEI 2019
Watson Cogeneration | 50216_G_GN96 | 50216 | G | GN96 |  | Combined Cycle | WECC_SCE | California | Los Angeles | 35 | 1987 | 9999 |  |  |  | 0.21966 | NEI 2019
Bucksport Generation LLC | 50243_G_GEN4 | 50243 | G | GEN4 | 4072 | Combustion Turbine | NENG_ME | Maine | Hancock | 156.8 | 2001 | 9999 | 2019 | 0.009 | 1362 | 0.013216 | NEI 2019
Pioneer Valley Resource Recovery | 50273_G_DLV1 | 50273 | G | DLV1 |  | Municipal Solid Waste | NENGREST | Massachusetts | Hampden | 7.5 | 1988 | 9999 |  |  |  | 0.083127 | Default Emission Factor
Archbald Power Station | 50279_G_Gen2 | 50279 | G | Gen2 | 3643 | Combustion Turbine | PJM_WMAC | Pennsylvania | Lackawanna | 43.7 | 2001 | 9999 |  |  |  | 0.088964 | Default Emission Factor
Archbald Power Station | 50279_G_GEN5 | 50279 | G | GEN5 |  | Landfill Gas | PJM_WMAC | Pennsylvania | Lackawanna | 4 | 2010 | 9999 |  |  |  | 0.056969 | Default Emission Factor
Archbald Power Station | 50279_G_GEN6 | 50279 | G | GEN6 |  | Landfill Gas | PJM_WMAC | Pennsylvania | Lackawanna | 4 | 2010 | 9999 |  |  |  | 0.056969 | Default Emission Factor
Bethpage Power Plant | 50292_G_GEN1 | 50292 | G | GEN1 | 3647 | Combined Cycle | NY_Z_K | New York | Nassau | 22.2 | 1989 | 9999 |  |  |  | 0.030815 | Default Emission Factor
Bethpage Power Plant | 50292_G_GEN2 | 50292 | G | GEN2 | 3648 | Combined Cycle | NY_Z_K | New York | Nassau | 22.2 | 1989 | 9999 |  |  |  | 0.030815 | Default Emission Factor
Bethpage Power Plant | 50292_G_GEN3 | 50292 | G | GEN3 | 3647 | Combined Cycle | NY_Z_K | New York | Nassau | 10.6 | 1989 | 9999 |  |  |  | 0.030815 | Default Emission Factor
Bethpage Power Plant | 50292_G_GEN4 | 50292 | G | GEN4 |  | Combustion Turbine | NY_Z_K | New York | Nassau | 0.4 | 1989 | 9999 | 2019 | 0.52044 | 45394 | 0.02293 | NEI 2019
Bethpage Power Plant | 50292_G_GEN5 | 50292 | G | GEN5 | 8438 | Combustion Turbine | NY_Z_K | New York | Nassau | 47 | 2002 | 9999 |  |  |  | 0.02293 | NEI 2019
Bethpage Power Plant | 50292_G_GEN6 | 50292 | G | GEN6 | 89507 | Combined Cycle | NY_Z_K | New York | Nassau | 49 | 2005 | 9999 |  |  |  | 0.030815 | Default Emission Factor
Bethpage Power Plant | 50292_G_GEN7 | 50292 | G | GEN7 | 89507 | Combined Cycle | NY_Z_K | New York | Nassau | 33 | 2005 | 9999 |  |  |  | 0.030815 | Default Emission Factor
AltaGas Ripon Energy Inc. | 50299_G_GEN1 | 50299 | G | GEN1 |  | Combustion Turbine | WEC_CALN | California | San Joaquin | 46.1 | 1988 | 9999 | 2019 | 0.071366 | 5377 | 0.026545 | NEI 2019
University of Oklahoma | 50307_G_GEN5 | 50307 | G | GEN5 |  | Combustion Turbine | SPP_WEST | Oklahoma | Cleveland | 1.8 | 2001 | 9999 |  |  |  | 0.69077 | Default Emission Factor
Nalco | 50326_G_AT1 | 50326 | G | AT1 |  | Combined Cycle | PJM_COMD | Illinois | DuPage | 3 | 1985 | 2045 |  |  |  | 0.030815 | Default Emission Factor
Nalco | 50326_G_DPOX | 50326 | G | DPOX |  | Combined Cycle | PJM_COMD | Illinois | DuPage | 0.7 | 1985 | 2045 |  |  |  | 0.030815 | Default Emission Factor
West Point Treatment Plant | 50329_G_4 | 50329 | G | 4 |  | Non-Fossil Waste | WECC_PNW | Washington | King | 2.3 | 2012 | 9999 |  |  |  | 0.029032 | Default Emission Factor
West Point Treatment Plant | 50329_G_5 | 50329 | G | 5 |  | Non-Fossil Waste | WECC_PNW | Washington | King | 2.3 | 2012 | 9999 |  |  |  | 0.029032 | Default Emission Factor
PCS Nitrogen Fertilizer LP | 50341_G_GEN3 | 50341 | G | GEN3 |  | Combustion Turbine | MIS_LA | Louisiana | Iberville | 1.8 | 2010 | 9999 |  |  |  | 0.69077 | Default Emission Factor
PCS Nitrogen Fertilizer LP | 50341_G_GEN4 | 50341 | G | GEN4 |  | Combustion Turbine | MIS_LA | Louisiana | Iberville | 1.8 | 2014 | 9999 |  |  |  | 0.69077 | Default Emission Factor
Ridgewood Providence Power | 50365_G_PH21 | 50365 | G | PH21 |  | Landfill Gas | NENGREST | Rhode Island | Providence | 1.5 | 2005 | 9999 |  |  |  | 0.056969 | Default Emission Factor
Ridgewood Providence Power | 50365_G_PH22 | 50365 | G | PH22 |  | Landfill Gas | NENGREST | Rhode Island | Providence | 1.5 | 2005 | 9999 |  |  |  | 0.056969 | Default Emission Factor
Ridgewood Providence Power | 50365_G_PH23 | 50365 | G | PH23 |  | Landfill Gas | NENGREST | Rhode Island | Providence | 1.5 | 2005 | 9999 |  |  |  | 0.056969 | Default Emission Factor
Ridgewood Providence Power | 50365_G_PH24 | 50365 | G | PH24 |  | Landfill Gas | NENGREST | Rhode Island | Providence | 1.5 | 2005 | 9999 |  |  |  | 0.056969 | Default Emission Factor
University of Notre Dame | 50366_G_GEN3 | 50366 | G | GEN3 |  | Combustion Turbine | PJM_West | Indiana | St Joseph | 1 | 1952 | 9999 |  |  |  | 0.69077 | Default Emission Factor
University of Notre Dame | 50366_G_GEN4 | 50366 | G | GEN4 |  | Combustion Turbine | PJM_West | Indiana | St Joseph | 1 | 1952 | 9999 |  |  |  | 0.69077 | Default Emission Factor
University of Notre Dame | 50366_G_GEN8 | 50366 | G | GEN8 |  | Combustion Turbine | PJM_West | Indiana | St Joseph | 1.7 | 2006 | 9999 |  |  |  | 0.69077 | Default Emission Factor
University of Notre Dame | 50366_G_GEN9 | 50366 | G | GEN9 |  | Combustion Turbine | PJM_West | Indiana | St Joseph | 1.7 | 2006 | 9999 |  |  |  | 0.69077 | Default Emission Factor
University of Notre Dame | 50366_G_GN10 | 50366 | G | GN10 |  | Combustion Turbine | PJM_West | Indiana | St Joseph | 1.7 | 2006 | 9999 |  |  |  | 0.69077 | Default Emission Factor
University of Notre Dame | 50366_G_GT1 | 50366 | G | GT1 |  | Combustion Turbine | PJM_West | Indiana | St Joseph | 5.6 | 2019 | 9999 |  |  |  | 0.046393 | Default Emission Factor
University of Notre Dame | 50366_G_GT2 | 50366 | G | GT2 |  | Combustion Turbine | PJM_West | Indiana | St Joseph | 5.6 | 2019 | 9999 |  |  |  | 0.046393 | Default Emission Factor
Cornell University Central Heat | 50368_G_CT1 | 50368 | G | CT1 | 90477 | Combined Cycle | NY_Z_C&E | New York | Tompkins | 12.3 | 2009 | 9999 |  |  |  | 0.030815 | Default Emission Factor
Cornell University Central Heat | 50368_G_CT2 | 50368 | G | CT2 | 90478 | Combined Cycle | NY_Z_C&E | New York | Tompkins | 12.3 | 2009 | 9999 |  |  |  | 0.030815 | Default Emission Factor
Cornell University Central Heat | 50368_G_EDG1 | 50368 | G | EDG1 |  | Combustion Turbine | NY_Z_C&E | New York | Tompkins | 0.9 | 2009 | 9999 |  |  |  | 0.69077 | Default Emission Factor
Cornell University Central Heat | 50368_G_EDG2 | 50368 | G | EDG2 |  | Combustion Turbine | NY_Z_C&E | New York | Tompkins | 0.9 | 2009 | 9999 |  |  |  | 0.69077 | Default Emission Factor
Cornell University Central Heat | 50368_G_TG1 | 50368 | G | TG1 | 90477 | Combined Cycle | NY_Z_C&E | New York | Tompkins | 1 | 1988 | 9999 |  |  |  | 0.030815 | Default Emission Factor
Cornell University Central Heat | 50368_G_TG2 | 50368 | G | TG2 | 90478 | Combined Cycle | NY_Z_C&E | New York | Tompkins | 5.3 | 1988 | 9999 |  |  |  | 0.030815 | Default Emission Factor
Paxton Creek Cogeneration | 50373_G_GEN1 | 50373 | G | GEN1 |  | Combustion Turbine | PJM_WMAC | Pennsylvania | Dauphin | 6 | 1986 | 9999 |  |  |  | 0.11376 | Default Emission Factor
Paxton Creek Cogeneration | 50373_G_GEN2 | 50373 | G | GEN2 |  | Combustion Turbine | PJM_WMAC | Pennsylvania | Dauphin | 6 | 1986 | 9999 |  |  |  | 0.11376 | Default Emission Factor
Julesburg | 504_G_1 | 504 | G | 1 |  | Combustion Turbine | WECC_CO | Colorado | Sedgwick | 0.7 | 1951 | 9999 |  |  |  | 0.69077 | Default Emission Factor
Julesburg | 504_G_3 | 504 | G | 3 |  | Combustion Turbine | WECC_CO | Colorado | Sedgwick | 0.2 | 1945 | 9999 |  |  |  | 0.69077 | Default Emission Factor
Julesburg | 504_G_4 | 504 | G | 4 |  | Combustion Turbine | WECC_CO | Colorado | Sedgwick | 1.1 | 1964 | 9999 |  |  |  | 0.69077 | Default Emission Factor
Julesburg | 504_G_5 | 504 | G | 5 |  | Combustion Turbine | WECC_CO | Colorado | Sedgwick | 0.2 | 1946 | 9999 |  |  |  | 0.69077 | Default Emission Factor
BP Chemicals Green Lake Plant | 50404_G_TG2 | 50404 | G | TG2 |  | Non-Fossil Waste | ERC_REST | Texas | Calhoun | 15 | 1989 | 9999 |  |  |  | 0.029032 | Default Emission Factor
BP Chemicals Green Lake Plant | 50404_G_TG3 | 50404 | G | TG3 |  | Non-Fossil Waste | ERC_REST | Texas | Calhoun | 23.8 | 1997 | 9999 |  |  |  | 0.029032 | Default Emission Factor
Chester Operations | 50410_G_6 | 50410 | G | 6 |  | Combined Cycle | PJM_EMAC | Pennsylvania | Delaware | 14.1 | 2020 | 9999 |  |  |  | 0.020469 | Default Emission Factor
Olmsted Waste Energy | 50413_G_DGCAT | 50413 | G | DGCAT |  | Combustion Turbine | MIS_MNWI | Minnesota | Olmsted | 1.3 | 2009 | 9999 |  |  |  | 0.69077 | Default Emission Factor
Olmsted Waste Energy | 50413_G_TG2 | 50413 | G | TG2 |  | Municipal Solid Waste | MIS_MNWI | Minnesota | Olmsted | 1.3 | 1987 | 9999 |  |  |  | 0.083127 | Default Emission Factor
Olmsted Waste Energy | 50413_G_TG3 | 50413 | G | TG3 |  | Municipal Solid Waste | MIS_MNWI | Minnesota | Olmsted | 5 | 2010 | 9999 | 2017 | 1.101 | 21983.11 | 0.10017 | NEI 2019
Olmsted Waste Energy | 50413_G_TGI | 50413 | G | TGI |  | Municipal Solid Waste | MIS_MNWI | Minnesota | Olmsted | 1.4 | 1987 | 9999 |  |  |  | 0.083127 | Default Emission Factor
Bronx Zoo | 50427_G_GEN1 | 50427 | G | GEN1 |  | Combustion Turbine | NY_Z_J | New York | Bronx | 0.5 | 1991 | 9999 |  |  |  | 0.11376 | Default Emission Factor
Bronx Zoo | 50427_G_GEN2 | 50427 | G | GEN2 |  | Combustion Turbine | NY_Z_J | New York | Bronx | 0.5 | 1991 | 9999 |  |  |  | 0.11376 | Default Emission Factor
Bronx Zoo | 50427_G_GEN3 | 50427 | G | GEN3 |  | Combustion Turbine | NY_Z_J | New York | Bronx | 1.1 | 1991 | 9999 |  |  |  | 0.11376 | Default Emission Factor
Bronx Zoo | 50427_G_GEN4 | 50427 | G | GEN4 |  | Combustion Turbine | NY_Z_J | New York | Bronx | 1.5 | 1995 | 9999 |  |  |  | 0.11376 | Default Emission Factor
University of Michigan | 50431_G_TG1 | 50431 | G | TG1 |  | Combined Cycle | MIS_LMI | Michigan | Washtenaw | 11.5 | 1986 | 9999 | 2019 | 7.64 | 32683 | 0.11331 | NEI 2019
University of Michigan | 50431_G_TG10 | 50431 | G | TG10 |  | Combined Cycle | MIS_LMI | Michigan | Washtenaw | 3.5 | 1992 | 9999 | 2019 | 0.15594 | 30470 | 0.11331 | NEI 2019
University of Michigan | 50431_G_TG7 | 50431 | G | TG7 |  | Combined Cycle | MIS_LMI | Michigan | Washtenaw | 11.5 | 1975 | 9999 |  |  |  | 0.11331 | NEI 2019
University of Michigan | 50431_G_TG8 | 50431 | G | TG8 |  | Combined Cycle | MIS_LMI | Michigan | Washtenaw | 11.5 | 1975 | 9999 |  |  |  | 0.11331 | NEI 2019
University of Michigan | 50431_G_TG9 | 50431 | G | TG9 |  | Combined Cycle | MIS_LMI | Michigan | Washtenaw | 3.5 | 1990 | 9999 | 2019 | 0.0551 | 30460 | 0.11331 | NEI 2019
Indeck Silver Springs Energy Center | 50449_G_GEN1 | 50449 | G | GEN1 | 3660 | Combined Cycle | NY_Z_C&E | New York | Wyoming | 34.5 | 1991 | 9999 |  |  |  | 0.030815 | Default Emission Factor
Indeck Silver Springs Energy Center | 50449_G_GEN2 | 50449 | G | GEN2 | 3660 | Combined Cycle | NY_Z_C&E | New York | Wyoming | 15 | 1991 | 9999 |  |  |  | 0.030815 | Default Emission Factor
Indeck Oswego Energy Center | 50450_G_GEN1 | 50450 | G | GEN1 | 3661 | Combined Cycle | NY_Z_C&E | New York | Oswego | 35.1 | 1990 | 9999 |  |  |  | 0.030815 | Default Emission Factor
Indeck Oswego Energy Center | 50450_G_GEN2 | 50450 | G | GEN2 | 3661 | Combined Cycle | NY_Z_C&E | New York | Oswego | 13.8 | 1990 | 9999 |  |  |  | 0.030815 | Default Emission Factor
Indeck Yerkes Energy Center | 50451_G_GEN1 | 50451 | G | GEN1 | 3662 | Combined Cycle | NY_Z_A | New York | Erie | 32.3 | 1989 | 9999 |  |  |  | 0.030815 | Default Emission Factor
Indeck Yerkes Energy Center | 50451_G_GEN2 | 50451 | G | GEN2 | 3662 | Combined Cycle | NY_Z_A | New York | Erie | 15.4 | 1989 | 9999 |  |  |  | 0.030815 | Default Emission Factor
Indeck Corinth Energy Center | 50458_G_GEN1 | 50458 | G | GEN1 | 3663 | Combined Cycle | NY_Z_F | New York | Saratoga | 74.7 | 1995 | 9999 |  |  |  | 0.030815 | Default Emission Factor
Indeck Corinth Energy Center | 50458_G_GEN2 | 50458 | G | GEN2 | 3663 | Combined Cycle | NY_Z_F | New York | Saratoga | 54.6 | 1995 | 9999 |  |  |  | 0.030815 | Default Emission Factor
Procter & Gamble Mehoopany Mill | 50463_G_GEN1 | 50463 | G | GEN1 | 3666 | Combustion Turbine | PJM_PENE | Pennsylvania | Wyoming | 40 | 1985 | 9999 |  |  |  | 0.088964 | Default Emission Factor
Procter & Gamble Mehoopany Mill | 50463_G_GEN2 | 50463 | G | GEN2 |  | O/G Steam | PJM_PENE | Pennsylvania | Wyoming | 0.9 | 1984 | 9999 |  |  |  | 0.087133 | Default Emission Factor
Procter & Gamble Mehoopany Mill | 50463_G_GEN3 | 50463 | G | GEN3 | 90828 | Combustion Turbine | PJM_PENE | Pennsylvania | Wyoming | 64 | 2013 | 9999 |  |  |  | 0.088964 | Default Emission Factor
Oxnard | 50464_G_GEN1 | 50464 | G | GEN1 |  | Combustion Turbine | WECC_SCE | California | Ventura | 22.4 | 1982 | 9999 |  |  |  | 0.088964 | Default Emission Factor
Oxnard | 50464_G_GEN2 | 50464 | G | GEN2 |  | Combustion Turbine | WECC_SCE | California | Ventura | 48.5 | 1989 | 9999 |  |  |  | 0.088964 | Default Emission Factor
Corpus Christi | 50475_G_GEN1 | 50475 | G | GEN1 |  | Combustion Turbine | ERC_REST | Texas | Nueces | 33 | 1989 | 9999 |  |  |  | 0.088964 | Default Emission Factor
PPG Powerhouse A | 50487_G_A7 | 50487 | G | A7 |  | Non-Fossil Waste | MIS_WOTA | Louisiana | Calcasieu | 10 | 1950 | 9999 |  |  |  | 0.029032 | Default Emission Factor
PPG Riverside | 50488_G_GEN2 | 50488 | G | GEN2 |  | Non-Fossil Waste | MIS_WOTA | Louisiana | Calcasieu | 30 | 1950 | 9999 |  |  |  | 0.029032 | Default Emission Factor
PPG Riverside | 50488_G_GEN3 | 50488 | G | GEN3 |  | Non-Fossil Waste | MIS_WOTA | Louisiana | Calcasieu | 38 | 1969 | 9999 |  |  |  | 0.029032 | Default Emission Factor
PPG Powerhouse C | 50489_G_C1 | 50489 | G | C1 |  | Combustion Turbine | MIS_WOTA | Louisiana | Calcasieu | 55 | 1977 | 9999 |  |  |  | 0.088964 | Default Emission Factor
PPG Powerhouse C | 50489_G_C2 | 50489 | G | C2 |  | Combustion Turbine | MIS_WOTA | Louisiana | Calcasieu | 55 | 1978 | 9999 |  |  |  | 0.088964 | Default Emission Factor
PPG Powerhouse C | 50489_G_C4 | 50489 | G | C4 |  | Combustion Turbine | MIS_WOTA | Louisiana | Calcasieu | 70.6 | 1986 | 9999 |  |  |  | 0.088964 | Default Emission Factor
PPG Powerhouse C | 50489_G_C5 | 50489 | G | C5 |  | Combustion Turbine | MIS_WOTA | Louisiana | Calcasieu | 70.6 | 1986 | 9999 |  |  |  | 0.088964 | Default Emission Factor
PPG Plant C Caustic | 50490_G_TE | 50490 | G | TE |  | O/G Steam | MIS_WOTA | Louisiana | Calcasieu | 2.7 | 1986 | 9999 |  |  |  | 0.087133 | Default Emission Factor
Gas Utilization Facility | 50492_G_1 | 50492 | G | 1 |  | Non-Fossil Waste | WEC_SDGE | California | San Diego | 2.3 | 1985 | 9999 |  |  |  | 0.029032 | Default Emission Factor
Gas Utilization Facility | 50492_G_2 | 50492 | G | 2 |  | Non-Fossil Waste | WEC_SDGE | California | San Diego | 2.3 | 1985 | 9999 |  |  |  | 0.029032 | Default Emission Factor
Double C Generation Limited Partnership | 50493_G_DC1 | 50493 | G | DC1 |  | Combustion Turbine | WEC_CALN | California | Kern | 23 | 1989 | 9999 | 2017 | 0.27441 | 11819.5 | 0.046433 | NEI 2019
Double C Generation Limited Partnership | 50493_G_DC2 | 50493 | G | DC2 |  | Combustion Turbine | WEC_CALN | California | Kern | 23 | 1989 | 9999 | 2017 | 0.39912 | 11819.5 | 0.067536 | NEI 2019
Kern Front Limited | 50494_G_KF1 | 50494 | G | KF1 |  | Combustion Turbine | WEC_CALN | California | Kern | 23 | 1989 | 9999 | 2017 | 0.53959 | 24645 | 0.043789 | NEI 2019
Kern Front Limited | 50494_G_KF2 | 50494 | G | KF2 |  | Combustion Turbine | WEC_CALN | California | Kern | 23 | 1989 | 9999 | 2019 | 0.51264 | 6843 | 0.14983 | NEI 2019
High Sierra Limited | 50495_G_HS1 | 50495 | G | HS1 |  | Combustion Turbine | WEC_CALN | California | Kern | 23 | 1989 | 9999 | 2017 | 0.21031 | 12268.5 | 0.034285 | NEI 2019
High Sierra Limited | 50495_G_HS2 | 50495 | G | HS2 |  | Combustion Turbine | WEC_CALN | California | Kern | 23 | 1989 | 9999 | 2019 | 0.372 | 8396 | 0.088612 | NEI 2019
SRI International Cogen Project | 50537_G_GEN1 | 50537 | G | GEN1 |  | Combustion Turbine | WEC_CALN | California | San Mateo | 5.6 | 1987 | 9999 |  |  |  | 0.088964 | Default Emission Factor
Harbor Cogen | 50541_G_GEN1 | 50541 | G | GEN1 |  | Combined Cycle | WECC_SCE | California | Los Angeles | 80.8 | 1988 | 9999 |  |  |  | 0.030815 | Default Emission Factor
Harbor Cogen | 50541_G_ST1 | 50541 | G | ST1 |  | Combined Cycle | WECC_SCE | California | Los Angeles | 9.9 | 2001 | 9999 |  |  |  | 0.030815 | Default Emission Factor
Harbor Cogen | 50541_G_ST2 | 50541 | G | ST2 |  | Combined Cycle | WECC_SCE | California | Los Angeles | 11 | 2001 | 9999 |  |  |  | 0.030815 | Default Emission Factor
Rosemary Power Station | 50555_G_GEN1 | 50555 | G | GEN1 | 89294 | Combined Cycle | PJM_Dom | North Carolina | Halifax | 75 | 1990 | 9999 |  |  |  | 0.066518 | NEI 2019
Rosemary Power Station | 50555_G_GEN2 | 50555 | G | GEN2 | 89295 | Combined Cycle | PJM_Dom | North Carolina | Halifax | 36 | 1990 | 9999 |  |  |  | 0.066518 | NEI 2019
Rosemary Power Station | 50555_G_GEN3 | 50555 | G | GEN3 | 89294 | Combined Cycle | PJM_Dom | North Carolina | Halifax | 54 | 1990 | 9999 |  |  |  | 0.066518 | NEI 2019
Frontier | 50558_G_GT01 | 50558 | G | GT01 | 90991 | Combined Cycle | SPP_WEST | Oklahoma | Oklahoma | 67.3 | 1989 | 9999 |  |  |  | 0.030815 | Default Emission Factor
Frontier | 50558_G_ST01 | 50558 | G | ST01 | 90991 | Combined Cycle | SPP_WEST | Oklahoma | Oklahoma | 44.1 | 1989 | 9999 |  |  |  | 0.030815 | Default Emission Factor
Eagle Point Power Generation | 50561_G_GTG1 | 50561 | G | GTG1 | 3672 | Combined Cycle | PJM_EMAC | New Jersey | Gloucester | 85 | 1990 | 9999 |  |  |  | 0.030815 | Default Emission Factor
Eagle Point Power Generation | 50561_G_GTG2 | 50561 | G | GTG2 | 3673 | Combined Cycle | PJM_EMAC | New Jersey | Gloucester | 85 | 1990 | 9999 | 2019 | 8.51 | 589995 | 0.058426 | NEI 2019
Eagle Point Power Generation | 50561_G_STG1 | 50561 | G | STG1 | 3672 | Combined Cycle | PJM_EMAC | New Jersey | Gloucester | 40 | 1991 | 9999 |  |  |  | 0.030815 | Default Emission Factor
Eagle Point Power Generation | 50561_G_STG2 | 50561 | G | STG2 | 3673 | Combined Cycle | PJM_EMAC | New Jersey | Gloucester | 26.8 | 2016 | 9999 |  |  |  | 0.058426 | NEI 2019
Settlers Hill Gas Recovery | 50563_G_GEN1 | 50563 | G | GEN1 |  | Landfill Gas | PJM_COMD | Illinois | Kane | 2.9 | 1988 | 9999 |  |  |  | 0.056969 | Default Emission Factor
Settlers Hill Gas Recovery | 50563_G_GEN2 | 50563 | G | GEN2 |  | Landfill Gas | PJM_COMD | Illinois | Kane | 2.9 | 1998 | 9999 |  |  |  | 0.056969 | Default Emission Factor
New Milford Gas Recovery | 50564_G_GEN2 | 50564 | G | GEN2 |  | Landfill Gas | NENG_CT | Connecticut | Litchfield | 0.8 | 2008 | 9999 |  |  |  | 0.056969 | Default Emission Factor
New Milford Gas Recovery | 50564_G_GEN3 | 50564 | G | GEN3 |  | Landfill Gas | NENG_CT | Connecticut | Litchfield | 0.8 | 2008 | 9999 |  |  |  | 0.056969 | Default Emission Factor
New Milford Gas Recovery | 50564_G_GEN4 | 50564 | G | GEN4 |  | Landfill Gas | NENG_CT | Connecticut | Litchfield | 0.8 | 2008 | 9999 |  |  |  | 0.056969 | Default Emission Factor
Milam Gas Recovery | 50566_G_GEN1 | 50566 | G | GEN1 |  | Combustion Turbine | MIS_IL | Illinois | St Clair | 0.8 | 1991 | 2045 |  |  |  | 0.11376 | Default Emission Factor
Milam Gas Recovery | 50566_G_GEN2 | 50566 | G | GEN2 |  | Combustion Turbine | MIS_IL | Illinois | St Clair | 0.8 | 1991 | 2045 |  |  |  | 0.11376 | Default Emission Factor
Milam Gas Recovery | 50566_G_GEN3 | 50566 | G | GEN3 |  | Combustion Turbine | MIS_IL | Illinois | St Clair | 0.8 | 1993 | 2045 |  |  |  | 0.11376 | Default Emission Factor
High Acres Gas Recovery | 50568_G_GEN1 | 50568 | G | GEN1 |  | Landfill Gas | NY_Z_C&E | New York | Monroe | 0.8 | 1991 | 9999 |  |  |  | 0.056969 | Default Emission Factor
High Acres Gas Recovery | 50568_G_GEN2 | 50568 | G | GEN2 |  | Landfill Gas | NY_Z_C&E | New York | Monroe | 0.8 | 1991 | 9999 |  |  |  | 0.056969 | Default Emission Factor
High Acres Gas Recovery | 50568_G_GEN3 | 50568 | G | GEN3 |  | Landfill Gas | NY_Z_C&E | New York | Monroe | 0.8 | 1991 | 9999 |  |  |  | 0.056969 | Default Emission Factor
High Acres Gas Recovery | 50568_G_GEN4 | 50568 | G | GEN4 |  | Landfill Gas | NY_Z_C&E | New York | Monroe | 0.8 | 1991 | 9999 |  |  |  | 0.056969 | Default Emission Factor
High Acres Gas Recovery | 50568_G_GEN5 | 50568 | G | GEN5 |  | Landfill Gas | NY_Z_C&E | New York | Monroe | 1.6 | 2008 | 9999 |  |  |  | 0.056969 | Default Emission Factor
High Acres Gas Recovery | 50568_G_GEN6 | 50568 | G | GEN6 |  | Landfill Gas | NY_Z_C&E | New York | Monroe | 1.6 | 2008 | 9999 |  |  |  | 0.056969 | Default Emission Factor
High Acres Gas Recovery | 50568_G_GEN7 | 50568 | G | GEN7 |  | Landfill Gas | NY_Z_C&E | New York | Monroe | 1.6 | 2008 | 9999 |  |  |  | 0.056969 | Default Emission Factor
High Acres Gas Recovery | 50568_G_GEN8 | 50568 | G | GEN8 |  | Landfill Gas | NY_Z_C&E | New York | Monroe | 1.6 | 2008 | 9999 |  |  |  | 0.056969 | Default Emission Factor
DFW Gas Recovery | 50569_G_GEN1 | 50569 | G | GEN1 |  | Landfill Gas | ERC_REST | Texas | Denton | 2.9 | 1988 | 9999 |  |  |  | 0.056969 | Default Emission Factor
DFW Gas Recovery | 50569_G_GEN2 | 50569 | G | GEN2 |  | Landfill Gas | ERC_REST | Texas | Denton | 2.9 | 1988 | 9999 |  |  |  | 0.056969 | Default Emission Factor
DFW Gas Recovery | 50569_G_GEN3 | 50569 | G | GEN3 |  | Landfill Gas | ERC_REST | Texas | Denton | 1.6 | 2009 | 9999 |  |  |  | 0.056969 | Default Emission Factor
DFW Gas Recovery | 50569_G_GEN4 | 50569 | G | GEN4 |  | Landfill Gas | ERC_REST | Texas | Denton | 1.6 | 2009 | 9999 |  |  |  | 0.056969 | Default Emission Factor
DFW Gas Recovery | 50569_G_GEN5 | 50569 | G | GEN5 |  | Landfill Gas | ERC_REST | Texas | Denton | 1.6 | 2009 | 9999 |  |  |  | 0.056969 | Default Emission Factor
DFW Gas Recovery | 50569_G_GEN6 | 50569 | G | GEN6 |  | Landfill Gas | ERC_REST | Texas | Denton | 1.6 | 2009 | 9999 |  |  |  | 0.056969 | Default Emission Factor
Chestnut Ridge Gas Recovery | 50570_G_GEN1 | 50570 | G | GEN1 |  | Landfill Gas | S_C_TVA | Tennessee | Anderson | 0.8 | 1992 | 9999 |  |  |  | 0.056969 | Default Emission Factor
Chestnut Ridge Gas Recovery | 50570_G_GEN2 | 50570 | G | GEN2 |  | Landfill Gas | S_C_TVA | Tennessee | Anderson | 0.8 | 1992 | 9999 |  |  |  | 0.056969 | Default Emission Factor
Chestnut Ridge Gas Recovery | 50570_G_GEN3 | 50570 | G | GEN3 |  | Landfill Gas | S_C_TVA | Tennessee | Anderson | 0.8 | 1992 | 9999 |  |  |  | 0.056969 | Default Emission Factor
Chestnut Ridge Gas Recovery | 50570_G_GEN4 | 50570 | G | GEN4 |  | Landfill Gas | S_C_TVA | Tennessee | Anderson | 0.8 | 1992 | 9999 |  |  |  | 0.056969 | Default Emission Factor
Chestnut Ridge Gas Recovery | 50570_G_GEN5 | 50570 | G | GEN5 |  | Landfill Gas | S_C_TVA | Tennessee | Anderson | 1.6 | 2011 | 9999 |  |  |  | 0.056969 | Default Emission Factor
Altamont Gas Recovery | 50571_G_GEN1 | 50571 | G | GEN1 |  | Landfill Gas | WEC_CALN | California | Alameda | 2.9 | 1969 | 9999 |  |  |  | 0.056969 | Default Emission Factor
Altamont Gas Recovery | 50571_G_GEN2 | 50571 | G | GEN2 |  | Landfill Gas | WEC_CALN | California | Alameda | 2.9 | 1989 | 9999 |  |  |  | 0.056969 | Default Emission Factor
CSL Gas Recovery | 50572_G_GEN1 | 50572 | G | GEN1 |  | Landfill Gas | FRCC | Florida | Broward | 2.9 | 1989 | 9999 |  |  |  | 0.056969 | Default Emission Factor
CSL Gas Recovery | 50572_G_GEN2 | 50572 | G | GEN2 |  | Landfill Gas | FRCC | Florida | Broward | 2.9 | 1989 | 9999 |  |  |  | 0.056969 | Default Emission Factor
CSL Gas Recovery | 50572_G_GEN3 | 50572 | G | GEN3 |  | Landfill Gas | FRCC | Florida | Broward | 2.9 | 1989 | 9999 |  |  |  | 0.056969 | Default Emission Factor
CSL Gas Recovery | 50572_G_GEN4 | 50572 | G | GEN4 |  | Landfill Gas | FRCC | Florida | Broward | 2.2 | 2000 | 9999 |  |  |  | 0.056969 | Default Emission Factor
CID Gas Recovery | 50573_G_GEN2 | 50573 | G | GEN2 |  | Landfill Gas | PJM_COMD | Illinois | Cook | 2.9 | 1989 | 9999 |  |  |  | 0.056969 | Default Emission Factor
Lake Gas Recovery | 50575_G_GEN2 | 50575 | G | GEN2 |  | Landfill Gas | PJM_COMD | Illinois | Cook | 2.9 | 1993 | 9999 |  |  |  | 0.056969 | Default Emission Factor
Lake Gas Recovery | 50575_G_GEN3 | 50575 | G | GEN3 |  | Landfill Gas | PJM_COMD | Illinois | Cook | 2.9 | 1993 | 9999 |  |  |  | 0.056969 | Default Emission Factor
Metro Gas Recovery | 50576_G_GEN1 | 50576 | G | GEN1 |  | Landfill Gas | MIS_WUMS | Wisconsin | Milwaukee | 2.9 | 1985 | 9999 |  |  |  | 0.056969 | Default Emission Factor
Metro Gas Recovery | 50576_G_GEN2 | 50576 | G | GEN2 |  | Landfill Gas | MIS_WUMS | Wisconsin | Milwaukee | 2.9 | 1985 | 9999 |  |  |  | 0.056969 | Default Emission Factor
Metro Gas Recovery | 50576_G_GEN3 | 50576 | G | GEN3 |  | Landfill Gas | MIS_WUMS | Wisconsin | Milwaukee | 0.8 | 2000 | 9999 |  |  |  | 0.056969 | Default Emission Factor
Metro Gas Recovery | 50576_G_GEN4 | 50576 | G | GEN4 |  | Landfill Gas | MIS_WUMS | Wisconsin | Milwaukee | 0.8 | 2000 | 9999 |  |  |  | 0.056969 | Default Emission Factor
Metro Gas Recovery | 50576_G_GEN5 | 50576 | G | GEN5 |  | Landfill Gas | MIS_WUMS | Wisconsin | Milwaukee | 0.8 | 2000 | 9999 |  |  |  | 0.056969 | Default Emission Factor
Metro Gas Recovery | 50576_G_GEN6 | 50576 | G | GEN6 |  | Landfill Gas | MIS_WUMS | Wisconsin | Milwaukee | 0.8 | 2000 | 9999 |  |  |  | 0.056969 | Default Emission Factor
Omega Hills Gas Recovery | 50577_G_GEN1 | 50577 | G | GEN1 |  | Landfill Gas | MIS_WUMS | Wisconsin | Washington | 2.9 | 1985 | 9999 |  |  |  | 0.056969 | Default Emission Factor
Omega Hills Gas Recovery | 50577_G_GEN2 | 50577 | G | GEN2 |  | Landfill Gas | MIS_WUMS | Wisconsin | Washington | 2.9 | 1985 | 9999 |  |  |  | 0.056969 | Default Emission Factor
Omega Hills Gas Recovery | 50577_G_GEN3 | 50577 | G | GEN3 |  | Landfill Gas | MIS_WUMS | Wisconsin | Washington | 3 | 2001 | 9999 |  |  |  | 0.056969 | Default Emission Factor
Omega Hills Gas Recovery | 50577_G_GEN5 | 50577 | G | GEN5 |  | Landfill Gas | MIS_WUMS | Wisconsin | Washington | 2.9 | 2010 | 9999 |  |  |  | 0.056969 | Default Emission Factor
Saint Johns Health Center | 50610_G_01 | 50610 | G | 01 |  | Combustion Turbine | WEC_LADW | California | Los Angeles | 1 | 1992 | 9999 |  |  |  | 0.088964 | Default Emission Factor
McKittrick Limited | 50612_G_GEN1 | 50612 | G | GEN1 | 91284 | Combustion Turbine | WEC_CALN | California | Kern | 46 | 1991 | 9999 | 2017 | 1.0104 | 22591 | 0.089451 | NEI 2019
Central Power Plant | 50621_G_GEN4 | 50621 | G | GEN4 |  | O/G Steam | NENGREST | Rhode Island | Providence | 0.5 | 1958 | 9999 |  |  |  | 0.087133 | Default Emission Factor
Central Power Plant | 50621_G_GEN5 | 50621 | G | GEN5 |  | Combustion Turbine | NENGREST | Rhode Island | Providence | 2.8 | 2004 | 9999 |  |  |  | 0.088964 | Default Emission Factor
Central Power Plant | 50621_G_GEN6 | 50621 | G | GEN6 |  | Combustion Turbine | NENGREST | Rhode Island | Providence | 2.8 | 2004 | 9999 |  |  |  | 0.088964 | Default Emission Factor
Central Power Plant | 50621_G_GEN7 | 50621 | G | GEN7 |  | Combustion Turbine | NENGREST | Rhode Island | Providence | 2 | 2015 | 9999 |  |  |  | 0.11376 | Default Emission Factor
Berry Cogen Tanne Hills 18 | 50622_G_GEN1 | 50622 | G | GEN1 |  | Combustion Turbine | WEC_CALN | California | Kern | 7 | 1986 | 9999 |  |  |  | 0.088964 | Default Emission Factor
Berry Cogen Tanne Hills 18 | 50622_G_GEN2 | 50622 | G | GEN2 |  | Combustion Turbine | WEC_CALN | California | Kern | 7 | 1986 | 9999 |  |  |  | 0.088964 | Default Emission Factor
ExxonMobil Beaumont Refinery | 50625_G_ETG | 50625 | G | ETG |  | Fossil Waste | MIS_WOTA | Texas | Jefferson | 5 | 1978 | 9999 |  |  |  | 0.028605 | Default Emission Factor
ExxonMobil Beaumont Refinery | 50625_G_TG24 | 50625 | G | TG24 |  | Combustion Turbine | MIS_WOTA | Texas | Jefferson | 32 | 1993 | 9999 | 2019 | 4.0322 | 239793.6788 | 0.033631 | NEI 2019
ExxonMobil Beaumont Refinery | 50625_G_TG41 | 50625 | G | TG41 | 3679 | Combustion Turbine | MIS_WOTA | Texas | Jefferson | 145 | 2005 | 9999 | 2019 | 10.3278 | 1086565.1071 | 0.01901 | NEI 2019
ExxonMobil Beaumont Refinery | 50625_G_TG42 | 50625 | G | TG42 | 3680 | Combustion Turbine | MIS_WOTA | Texas | Jefferson | 145 | 2005 | 9999 | 2019 | 25.9133 | 1086565.1071 | 0.047698 | NEI 2019
ExxonMobil Beaumont Refinery | 50625_G_TG43 | 50625 | G | TG43 | 3681 | Combustion Turbine | MIS_WOTA | Texas | Jefferson | 145 | 2004 | 9999 | 2019 | 24.1733 | 1086565.1071 | 0.044495 | NEI 2019
Paulsboro Refinery | 50628_G_GEN1 | 50628 | G | GEN1 |  | Combustion Turbine | PJM_EMAC | New Jersey | Gloucester | 27 | 1991 | 9999 |  |  |  | 0.088964 | Default Emission Factor
Paulsboro Refinery | 50628_G_GEN4 | 50628 | G | GEN4 |  | Coal Steam | PJM_EMAC | New Jersey | Gloucester | 11.6 | 2006 | 9999 |  |  |  | 0.0026736 | Default Emission Factor
Mosaic Co Bartow Facility | 50633_G_GEN1 | 50633 | G | GEN1 |  | Non-Fossil Waste | FRCC | Florida | Polk | 36 | 1985 | 9999 |  |  |  | 0.029032 | Default Emission Factor
Mosaic Co Bartow Facility | 50633_G_GEN2 | 50633 | G | GEN2 |  | Non-Fossil Waste | FRCC | Florida | Polk | 44 | 1992 | 9999 |  |  |  | 0.029032 | Default Emission Factor
Covanta Indianapolis Energy | 50647_G_GEN1 | 50647 | G | GEN1 |  | Municipal Solid Waste | MIS_INKY | Indiana | Marion | 5 | 1988 | 9999 |  |  |  | 0.083127 | Default Emission Factor
Las Animas | 507_G_1 | 507 | G | 1 |  | Combustion Turbine | WECC_CO | Colorado | Bent | 0.3 | 1941 | 9999 |  |  |  | 0.69077 | Default Emission Factor
Las Animas | 507_G_2 | 507 | G | 2 |  | Combustion Turbine | WECC_CO | Colorado | Bent | 0.3 | 1941 | 9999 |  |  |  | 0.69077 | Default Emission Factor
Las Animas | 507_G_4 | 507 | G | 4 |  | Combustion Turbine | WECC_CO | Colorado | Bent | 1 | 1951 | 9999 |  |  |  | 0.69077 | Default Emission Factor
Las Animas | 507_G_5 | 507 | G | 5 |  | Combustion Turbine | WECC_CO | Colorado | Bent | 1 | 1951 | 9999 |  |  |  | 0.69077 | Default Emission Factor
Las Animas | 507_G_6 | 507 | G | 6 |  | Combustion Turbine | WECC_CO | Colorado | Bent | 2.5 | 1967 | 9999 |  |  |  | 0.69077 | Default Emission Factor
JM Shafer Generating Station | 50707_G_LMA | 50707 | G | LMA | 90505 | Combined Cycle | WECC_CO | Colorado | Weld | 40.1 | 1994 | 9999 |  |  |  | 0.030815 | Default Emission Factor
JM Shafer Generating Station | 50707_G_LMB | 50707 | G | LMB | 90506 | Combined Cycle | WECC_CO | Colorado | Weld | 40.1 | 1994 | 9999 |  |  |  | 0.030815 | Default Emission Factor
JM Shafer Generating Station | 50707_G_LMC | 50707 | G | LMC | 90507 | Combined Cycle | WECC_CO | Colorado | Weld | 40.1 | 1994 | 9999 |  |  |  | 0.030815 | Default Emission Factor
JM Shafer Generating Station | 50707_G_LMD | 50707 | G | LMD | 90508 | Combined Cycle | WECC_CO | Colorado | Weld | 40.1 | 1994 | 9999 |  |  |  | 0.030815 | Default Emission Factor
JM Shafer Generating Station | 50707_G_LME | 50707 | G | LME | 90509 | Combined Cycle | WECC_CO | Colorado | Weld | 40.1 | 1994 | 9999 |  |  |  | 0.030815 | Default Emission Factor
JM Shafer Generating Station | 50707_G_STA | 50707 | G | STA | 90505 | Combined Cycle | WECC_CO | Colorado | Weld | 35.8 | 1994 | 9999 |  |  |  | 0.030815 | Default Emission Factor
JM Shafer Generating Station | 50707_G_STB | 50707 | G | STB | 90505 | Combined Cycle | WECC_CO | Colorado | Weld | 35.8 | 1994 | 9999 |  |  |  | 0.030815 | Default Emission Factor
Tazewell Gas Recovery | 50721_G_GEN1 | 50721 | G | GEN1 |  | Landfill Gas | MIS_IL | Illinois | Tazewell | 0.8 | 1989 | 9999 |  |  |  | 0.056969 | Default Emission Factor
Tazewell Gas Recovery | 50721_G_GEN2 | 50721 | G | GEN2 |  | Landfill Gas | MIS_IL | Illinois | Tazewell | 0.8 | 1989 | 9999 |  |  |  | 0.056969 | Default Emission Factor
Tazewell Gas Recovery | 50721_G_GEN3 | 50721 | G | GEN3 |  | Landfill Gas | MIS_IL | Illinois | Tazewell | 0.8 | 1999 | 9999 |  |  |  | 0.056969 | Default Emission Factor
BP Naperville Cogeneration Facility | 50722_G_GEN1 | 50722 | G | GEN1 |  | Combustion Turbine | PJM_COMD | Illinois | DuPage | 7 | 1990 | 2045 |  |  |  | 0.088964 | Default Emission Factor
Starrett City Cogen Facility | 50743_G_GEN3 | 50743 | G | GEN3 |  | Combustion Turbine | NY_Z_J | New York | Kings | 2 | 1974 | 9999 |  |  |  | 0.69077 | Default Emission Factor
Starrett City Cogen Facility | 50743_G_GEN4 | 50743 | G | GEN4 |  | Combustion Turbine | NY_Z_J | New York | Kings | 2 | 1974 | 9999 |  |  |  | 0.69077 | Default Emission Factor
Starrett City Cogen Facility | 50743_G_GEN5 | 50743 | G | GEN5 |  | Combustion Turbine | NY_Z_J | New York | Kings | 2 | 1974 | 9999 |  |  |  | 0.69077 | Default Emission Factor
Sterling Power Plant | 50744_G_GEN1 | 50744 | G | GEN1 | 3692 | Combined Cycle | NY_Z_C&E | New York | Oneida | 38.8 | 1991 | 9999 |  |  |  | 0.030815 | Default Emission Factor
Sterling Power Plant | 50744_G_GEN2 | 50744 | G | GEN2 | 3692 | Combined Cycle | NY_Z_C&E | New York | Oneida | 16 | 1991 | 9999 |  |  |  | 0.030815 | Default Emission Factor
Sterling Power Plant | 50744_G_GEN3 | 50744 | G | GEN3 |  | Combustion Turbine | NY_Z_C&E | New York | Oneida | 1.1 | 1991 | 9999 |  |  |  | 0.69077 | Default Emission Factor
Agnews Power Plant | 50748_G_GEN1 | 50748 | G | GEN1 |  | Combined Cycle | WEC_CALN | California | Santa Clara | 24.4 | 1990 | 9999 |  |  |  | 0.030815 | Default Emission Factor
Agnews Power Plant | 50748_G_GEN2 | 50748 | G | GEN2 |  | Combined Cycle | WEC_CALN | California | Santa Clara | 7.3 | 1990 | 9999 |  |  |  | 0.030815 | Default Emission Factor
Coalinga Cogeneration Facility | 50750_G_GEN1 | 50750 | G | GEN1 |  | Combustion Turbine | WEC_CALN | California | Fresno | 3.2 | 1988 | 9999 |  |  |  | 0.088964 | Default Emission Factor
Coalinga Cogeneration Facility | 50750_G_GEN2 | 50750 | G | GEN2 |  | Combustion Turbine | WEC_CALN | California | Fresno | 3.2 | 1988 | 9999 |  |  |  | 0.088964 | Default Emission Factor
Southeast Kern River Cogen | 50751_G_GTG1 | 50751 | G | GTG1 |  | Combustion Turbine | WEC_CALN | California | Kern | 20.8 | 1989 | 9999 |  |  |  | 0.088964 | Default Emission Factor
Parlin Power Plant | 50799_G_GEN1 | 50799 | G | GEN1 | 3696 | Combined Cycle | PJM_EMAC | New Jersey | Middlesex | 35.9 | 1991 | 9999 |  |  |  | 0.030815 | Default Emission Factor
Parlin Power Plant | 50799_G_GEN2 | 50799 | G | GEN2 | 3697 | Combined Cycle | PJM_EMAC | New Jersey | Middlesex | 37.5 | 1991 | 9999 |  |  |  | 0.048438 | NEI 2019
Parlin Power Plant | 50799_G_GEN3 | 50799 | G | GEN3 | 3696 | Combined Cycle | PJM_EMAC | New Jersey | Middlesex | 20.6 | 1991 | 9999 |  |  |  | 0.030815 | Default Emission Factor
Parlin Power Plant | 50799_G_GEN4 | 50799 | G | GEN4 | 3696 | Combined Cycle | PJM_EMAC | New Jersey | Middlesex | 20.6 | 1991 | 9999 | 2019 | 0.1 | 8059 | 0.048438 | NEI 2019
Optim Energy Altura Cogen LLC | 50815_G_GEN1 | 50815 | G | GEN1 | 10087 | Combined Cycle | ERC_REST | Texas | Harris | 69.8 | 1985 | 9999 | 2019 | 21.0326 | 1053195 | 0.075039 | NEI 2019
Optim Energy Altura Cogen LLC | 50815_G_GEN2 | 50815 | G | GEN2 | 10088 | Combined Cycle | ERC_REST | Texas | Harris | 69.8 | 1985 | 9999 | 2019 | 21.0807 | 434552 | 0.075039 | NEI 2019
Optim Energy Altura Cogen LLC | 50815_G_GEN3 | 50815 | G | GEN3 | 10089 | Combined Cycle | ERC_REST | Texas | Harris | 70.1 | 1985 | 9999 | 2019 | 19.718 | 434686 | 0.075039 | NEI 2019
Optim Energy Altura Cogen LLC | 50815_G_GEN4 | 50815 | G | GEN4 | 10090 | Combined Cycle | ERC_REST | Texas | Harris | 75 | 1986 | 9999 | 2019 | 20.1036 | 437917 | 0.075039 | NEI 2019
Optim Energy Altura Cogen LLC | 50815_G_GEN5 | 50815 | G | GEN5 | 10091 | Combined Cycle | ERC_REST | Texas | Harris | 68.4 | 1986 | 9999 | 2019 | 20.6003 | 450810 | 0.075039 | NEI 2019
Optim Energy Altura Cogen LLC | 50815_G_GEN6 | 50815 | G | GEN6 | 10087 | Combined Cycle | ERC_REST | Texas | Harris | 120.1 | 1986 | 9999 |  |  |  | 0.075039 | NEI 2019
Optim Energy Altura Cogen LLC | 50815_G_GEN7 | 50815 | G | GEN7 | 10092 | Combined Cycle | ERC_REST | Texas | Harris | 69 | 1995 | 9999 | 2019 | 17.8692 | 397961 | 0.075039 | NEI 2019
Cumberland (NJ) | 5083_G_CUMB | 5083 | G | CUMB | 2668 | Combustion Turbine | PJM_EMAC | New Jersey | Cumberland | 86.6 | 1990 | 9999 |  |  |  | 0.088964 | Default Emission Factor
Cumberland (NJ) | 5083_G_CUMB2 | 5083 | G | CUMB2 | 90246 | Combustion Turbine | PJM_EMAC | New Jersey | Cumberland | 96.5 | 2009 | 9999 | 2019 | 1.9466 | 50434.5576 | 0.077193 | NEI 2019
Nove Power Plant | 50831_G_GEN1 | 50831 | G | GEN1 |  | Landfill Gas | WEC_CALN | California | Contra Costa | 1 | 1985 | 9999 |  |  |  | 0.056969 | Default Emission Factor
Nove Power Plant | 50831_G_GEN2 | 50831 | G | GEN2 |  | Landfill Gas | WEC_CALN | California | Contra Costa | 1 | 1987 | 9999 |  |  |  | 0.056969 | Default Emission Factor
Nove Power Plant | 50831_G_GEN3 | 50831 | G | GEN3 |  | Landfill Gas | WEC_CALN | California | Contra Costa | 1 | 1985 | 9999 |  |  |  | 0.056969 | Default Emission Factor
PE Berkeley | 50849_G_GEN1 | 50849 | G | GEN1 |  | Combined Cycle | WEC_CALN | California | Alameda | 21 | 1987 | 9999 |  |  |  | 0.030815 | Default Emission Factor
PE Berkeley | 50849_G_GEN2 | 50849 | G | GEN2 |  | Combined Cycle | WEC_CALN | California | Alameda | 2 | 1987 | 9999 |  |  |  | 0.030815 | Default Emission Factor
OLS Energy Chino | 50850_G_GEN1 | 50850 | G | GEN1 |  | Combined Cycle | WECC_SCE | California | San Bernardino | 22.5 | 1987 | 9999 |  |  |  | 0.030815 | Default Emission Factor
OLS Energy Chino | 50850_G_GEN2 | 50850 | G | GEN2 |  | Combined Cycle | WECC_SCE | California | San Bernardino | 6.5 | 1987 | 9999 |  |  |  | 0.030815 | Default Emission Factor
CSUCI Site Authority | 50851_G_GEN1 | 50851 | G | GEN1 |  | Combined Cycle | WECC_SCE | California | Ventura | 21.5 | 1988 | 9999 |  |  |  | 0.12151 | NEI 2019
CSUCI Site Authority | 50851_G_GEN2 | 50851 | G | GEN2 |  | Combined Cycle | WECC_SCE | California | Ventura | 6.8 | 1988 | 9999 | 2017 | 10.5984 | 40402 | 0.12151 | NEI 2019
Salinas River Cogeneration | 50865_G_K100 | 50865 | G | K100 | 89975 | Combustion Turbine | WEC_CALN | California | Monterey | 33 | 1991 | 9999 |  |  |  | 0.088964 | Default Emission Factor
Oswego County Energy Recovery | 50907_G_UNT1 | 50907 | G | UNT1 |  | Municipal Solid Waste | NY_Z_C&E | New York | Oswego | 1.7 | 1986 | 9999 |  |  |  | 0.083127 | Default Emission Factor
Oswego County Energy Recovery | 50907_G_UNT2 | 50907 | G | UNT2 |  | Municipal Solid Waste | NY_Z_C&E | New York | Oswego | 1.7 | 1986 | 9999 |  |  |  | 0.083127 | Default Emission Factor
Co-Gen LLC | 50921_G_GEN1 | 50921 | G | GEN1 |  | Biomass | WECC_PNW | Oregon | Grant | 7.5 | 1986 | 9999 |  |  |  | 0.26668 | Default Emission Factor
Winnebago County Landfill Gas | 50936_G_EG3 | 50936 | G | EG3 |  | Landfill Gas | MIS_WUMS | Wisconsin | Winnebago | 0.9 | 2000 | 9999 |  |  |  | 0.056969 | Default Emission Factor
Winnebago County Landfill Gas | 50936_G_EG4 | 50936 | G | EG4 |  | Landfill Gas | MIS_WUMS | Wisconsin | Winnebago | 1 | 2007 | 9999 |  |  |  | 0.056969 | Default Emission Factor
Winnebago County Landfill Gas | 50936_G_EG5 | 50936 | G | EG5 |  | Landfill Gas | MIS_WUMS | Wisconsin | Winnebago | 1.4 | 2010 | 9999 |  |  |  | 0.056969 | Default Emission Factor
Hardee Power Station | 50949_G_GEN1 | 50949 | G | GEN1 |  | Combined Cycle | FRCC | Florida | Hardee | 70 | 1993 | 9999 |  |  |  | 0.030815 | Default Emission Factor
Hardee Power Station | 50949_G_GEN2 | 50949 | G | GEN2 |  | Combined Cycle | FRCC | Florida | Hardee | 70 | 1993 | 9999 |  |  |  | 0.030815 | Default Emission Factor
Hardee Power Station | 50949_G_GEN3 | 50949 | G | GEN3 |  | Combined Cycle | FRCC | Florida | Hardee | 78 | 1993 | 9999 |  |  |  | 0.030815 | Default Emission Factor
Hardee Power Station | 50949_G_GEN4 | 50949 | G | GEN4 |  | Combustion Turbine | FRCC | Florida | Hardee | 70 | 1993 | 9999 |  |  |  | 0.088964 | Default Emission Factor
Hardee Power Station | 50949_G_GEN5 | 50949 | G | GEN5 | 3703 | Combustion Turbine | FRCC | Florida | Hardee | 85 | 2000 | 9999 | 2019 | 0.83242 | 17307.0968 | 0.096194 | NEI 2019
Tropicana Products Bradent | 50971_G_GEN1 | 50971 | G | GEN1 |  | Combustion Turbine | FRCC | Florida | Manatee | 31 | 1990 | 9999 |  |  |  | 0.088964 | Default Emission Factor
Carr Street Generating Station | 50978_G_GEN1 | 50978 | G | GEN1 | 3708 | Combined Cycle | NY_Z_C&E | New York | Onondaga | 32 | 1993 | 9999 |  |  |  | 0.00523 | NEI 2019
Carr Street Generating Station | 50978_G_GEN2 | 50978 | G | GEN2 | 3709 | Combined Cycle | NY_Z_C&E | New York | Onondaga | 32 | 1993 | 9999 | 2019 | 0.13115 | 50152 | 0.00523 | NEI 2019
Carr Street Generating Station | 50978_G_GEN3 | 50978 | G | GEN3 | 3708 | Combined Cycle | NY_Z_C&E | New York | Onondaga | 23 | 1993 | 9999 |  |  |  | 0.00523 | NEI 2019
Co-Gen II LLC | 50993_G_GEN1 | 50993 | G | GEN1 |  | Biomass | WECC_PNW | Oregon | Douglas | 7.8 | 1987 | 9999 |  |  |  | 0.26668 | Default Emission Factor
Ocean State Power | 51030_G_GEN1 | 51030 | G | GEN1 | 3710 | Combined Cycle | NENGREST | Rhode Island | Providence | 71.2 | 1990 | 9999 | 2019 | 28.5885 | 1248303 | 0.08942 | NEI 2019
Ocean State Power | 51030_G_GEN2 | 51030 | G | GEN2 | 3711 | Combined Cycle | NENGREST | Rhode Island | Providence | 71.2 | 1990 | 9999 |  |  |  | 0.08942 | NEI 2019
Ocean State Power | 51030_G_GEN3 | 51030 | G | GEN3 | 3710 | Combined Cycle | NENGREST | Rhode Island | Providence | 76.2 | 1990 | 9999 |  |  |  | 0.08942 | NEI 2019
Trinidad (CO) | 511_G_3 | 511 | G | 3 |  | Combustion Turbine | WECC_CO | Colorado | Las Animas | 1.9 | 1966 | 9999 |  |  |  | 0.11376 | Default Emission Factor
Trinidad (CO) | 511_G_4 | 511 | G | 4 |  | Combustion Turbine | WECC_CO | Colorado | Las Animas | 1.9 | 1966 | 9999 |  |  |  | 0.11376 | Default Emission Factor
Trinidad (CO) | 511_G_5 | 511 | G | 5 |  | Combustion Turbine | WECC_CO | Colorado | Las Animas | 1.8 | 1999 | 9999 |  |  |  | 0.69077 | Default Emission Factor
Trinidad (CO) | 511_G_6 | 511 | G | 6 |  | Combustion Turbine | WECC_CO | Colorado | Las Animas | 1.8 | 1999 | 9999 |  |  |  | 0.69077 | Default Emission Factor
Trinidad (CO) | 511_G_7 | 511 | G | 7 |  | Combustion Turbine | WECC_CO | Colorado | Las Animas | 1.8 | 1999 | 9999 |  |  |  | 0.69077 | Default Emission Factor
LaO Energy Systems | 52006_G_GEN4 | 52006 | G | GEN4 |  | Combined Cycle | MIS_LA | Louisiana | Iberville | 49 | 1969 | 9999 |  |  |  | 0.030815 | Default Emission Factor
LaO Energy Systems | 52006_G_GEN5 | 52006 | G | GEN5 |  | Combined Cycle | MIS_LA | Louisiana | Iberville | 52 | 1978 | 9999 |  |  |  | 0.030815 | Default Emission Factor
LaO Energy Systems | 52006_G_GEN6 | 52006 | G | GEN6 |  | Combined Cycle | MIS_LA | Louisiana | Iberville | 52 | 1979 | 9999 |  |  |  | 0.030815 | Default Emission Factor
Doswell Energy Center | 52019_G_GEN1 | 52019 | G | GEN1 | 10033 | Combined Cycle | PJM_Dom | Virginia | Hanover | 104.7 | 1991 | 9999 | 2019 | 46.1182 | 1470806.15 | 0.081488 | NEI 2019
Doswell Energy Center | 52019_G_GEN2 | 52019 | G | GEN2 | 10034 | Combined Cycle | PJM_Dom | Virginia | Hanover | 104.7 | 1991 | 9999 | 2019 | 43.3134 | 724155.44 | 0.081488 | NEI 2019
Doswell Energy Center | 52019_G_GEN3 | 52019 | G | GEN3 | 10033 | Combined Cycle | PJM_Dom | Virginia | Hanover | 123 | 1991 | 9999 |  |  |  | 0.081488 | NEI 2019
Doswell Energy Center | 52019_G_GEN4 | 52019 | G | GEN4 | 10035 | Combined Cycle | PJM_Dom | Virginia | Hanover | 104.7 | 1992 | 9999 | 2019 | 43.537 | 1522121.09 | 0.078818 | NEI 2019
Doswell Energy Center | 52019_G_GEN5 | 52019 | G | GEN5 | 10036 | Combined Cycle | PJM_Dom | Virginia | Hanover | 104.7 | 1992 | 9999 | 2019 | 45.5166 | 737609.34 | 0.078818 | NEI 2019
Doswell Energy Center | 52019_G_GEN6 | 52019 | G | GEN6 | 10035 | Combined Cycle | PJM_Dom | Virginia | Hanover | 123 | 1992 | 9999 |  |  |  | 0.078818 | NEI 2019
Doswell Energy Center | 52019_G_GEN7 | 52019 | G | GEN7 | 3712 | Combustion Turbine | PJM_Dom | Virginia | Hanover | 170 | 2001 | 9999 | 2019 | 9.8272 | 329000.0143 | 0.05974 | NEI 2019
Doswell Energy Center | 52019_G_GEN8 | 52019 | G | GEN8 | 91240 | Combustion Turbine | PJM_Dom | Virginia | Hanover | 165 | 2018 | 9999 |  |  |  | 0.088964 | Default Emission Factor
Doswell Energy Center | 52019_G_GEN9 | 52019 | G | GEN9 | 91239 | Combustion Turbine | PJM_Dom | Virginia | Hanover | 165 | 2018 | 9999 |  |  |  | 0.088964 | Default Emission Factor
ITT Cogen Facility | 52021_G_GEN1 | 52021 | G | GEN1 |  | Combustion Turbine | PJM_COMD | Illinois | Cook | 3.5 | 1991 | 2045 |  |  |  | 0.088964 | Default Emission Factor
ITT Cogen Facility | 52021_G_GEN2 | 52021 | G | GEN2 |  | Combustion Turbine | PJM_COMD | Illinois | Cook | 3.5 | 1991 | 2045 |  |  |  | 0.088964 | Default Emission Factor
Dartmouth Power Associates LP | 52026_G_GEN1 | 52026 | G | GEN1 | 3713 | Combined Cycle | NENGREST | Massachusetts | Bristol | 35.1 | 1992 | 9999 |  |  |  | 0.016031 | NEI 2019
Dartmouth Power Associates LP | 52026_G_GEN2 | 52026 | G | GEN2 | 3713 | Combined Cycle | NENGREST | Massachusetts | Bristol | 27 | 1992 | 9999 | 2019 | 0.3889 | 48519 | 0.016031 | NEI 2019
Dartmouth Power Associates LP | 52026_G_GEN3 | 52026 | G | GEN3 | 90589 | Combustion Turbine | NENGREST | Massachusetts | Bristol | 19.6 | 2009 | 9999 | 2019 | 0.1709 | 6109 | 0.05595 | NEI 2019
Nassau Energy Corp | 52056_G_GT1 | 52056 | G | GT1 | 3714 | Combined Cycle | NY_Z_K | New York | Nassau | 43 | 1991 | 9999 |  |  |  | 0.030815 | Default Emission Factor
Nassau Energy Corp | 52056_G_ST1 | 52056 | G | ST1 | 3714 | Combined Cycle | NY_Z_K | New York | Nassau | 12 | 1991 | 9999 |  |  |  | 0.030815 | Default Emission Factor
Hartford Hospital Cogeneration | 52061_G_GEN2 | 52061 | G | GEN2 |  | Combined Cycle | NENG_CT | Connecticut | Hartford | 2.4 | 1988 | 2024 |  |  |  | 0.030815 | Default Emission Factor
Hartford Hospital Cogeneration | 52061_G_GEN3 | 52061 | G | GEN3 |  | Combined Cycle | NENG_CT | Connecticut | Hartford | 5.2 | 1988 | 2024 |  |  |  | 0.030815 | Default Emission Factor
Dominguez Plant | 52064_G_GEN1 | 52064 | G | GEN1 |  | Non-Fossil Waste | WECC_SCE | California | Los Angeles | 3.5 | 1976 | 9999 |  |  |  | 0.029032 | Default Emission Factor
Houston Plant | 52065_G_GEN1 | 52065 | G | GEN1 |  | Non-Fossil Waste | ERC_REST | Texas | Harris | 7 | 1977 | 9999 |  |  |  | 0.029032 | Default Emission Factor
UCLA So Campus Cogen Project | 52073_G_GEN1 | 52073 | G | GEN1 |  | Combined Cycle | WEC_LADW | California | Los Angeles | 12.5 | 1993 | 9999 |  |  |  | 0.030815 | Default Emission Factor
UCLA So Campus Cogen Project | 52073_G_GEN2 | 52073 | G | GEN2 |  | Combined Cycle | WEC_LADW | California | Los Angeles | 12.5 | 1993 | 9999 |  |  |  | 0.030815 | Default Emission Factor
UCLA So Campus Cogen Project | 52073_G_GEN3 | 52073 | G | GEN3 |  | Combined Cycle | WEC_LADW | California | Los Angeles | 11 | 1993 | 9999 |  |  |  | 0.030815 | Default Emission Factor
McKittrick Cogen | 52076_G_UNIT1 | 52076 | G | UNIT1 |  | Combustion Turbine | WECC_SCE | California | Kern | 4.8 | 2012 | 9999 |  |  |  | 0.088964 | Default Emission Factor
McKittrick Cogen | 52076_G_UNIT2 | 52076 | G | UNIT2 |  | Combustion Turbine | WECC_SCE | California | Kern | 4.8 | 2012 | 9999 |  |  |  | 0.088964 | Default Emission Factor
Lost Hills Cogeneration Plant | 52077_G_GEN5 | 52077 | G | GEN5 |  | Combustion Turbine | WECC_SCE | California | Kern | 2.7 | 1985 | 9999 |  |  |  | 0.088964 | Default Emission Factor
Lost Hills Cogeneration Plant | 52077_G_GEN6 | 52077 | G | GEN6 |  | Combustion Turbine | WECC_SCE | California | Kern | 2.7 | 1985 | 9999 |  |  |  | 0.088964 | Default Emission Factor
Cymric 31X Cogen | 52081_G_TG1 | 52081 | G | TG1 |  | Combustion Turbine | WEC_CALN | California | Kern | 2.7 | 1988 | 9999 |  |  |  | 0.088964 | Default Emission Factor
Cymric 31X Cogen | 52081_G_TG2 | 52081 | G | TG2 |  | Combustion Turbine | WEC_CALN | California | Kern | 2.7 | 1988 | 9999 |  |  |  | 0.088964 | Default Emission Factor
Cymric 6Z Cogen | 52082_G_TG1 | 52082 | G | TG1 |  | Combustion Turbine | WEC_CALN | California | Kern | 2.7 | 1986 | 9999 |  |  |  | 0.088964 | Default Emission Factor
Cymric 6Z Cogen | 52082_G_TG2 | 52082 | G | TG2 |  | Combustion Turbine | WEC_CALN | California | Kern | 2.7 | 1986 | 9999 |  |  |  | 0.088964 | Default Emission Factor
Taft 26C Cogen | 52085_G_TG1 | 52085 | G | TG1 |  | Combustion Turbine | WEC_CALN | California | Kern | 2.7 | 1982 | 9999 |  |  |  | 0.088964 | Default Emission Factor
Taft 26C Cogen | 52085_G_TG2 | 52085 | G | TG2 |  | Combustion Turbine | WEC_CALN | California | Kern | 2.7 | 1982 | 9999 |  |  |  | 0.088964 | Default Emission Factor
Taft 26C Cogen | 52085_G_TG3 | 52085 | G | TG3 |  | Combustion Turbine | WEC_CALN | California | Kern | 2.7 | 1982 | 9999 |  |  |  | 0.088964 | Default Emission Factor
Taft 26C Cogen | 52085_G_TG4 | 52085 | G | TG4 |  | Combustion Turbine | WEC_CALN | California | Kern | 2.7 | 1982 | 9999 |  |  |  | 0.088964 | Default Emission Factor
Coalinga 25D Cogen | 52086_G_TG1 | 52086 | G | TG1 |  | Combustion Turbine | WEC_CALN | California | Fresno | 2.7 | 1986 | 9999 |  |  |  | 0.088964 | Default Emission Factor
Coalinga 25D Cogen | 52086_G_TG2 | 52086 | G | TG2 |  | Combustion Turbine | WEC_CALN | California | Fresno | 2.7 | 1986 | 9999 |  |  |  | 0.088964 | Default Emission Factor
Coalinga 25D Cogen | 52086_G_TG3 | 52086 | G | TG3 |  | Combustion Turbine | WEC_CALN | California | Fresno | 2.7 | 1987 | 9999 |  |  |  | 0.088964 | Default Emission Factor
Coalinga 25D Cogen | 52086_G_TG4 | 52086 | G | TG4 |  | Combustion Turbine | WEC_CALN | California | Fresno | 2.7 | 1987 | 9999 |  |  |  | 0.088964 | Default Emission Factor
Elizabeth River Power Station | 52087_G_GEN1 | 52087 | G | GEN1 | 88298 | Combustion Turbine | PJM_Dom | Virginia | Chesapeake City | 116 | 1992 | 9999 |  |  |  | 0.088964 | Default Emission Factor
Elizabeth River Power Station | 52087_G_GEN2 | 52087 | G | GEN2 | 88299 | Combustion Turbine | PJM_Dom | Virginia | Chesapeake City | 116 | 1992 | 9999 |  |  |  | 0.088964 | Default Emission Factor
Elizabeth River Power Station | 52087_G_GEN3 | 52087 | G | GEN3 | 88300 | Combustion Turbine | PJM_Dom | Virginia | Chesapeake City | 116 | 1992 | 9999 |  |  |  | 0.088964 | Default Emission Factor
Texas City Power Plant | 52088_G_GEN1 | 52088 | G | GEN1 | 89949 | Combined Cycle | ERC_REST | Texas | Galveston | 139 | 1987 | 9999 |  |  |  | 0.068643 | NEI 2019
Texas City Power Plant | 52088_G_GEN2 | 52088 | G | GEN2 | 89949 | Combined Cycle | ERC_REST | Texas | Galveston | 104 | 1987 | 9999 | 2019 | 14.8214 | 473351 | 0.068643 | NEI 2019
Texas City Power Plant | 52088_G_GEN3 | 52088 | G | GEN3 | 89950 | Combined Cycle | ERC_REST | Texas | Galveston | 104 | 1987 | 9999 | 2019 | 25.5208 | 480004 | 0.068643 | NEI 2019
Texas City Power Plant | 52088_G_GEN4 | 52088 | G | GEN4 | 89951 | Combined Cycle | ERC_REST | Texas | Galveston | 104 | 1987 | 9999 | 2019 | 19.7202 | 796639 | 0.068643 | NEI 2019
New York Methodist Hospital | 52091_G_01-8N | 52091 | G | 01-8N |  | Combustion Turbine | NY_Z_J | New York | Kings | 0.8 | 2006 | 9999 |  |  |  | 0.69077 | Default Emission Factor
New York Methodist Hospital | 52091_G_02-8P | 52091 | G | 02-8P |  | Combustion Turbine | NY_Z_J | New York | Kings | 1 | 2006 | 9999 |  |  |  | 0.69077 | Default Emission Factor
New York Methodist Hospital | 52091_G_03-8L | 52091 | G | 03-8L |  | Combustion Turbine | NY_Z_J | New York | Kings | 1 | 2008 | 9999 |  |  |  | 0.69077 | Default Emission Factor
New York Methodist Hospital | 52091_G_04-6Z | 52091 | G | 04-6Z |  | Combustion Turbine | NY_Z_J | New York | Kings | 0.8 | 2006 | 9999 |  |  |  | 0.69077 | Default Emission Factor
New York Methodist Hospital | 52091_G_05-6Z | 52091 | G | 05-6Z |  | Combustion Turbine | NY_Z_J | New York | Kings | 0.8 | 2006 | 9999 |  |  |  | 0.69077 | Default Emission Factor
Berry Placerita Cogen | 52096_G_GEN1 | 52096 | G | GEN1 |  | Combustion Turbine | WECC_SCE | California | Los Angeles | 19.6 | 1990 | 9999 |  |  |  | 0.088964 | Default Emission Factor
Berry Placerita Cogen | 52096_G_GEN2 | 52096 | G | GEN2 |  | Combustion Turbine | WECC_SCE | California | Los Angeles | 19.6 | 1990 | 9999 |  |  |  | 0.088964 | Default Emission Factor
Cymric 36W Cogen | 52104_G_GEN1 | 52104 | G | GEN1 |  | Combustion Turbine | WEC_CALN | California | Kern | 2.7 | 1982 | 9999 |  |  |  | 0.088964 | Default Emission Factor
Cymric 36W Cogen | 52104_G_GEN2 | 52104 | G | GEN2 |  | Combustion Turbine | WEC_CALN | California | Kern | 2.7 | 1982 | 9999 |  |  |  | 0.088964 | Default Emission Factor
Cymric 36W Cogen | 52104_G_GEN3 | 52104 | G | GEN3 |  | Combustion Turbine | WEC_CALN | California | Kern | 2.7 | 1982 | 9999 |  |  |  | 0.088964 | Default Emission Factor
Cymric 36W Cogen | 52104_G_GEN4 | 52104 | G | GEN4 |  | Combustion Turbine | WEC_CALN | California | Kern | 2.7 | 1982 | 9999 |  |  |  | 0.088964 | Default Emission Factor
Kern River Eastridge Cogen | 52107_G_101A | 52107 | G | 101A |  | Combustion Turbine | WEC_CALN | California | Kern | 20.8 | 1988 | 9999 |  |  |  | 0.088964 | Default Emission Factor
Kern River Eastridge Cogen | 52107_G_101B | 52107 | G | 101B |  | Combustion Turbine | WEC_CALN | California | Kern | 20.8 | 1988 | 9999 |  |  |  | 0.088964 | Default Emission Factor
Wasson CO2 Removal Plant | 52122_G_GEN1 | 52122 | G | GEN1 |  | Combustion Turbine | SPP_SPS | Texas | Yoakum | 18.6 | 1988 | 9999 |  |  |  | 0.088964 | Default Emission Factor
Power Station 4 | 52132_G_GEN1 | 52132 | G | GEN1 |  | Combined Cycle | ERC_REST | Texas | Galveston | 69 | 1986 | 9999 |  |  |  | 0.002206 | NEI 2019
Power Station 4 | 52132_G_GEN2 | 52132 | G | GEN2 |  | Combined Cycle | ERC_REST | Texas | Galveston | 69 | 1986 | 9999 | 2019 | 0.6912 | 282063 | 0.002206 | NEI 2019
C P Kelco San Diego Plant | 52147_G_GEN1 | 52147 | G | GEN1 |  | Combustion Turbine | WEC_SDGE | California | San Diego | 8 | 1983 | 9999 |  |  |  | 0.088964 | Default Emission Factor
C P Kelco San Diego Plant | 52147_G_GEN2 | 52147 | G | GEN2 |  | Combustion Turbine | WEC_SDGE | California | San Diego | 9.3 | 1983 | 9999 |  |  |  | 0.088964 | Default Emission Factor
C P Kelco San Diego Plant | 52147_G_GEN3 | 52147 | G | GEN3 |  | Combustion Turbine | WEC_SDGE | California | San Diego | 9.3 | 1983 | 9999 |  |  |  | 0.088964 | Default Emission Factor
Riverbay | 52168_G_GEN3 | 52168 | G | GEN3 | 90513 | Combustion Turbine | NY_Z_J | New York | Bronx | 12.3 | 2011 | 9999 |  |  |  | 0.088964 | Default Emission Factor
Riverbay | 52168_G_GEN4 | 52168 | G | GEN4 | 90514 | Combustion Turbine | NY_Z_J | New York | Bronx | 12.3 | 2011 | 9999 |  |  |  | 0.088964 | Default Emission Factor
Riverbay | 52168_G_U0007 | 52168 | G | U0007 |  | Combustion Turbine | NY_Z_J | New York | Bronx | 1.5 | 2011 | 9999 |  |  |  | 0.69077 | Default Emission Factor
Midway Sunset Cogen | 52169_G_A | 52169 | G | A |  | Combustion Turbine | WEC_CALN | California | Kern | 73 | 1989 | 9999 |  |  |  | 0.088964 | Default Emission Factor
Midway Sunset Cogen | 52169_G_B | 52169 | G | B |  | Combustion Turbine | WEC_CALN | California | Kern | 73 | 1989 | 9999 |  |  |  | 0.088964 | Default Emission Factor
Midway Sunset Cogen | 52169_G_C | 52169 | G | C |  | Combustion Turbine | WEC_CALN | California | Kern | 73 | 1989 | 9999 |  |  |  | 0.088964 | Default Emission Factor
C R Wing Cogen Plant | 52176_G_GEN1 | 52176 | G | GEN1 | 89347 | Combined Cycle | ERC_WEST | Texas | Howard | 71 | 1987 | 9999 | 2019 | 15.0297 | 350922 | 0.058514 | NEI 2019
C R Wing Cogen Plant | 52176_G_GEN2 | 52176 | G | GEN2 | 89348 | Combined Cycle | ERC_WEST | Texas | Howard | 71 | 1987 | 9999 | 2019 | 14.2999 | 330752 | 0.058514 | NEI 2019
C R Wing Cogen Plant | 52176_G_GEN3 | 52176 | G | GEN3 | 89347 | Combined Cycle | ERC_WEST | Texas | Howard | 70 | 1988 | 9999 |  |  |  | 0.058514 | NEI 2019
Yuba City Cogen Partners | 52186_G_GEN1 | 52186 | G | GEN1 |  | Combustion Turbine | WEC_CALN | California | Sutter | 48.7 | 1990 | 9999 |  |  |  | 0.088964 | Default Emission Factor
Delaware City Plant | 52193_G_CT1 | 52193 | G | CT1 |  | Combustion Turbine | PJM_EMAC | Delaware | New Castle | 65 | 2000 | 9999 |  |  |  | 0.088964 | Default Emission Factor
Delaware City Plant | 52193_G_CT2 | 52193 | G | CT2 |  | Combustion Turbine | PJM_EMAC | Delaware | New Castle | 65 | 2000 | 9999 |  |  |  | 0.088964 | Default Emission Factor
McWilliams | 533_G_1 | 533 | G | 1 | 320 | Combined Cycle | S_SOU | Alabama | Covington | 9 | 1954 | 9999 |  |  |  | 0.030815 | Default Emission Factor
McWilliams | 533_G_2 | 533 | G | 2 | 320 | Combined Cycle | S_SOU | Alabama | Covington | 9 | 1954 | 9999 |  |  |  | 0.030815 | Default Emission Factor
McWilliams | 533_G_3 | 533 | G | 3 | 320 | Combined Cycle | S_SOU | Alabama | Covington | 22 | 1959 | 9999 |  |  |  | 0.030815 | Default Emission Factor
McWilliams | 533_G_4 | 533 | G | 4 | 320 | Combined Cycle | S_SOU | Alabama | Covington | 108 | 1996 | 9999 |  |  |  | 0.030815 | Default Emission Factor
McWilliams | 533_G_VAN1 | 533 | G | VAN1 | 324 | Combined Cycle | S_SOU | Alabama | Covington | 171 | 2002 | 9999 |  |  |  | 0.030815 | Default Emission Factor
McWilliams | 533_G_VAN2 | 533 | G | VAN2 | 325 | Combined Cycle | S_SOU | Alabama | Covington | 168 | 2002 | 9999 |  |  |  | 0.030815 | Default Emission Factor
McWilliams | 533_G_VAN3 | 533 | G | VAN3 | 324 | Combined Cycle | S_SOU | Alabama | Covington | 176 | 2002 | 9999 |  |  |  | 0.030815 | Default Emission Factor
McClellan (CA) | 535_G_1 | 535 | G | 1 |  | Combustion Turbine | WEC_BANC | California | Sacramento | 77 | 1986 | 9999 | 2017 | 0.31386 | 8862 | 0.070832 | NEI 2019
J K Smith | 54_G_GT1 | 54 | G | GT1 | 50 | Combustion Turbine | PJM_West | Kentucky | Clark | 104 | 1999 | 9999 |  |  |  | 0.088964 | Default Emission Factor
J K Smith | 54_G_GT10 | 54 | G | GT10 | 90542 | Combustion Turbine | PJM_West | Kentucky | Clark | 88 | 2010 | 9999 |  |  |  | 0.088964 | Default Emission Factor
J K Smith | 54_G_GT2 | 54 | G | GT2 | 51 | Combustion Turbine | PJM_West | Kentucky | Clark | 104 | 1999 | 9999 |  |  |  | 0.088964 | Default Emission Factor
J K Smith | 54_G_GT3 | 54 | G | GT3 | 52 | Combustion Turbine | PJM_West | Kentucky | Clark | 104 | 1999 | 9999 |  |  |  | 0.088964 | Default Emission Factor
J K Smith | 54_G_GT4 | 54 | G | GT4 | 9271 | Combustion Turbine | PJM_West | Kentucky | Clark | 74 | 2001 | 9999 |  |  |  | 0.088964 | Default Emission Factor
J K Smith | 54_G_GT5 | 54 | G | GT5 | 9272 | Combustion Turbine | PJM_West | Kentucky | Clark | 74 | 2001 | 9999 |  |  |  | 0.088964 | Default Emission Factor
J K Smith | 54_G_GT6 | 54 | G | GT6 | 89572 | Combustion Turbine | PJM_West | Kentucky | Clark | 74 | 2005 | 9999 |  |  |  | 0.088964 | Default Emission Factor
J K Smith | 54_G_GT7 | 54 | G | GT7 | 89573 | Combustion Turbine | PJM_West | Kentucky | Clark | 74 | 2005 | 9999 |  |  |  | 0.088964 | Default Emission Factor
J K Smith | 54_G_GT9 | 54 | G | GT9 | 90541 | Combustion Turbine | PJM_West | Kentucky | Clark | 88 | 2010 | 9999 |  |  |  | 0.088964 | Default Emission Factor
Branford | 540_G_UN10 | 540 | G | UN10 | 326 | Combustion Turbine | NENG_CT | Connecticut | New Haven | 17.4 | 1967 | 9999 |  |  |  | 0.12949 | Default Emission Factor
WestRock Southeast, LLC. | 54004_G_GEN2 | 54004 | G | GEN2 |  | Combustion Turbine | S_SOU | Georgia | Laurens | 40 | 1989 | 9999 |  |  |  | 0.088964 | Default Emission Factor
MM West Covina | 54015_G_GEN2 | 54015 | G | GEN2 |  | Landfill Gas | WECC_SCE | California | Los Angeles | 5.4 | 1993 | 9999 |  |  |  | 0.056969 | Default Emission Factor
Rensselaer Cogen | 54034_G_GEN1 | 54034 | G | GEN1 | 3742 | Combined Cycle | NY_Z_F | New York | Rensselaer | 47 | 1994 | 9999 | 2019 | 0.04381 | 3478 | 0.025193 | NEI 2019
Rensselaer Cogen | 54034_G_GEN2 | 54034 | G | GEN2 | 3742 | Combined Cycle | NY_Z_F | New York | Rensselaer | 33.4 | 1994 | 9999 |  |  |  | 0.025193 | NEI 2019
Lockport Energy Associates LP | 54041_G_GEN1 | 54041 | G | GEN1 | 3743 | Combined Cycle | NY_Z_A | New York | Niagara | 43.6 | 1992 | 9999 |  |  |  | 0.030815 | Default Emission Factor
Lockport Energy Associates LP | 54041_G_GEN2 | 54041 | G | GEN2 | 3744 | Combined Cycle | NY_Z_A | New York | Niagara | 43.6 | 1992 | 9999 |  |  |  | 0.030815 | Default Emission Factor
Lockport Energy Associates LP | 54041_G_GEN3 | 54041 | G | GEN3 | 3745 | Combined Cycle | NY_Z_A | New York | Niagara | 43.6 | 1992 | 9999 |  |  |  | 0.030815 | Default Emission Factor
Lockport Energy Associates LP | 54041_G_GEN4 | 54041 | G | GEN4 | 3743 | Combined Cycle | NY_Z_A | New York | Niagara | 78 | 1992 | 9999 |  |  |  | 0.030815 | Default Emission Factor
Riverview Energy Systems | 54057_G_GEN1 | 54057 | G | GEN1 |  | Landfill Gas | MIS_LMI | Michigan | Wayne | 2.8 | 1988 | 9999 |  |  |  | 0.056969 | Default Emission Factor
Riverview Energy Systems | 54057_G_GEN2 | 54057 | G | GEN2 |  | Landfill Gas | MIS_LMI | Michigan | Wayne | 2.8 | 1988 | 9999 |  |  |  | 0.056969 | Default Emission Factor
Indeck Olean Energy Center | 54076_G_GEN1 | 54076 | G | GEN1 | 3747 | Combined Cycle | NY_Z_A | New York | Cattaraugus | 34.1 | 1994 | 9999 | 2019 | 0.48315 | 116588 | 0.008288 | NEI 2019
Indeck Olean Energy Center | 54076_G_GEN2 | 54076 | G | GEN2 | 3747 | Combined Cycle | NY_Z_A | New York | Cattaraugus | 44.6 | 1994 | 9999 |  |  |  | 0.008288 | NEI 2019
Kennedy International Airport Cogen | 54114_G_GEN1 | 54114 | G | GEN1 | 3752 | Combined Cycle | NY_Z_J | New York | Queens | 48.9 | 1994 | 9999 | 2019 | 2.7075 | 242438 | 0.037643 | NEI 2019
Kennedy International Airport Cogen | 54114_G_GEN2 | 54114 | G | GEN2 | 3753 | Combined Cycle | NY_Z_J | New York | Queens | 47.8 | 1994 | 9999 | 2019 | 6.3278 | 237611 | 0.037643 | NEI 2019
Kennedy International Airport Cogen | 54114_G_GEN3 | 54114 | G | GEN3 | 3752 | Combined Cycle | NY_Z_J | New York | Queens | 27.5 | 1995 | 9999 |  |  |  | 0.037643 | NEI 2019
Fortistar North Tonawanda | 54131_G_GEN1 | 54131 | G | GEN1 | 3754 | Combined Cycle | NY_Z_A | New York | Niagara | 39.1 | 1993 | 9999 |  |  |  | 0.030815 | Default Emission Factor
Fortistar North Tonawanda | 54131_G_GEN2 | 54131 | G | GEN2 | 3754 | Combined Cycle | NY_Z_A | New York | Niagara | 20 | 1993 | 9999 |  |  |  | 0.030815 | Default Emission Factor
Stony Brook Cogen Plant | 54149_G_GEN1 | 54149 | G | GEN1 | 3757 | Combustion Turbine | NY_Z_K | New York | Suffolk | 44.5 | 1995 | 9999 | 2019 | 10.6865 | 288649 | 0.074045 | NEI 2019
Cos Cob | 542_G_UN10 | 542 | G | UN10 | 327 | Combustion Turbine | NENG_CT | Connecticut | Fairfield | 19.1 | 1969 | 9999 |  |  |  | 0.12949 | Default Emission Factor
Cos Cob | 542_G_UN11 | 542 | G | UN11 | 328 | Combustion Turbine | NENG_CT | Connecticut | Fairfield | 18.7 | 1969 | 9999 |  |  |  | 0.12949 | Default Emission Factor
Cos Cob | 542_G_UN12 | 542 | G | UN12 | 329 | Combustion Turbine | NENG_CT | Connecticut | Fairfield | 19.1 | 1969 | 9999 |  |  |  | 0.12949 | Default Emission Factor
Cos Cob | 542_G_UN13 | 542 | G | UN13 | 90364 | Combustion Turbine | NENG_CT | Connecticut | Fairfield | 19.1 | 2008 | 9999 |  |  |  | 0.12949 | Default Emission Factor
Cos Cob | 542_G_un14 | 542 | G | un14 | 90365 | Combustion Turbine | NENG_CT | Connecticut | Fairfield | 19.6 | 2008 | 9999 |  |  |  | 0.12949 | Default Emission Factor
Franklin Heating Station | 54224_G_DG4 | 54224 | G | DG4 |  | Combustion Turbine | MIS_MNWI | Minnesota | Olmsted | 2 | 2009 | 9999 |  |  |  | 0.69077 | Default Emission Factor
Franklin Heating Station | 54224_G_DG5 | 54224 | G | DG5 |  | Combustion Turbine | MIS_MNWI | Minnesota | Olmsted | 2 | 2011 | 9999 |  |  |  | 0.69077 | Default Emission Factor
Franklin Heating Station | 54224_G_EG1 | 54224 | G | EG1 |  | Combustion Turbine | MIS_MNWI | Minnesota | Olmsted | 2 | 2001 | 9999 |  |  |  | 0.69077 | Default Emission Factor
Franklin Heating Station | 54224_G_EG2 | 54224 | G | EG2 |  | Combustion Turbine | MIS_MNWI | Minnesota | Olmsted | 2 | 2001 | 9999 |  |  |  | 0.69077 | Default Emission Factor
Franklin Heating Station | 54224_G_EG3 | 54224 | G | EG3 |  | Combustion Turbine | MIS_MNWI | Minnesota | Olmsted | 2 | 2001 | 9999 |  |  |  | 0.69077 | Default Emission Factor
Franklin Heating Station | 54224_G_GEN1 | 54224 | G | GEN1 |  | O/G Steam | MIS_MNWI | Minnesota | Olmsted | 2 | 1951 | 9999 |  |  |  | 0.087133 | Default Emission Factor
Franklin Heating Station | 54224_G_GEN2 | 54224 | G | GEN2 |  | O/G Steam | MIS_MNWI | Minnesota | Olmsted | 2 | 1951 | 9999 |  |  |  | 0.087133 | Default Emission Factor
Franklin Heating Station | 54224_G_GEN3 | 54224 | G | GEN3 |  | O/G Steam | MIS_MNWI | Minnesota | Olmsted | 6.1 | 1968 | 9999 |  |  |  | 0.087133 | Default Emission Factor
Franklin Heating Station | 54224_G_GEN6 | 54224 | G | GEN6 |  | Non-Fossil Waste | MIS_MNWI | Minnesota | Olmsted | 2.8 | 2006 | 9999 |  |  |  | 0.029032 | Default Emission Factor
Gillette SBMC | 54225_G_CTG3 | 54225 | G | CTG3 |  | Combustion Turbine | NENGREST | Massachusetts | Suffolk | 7.2 | 2011 | 9999 |  |  |  | 0.088964 | Default Emission Factor
Gillette SBMC | 54225_G_DG | 54225 | G | DG |  | Combustion Turbine | NENGREST | Massachusetts | Suffolk | 0.5 | 1991 | 9999 |  |  |  | 0.69077 | Default Emission Factor
Gillette SBMC | 54225_G_DG2 | 54225 | G | DG2 |  | Combustion Turbine | NENGREST | Massachusetts | Suffolk | 0.5 | 1997 | 9999 |  |  |  | 0.69077 | Default Emission Factor
Gillette SBMC | 54225_G_DG3 | 54225 | G | DG3 |  | Combustion Turbine | NENGREST | Massachusetts | Suffolk | 1 | 2000 | 9999 |  |  |  | 0.69077 | Default Emission Factor
Erving Paper Mills | 54228_G_3 | 54228 | G | 3 |  | Combustion Turbine | NENGREST | Massachusetts | Franklin | 5.6 | 2015 | 9999 |  |  |  | 0.088964 | Default Emission Factor
Naval Submarine Base Kings Bay | 54239_G_3023 | 54239 | G | 3023 |  | Combustion Turbine | S_SOU | Georgia | Camden | 2.5 | 1984 | 9999 |  |  |  | 0.69077 | Default Emission Factor
Naval Submarine Base Kings Bay | 54239_G_3024 | 54239 | G | 3024 |  | Combustion Turbine | S_SOU | Georgia | Camden | 2.5 | 1984 | 9999 |  |  |  | 0.69077 | Default Emission Factor
Naval Submarine Base Kings Bay | 54239_G_3025 | 54239 | G | 3025 |  | Combustion Turbine | S_SOU | Georgia | Camden | 2.5 | 1984 | 9999 |  |  |  | 0.69077 | Default Emission Factor
Naval Submarine Base Kings Bay | 54239_G_3027 | 54239 | G | 3027 |  | Combustion Turbine | S_SOU | Georgia | Camden | 2.5 | 1988 | 9999 |  |  |  | 0.69077 | Default Emission Factor
Naval Submarine Base Kings Bay | 54239_G_3028 | 54239 | G | 3028 |  | Combustion Turbine | S_SOU | Georgia | Camden | 2.5 | 1988 | 9999 |  |  |  | 0.69077 | Default Emission Factor
Naval Submarine Base Kings Bay | 54239_G_3029 | 54239 | G | 3029 |  | Combustion Turbine | S_SOU | Georgia | Camden | 2.5 | 1989 | 9999 |  |  |  | 0.69077 | Default Emission Factor
Naval Submarine Base Kings Bay | 54239_G_5876 | 54239 | G | 5876 |  | Combustion Turbine | S_SOU | Georgia | Camden | 2.5 | 1988 | 9999 |  |  |  | 0.69077 | Default Emission Factor
Naval Submarine Base Kings Bay | 54239_G_5877 | 54239 | G | 5877 |  | Combustion Turbine | S_SOU | Georgia | Camden | 2.5 | 1989 | 9999 |  |  |  | 0.69077 | Default Emission Factor
Naval Submarine Base Kings Bay | 54239_G_5878 | 54239 | G | 5878 |  | Combustion Turbine | S_SOU | Georgia | Camden | 2.5 | 1989 | 9999 |  |  |  | 0.69077 | Default Emission Factor
Naval Submarine Base Kings Bay | 54239_G_5879 | 54239 | G | 5879 |  | Combustion Turbine | S_SOU | Georgia | Camden | 2.5 | 1989 | 9999 |  |  |  | 0.69077 | Default Emission Factor
Naval Submarine Base Kings Bay | 54239_G_5880 | 54239 | G | 5880 |  | Combustion Turbine | S_SOU | Georgia | Camden | 2.5 | 1989 | 9999 |  |  |  | 0.69077 | Default Emission Factor
Naval Submarine Base Kings Bay | 54239_G_5881 | 54239 | G | 5881 |  | Combustion Turbine | S_SOU | Georgia | Camden | 2.5 | 1988 | 9999 |  |  |  | 0.69077 | Default Emission Factor
Saint Marys Hospital Power Plant | 54262_G_1 | 54262 | G | 1 |  | Combustion Turbine | MIS_MNWI | Minnesota | Olmsted | 4.5 | 1996 | 9999 |  |  |  | 0.088964 | Default Emission Factor
Saint Marys Hospital Power Plant | 54262_G_4 | 54262 | G | 4 |  | O/G Steam | MIS_MNWI | Minnesota | Olmsted | 2.7 | 1971 | 9999 |  |  |  | 0.087133 | Default Emission Factor
Saint Marys Hospital Power Plant | 54262_G_5 | 54262 | G | 5 |  | Combustion Turbine | MIS_MNWI | Minnesota | Olmsted | 2.5 | 1978 | 9999 |  |  |  | 0.69077 | Default Emission Factor
Saint Marys Hospital Power Plant | 54262_G_7 | 54262 | G | 7 |  | Combustion Turbine | MIS_MNWI | Minnesota | Olmsted | 2.5 | 2011 | 9999 |  |  |  | 0.69077 | Default Emission Factor
March Point Cogeneration | 54268_G_GTG1 | 54268 | G | GTG1 |  | Combustion Turbine | WECC_PNW | Washington | Skagit | 39.6 | 1991 | 9999 |  |  |  | 0.088964 | Default Emission Factor
March Point Cogeneration | 54268_G_GTG2 | 54268 | G | GTG2 |  | Combustion Turbine | WECC_PNW | Washington | Skagit | 40 | 1991 | 9999 |  |  |  | 0.088964 | Default Emission Factor
March Point Cogeneration | 54268_G_GTG3 | 54268 | G | GTG3 |  | Combustion Turbine | WECC_PNW | Washington | Skagit | 40.6 | 1993 | 9999 |  |  |  | 0.088964 | Default Emission Factor
Saguaro Power | 54271_G_CTG1 | 54271 | G | CTG1 |  | Combined Cycle | WECC_SNV | Nevada | Clark | 36 | 1991 | 9999 |  |  |  | 0.10456 | NEI 2019
Saguaro Power | 54271_G_CTG2 | 54271 | G | CTG2 |  | Combined Cycle | WECC_SNV | Nevada | Clark | 36 | 1991 | 9999 | 2019 | 18.672 | 261456 | 0.10456 | NEI 2019
Saguaro Power | 54271_G_STG | 54271 | G | STG |  | Combined Cycle | WECC_SNV | Nevada | Clark | 29 | 1991 | 9999 | 2019 | 20.887 | 495220 | 0.10456 | NEI 2019
West Group Data Center | 54294_G_1 | 54294 | G | 1 |  | Combustion Turbine | MIS_MNWI | Minnesota | Dakota | 0.6 | 2005 | 9999 |  |  |  | 0.69077 | Default Emission Factor
West Group Data Center | 54294_G_2 | 54294 | G | 2 |  | Combustion Turbine | MIS_MNWI | Minnesota | Dakota | 0.6 | 2005 | 9999 |  |  |  | 0.69077 | Default Emission Factor
West Group Data Center | 54294_G_3 | 54294 | G | 3 |  | Combustion Turbine | MIS_MNWI | Minnesota | Dakota | 0.6 | 2005 | 9999 |  |  |  | 0.69077 | Default Emission Factor
West Group Data Center | 54294_G_4 | 54294 | G | 4 |  | Combustion Turbine | MIS_MNWI | Minnesota | Dakota | 0.6 | 2005 | 9999 |  |  |  | 0.69077 | Default Emission Factor
Goodyear Beaumont Chemical Plant | 54321_G_2N80 | 54321 | G | 2N80 |  | Combustion Turbine | MIS_WOTA | Texas | Jefferson | 4 | 1999 | 9999 |  |  |  | 0.088964 | Default Emission Factor
Goodyear Beaumont Chemical Plant | 54321_G_N802 | 54321 | G | N802 |  | Combustion Turbine | MIS_WOTA | Texas | Jefferson | 4 | 1999 | 9999 |  |  |  | 0.088964 | Default Emission Factor
Goodyear Beaumont Chemical Plant | 54321_G_N803 | 54321 | G | N803 |  | Combustion Turbine | MIS_WOTA | Texas | Jefferson | 4 | 1999 | 9999 |  |  |  | 0.088964 | Default Emission Factor
Goodyear Beaumont Chemical Plant | 54321_G_N804 | 54321 | G | N804 |  | Combustion Turbine | MIS_WOTA | Texas | Jefferson | 4 | 1999 | 9999 |  |  |  | 0.088964 | Default Emission Factor
Ocean State Power II | 54324_G_GEN1 | 54324 | G | GEN1 | 3760 | Combined Cycle | NENGREST | Rhode Island | Providence | 71.2 | 1991 | 9999 |  |  |  | 0.030815 | Default Emission Factor
Ocean State Power II | 54324_G_GEN2 | 54324 | G | GEN2 | 3761 | Combined Cycle | NENGREST | Rhode Island | Providence | 71.2 | 1991 | 9999 |  |  |  | 0.030815 | Default Emission Factor
Ocean State Power II | 54324_G_GEN3 | 54324 | G | GEN3 | 3760 | Combined Cycle | NENGREST | Rhode Island | Providence | 76.2 | 1991 | 9999 |  |  |  | 0.030815 | Default Emission Factor
Bucknell University | 54333_G_G001 | 54333 | G | G001 |  | Combined Cycle | PJM_WMAC | Pennsylvania | Union | 4.3 | 1998 | 9999 |  |  |  | 0.030815 | Default Emission Factor
Bucknell University | 54333_G_G502 | 54333 | G | G502 |  | Combined Cycle | PJM_WMAC | Pennsylvania | Union | 0.8 | 1991 | 9999 |  |  |  | 0.030815 | Default Emission Factor
Rio Grande Valley Sugar Growers | 54338_G_GENE | 54338 | G | GENE |  | Combustion Turbine | ERC_REST | Texas | Hidalgo | 1.4 | 2011 | 9999 |  |  |  | 0.69077 | Default Emission Factor
Orange Cogeneration Facility | 54365_G_APC1 | 54365 | G | APC1 | 3762 | Combined Cycle | FRCC | Florida | Polk | 43 | 1995 | 9999 |  |  |  | 0.030815 | Default Emission Factor
Orange Cogeneration Facility | 54365_G_APC2 | 54365 | G | APC2 | 3763 | Combined Cycle | FRCC | Florida | Polk | 43 | 1995 | 9999 |  |  |  | 0.030815 | Default Emission Factor
Orange Cogeneration Facility | 54365_G_APC3 | 54365 | G | APC3 | 3762 | Combined Cycle | FRCC | Florida | Polk | 24.6 | 1995 | 9999 |  |  |  | 0.030815 | Default Emission Factor
University of Colorado | 54372_G_GT1 | 54372 | G | GT1 |  | Combined Cycle | WECC_CO | Colorado | Boulder | 15 | 1992 | 9999 |  |  |  | 0.030815 | Default Emission Factor
University of Colorado | 54372_G_GT2 | 54372 | G | GT2 |  | Combined Cycle | WECC_CO | Colorado | Boulder | 15 | 1992 | 9999 |  |  |  | 0.030815 | Default Emission Factor
University of Colorado | 54372_G_ST1 | 54372 | G | ST1 |  | Combined Cycle | WECC_CO | Colorado | Boulder | 1 | 1992 | 9999 |  |  |  | 0.030815 | Default Emission Factor
Devon Station | 544_G_10 | 544 | G | 10 | 330 | Combustion Turbine | NENG_CT | Connecticut | New Haven | 14.4 | 1985 | 9999 |  |  |  | 0.12949 | Default Emission Factor
Devon Station | 544_G_11 | 544 | G | 11 | 331 | Combustion Turbine | NENG_CT | Connecticut | New Haven | 29.3 | 1996 | 9999 |  |  |  | 0.088964 | Default Emission Factor
Devon Station | 544_G_12 | 544 | G | 12 | 332 | Combustion Turbine | NENG_CT | Connecticut | New Haven | 29.2 | 1996 | 9999 |  |  |  | 0.088964 | Default Emission Factor
Devon Station | 544_G_13 | 544 | G | 13 | 333 | Combustion Turbine | NENG_CT | Connecticut | New Haven | 29.9 | 1996 | 9999 |  |  |  | 0.088964 | Default Emission Factor
Devon Station | 544_G_14 | 544 | G | 14 | 334 | Combustion Turbine | NENG_CT | Connecticut | New Haven | 29.7 | 1996 | 9999 |  |  |  | 0.088964 | Default Emission Factor
Capitol Heat and Power | 54406_G_P31 | 54406 | G | P31 |  | Combustion Turbine | MIS_WUMS | Wisconsin | Dane | 1 | 2011 | 9999 |  |  |  | 0.69077 | Default Emission Factor
Capitol Heat and Power | 54406_G_P32 | 54406 | G | P32 |  | Combustion Turbine | MIS_WUMS | Wisconsin | Dane | 1 | 2011 | 9999 |  |  |  | 0.69077 | Default Emission Factor
Waupun Correctional Central Heating Plt | 54407_G_1 | 54407 | G | 1 |  | O/G Steam | MIS_WUMS | Wisconsin | Dodge | 1 | 1951 | 9999 |  |  |  | 0.087133 | Default Emission Factor
Waupun Correctional Central Heating Plt | 54407_G_2 | 54407 | G | 2 |  | O/G Steam | MIS_WUMS | Wisconsin | Dodge | 0.5 | 1951 | 9999 |  |  |  | 0.087133 | Default Emission Factor
Waupun Correctional Central Heating Plt | 54407_G_3 | 54407 | G | 3 |  | Combustion Turbine | MIS_WUMS | Wisconsin | Dodge | 0.8 | 1991 | 9999 |  |  |  | 0.69077 | Default Emission Factor
Waupun Correctional Central Heating Plt | 54407_G_4 | 54407 | G | 4 |  | Combustion Turbine | MIS_WUMS | Wisconsin | Dodge | 1.5 | 1998 | 9999 |  |  |  | 0.69077 | Default Emission Factor
UW Madison Charter Street Plant | 54408_G_3 | 54408 | G | 3 |  | Combustion Turbine | MIS_WUMS | Wisconsin | Dane | 1.3 | 1965 | 9999 |  |  |  | 0.69077 | Default Emission Factor
Western Power & Steam Inc | 54410_G_CTG | 54410 | G | CTG |  | Combustion Turbine | WEC_CALN | California | Kern | 19.6 | 1990 | 9999 |  |  |  | 0.088964 | Default Emission Factor
Mulberry Cogeneration Facility | 54426_G_GT1 | 54426 | G | GT1 | 3772 | Combined Cycle | FRCC | Florida | Polk | 76 | 1994 | 9999 |  |  |  | 0.030815 | Default Emission Factor
Mulberry Cogeneration Facility | 54426_G_ST1 | 54426 | G | ST1 | 3772 | Combined Cycle | FRCC | Florida | Polk | 37 | 1994 | 9999 |  |  |  | 0.030815 | Default Emission Factor
Welport Lease Project | 54447_G_TI | 54447 | G | TI |  | Combustion Turbine | WEC_CALN | California | Kern | 4 | 1990 | 9999 |  |  |  | 0.088964 | Default Emission Factor
Dome Project | 54449_G_T1 | 54449 | G | T1 |  | Combustion Turbine | WEC_CALN | California | Kern | 2.5 | 1988 | 9999 |  |  |  | 0.088964 | Default Emission Factor
Dome Project | 54449_G_T2 | 54449 | G | T2 |  | Combustion Turbine | WEC_CALN | California | Kern | 2.5 | 1988 | 9999 |  |  |  | 0.088964 | Default Emission Factor
Hewlett Packard Enterprise | 54457_G_ALF1 | 54457 | G | ALF1 |  | Combustion Turbine | S_SOU | Georgia | Fulton | 1 | 1989 | 9999 |  |  |  | 0.69077 | Default Emission Factor
Hewlett Packard Enterprise | 54457_G_ALF2 | 54457 | G | ALF2 |  | Combustion Turbine | S_SOU | Georgia | Fulton | 1 | 1989 | 9999 |  |  |  | 0.69077 | Default Emission Factor
Hewlett Packard Enterprise | 54457_G_ALF3 | 54457 | G | ALF3 |  | Combustion Turbine | S_SOU | Georgia | Fulton | 1 | 1989 | 9999 |  |  |  | 0.69077 | Default Emission Factor
Hewlett Packard Enterprise | 54457_G_ALF4 | 54457 | G | ALF4 |  | Combustion Turbine | S_SOU | Georgia | Fulton | 1 | 1989 | 9999 |  |  |  | 0.69077 | Default Emission Factor
Hewlett Packard Enterprise | 54457_G_ALF5 | 54457 | G | ALF5 |  | Combustion Turbine | S_SOU | Georgia | Fulton | 1 | 1991 | 9999 |  |  |  | 0.69077 | Default Emission Factor
Hewlett Packard Enterprise | 54457_G_B1GN1 | 54457 | G | B1GN1 |  | Combustion Turbine | S_SOU | Georgia | Fulton | 1.4 | 2005 | 9999 |  |  |  | 0.69077 | Default Emission Factor
Hewlett Packard Enterprise | 54457_G_B1GN2 | 54457 | G | B1GN2 |  | Combustion Turbine | S_SOU | Georgia | Fulton | 1.4 | 2005 | 9999 |  |  |  | 0.69077 | Default Emission Factor
Orlando Cogen LP | 54466_G_GEN1 | 54466 | G | GEN1 | 3773 | Combined Cycle | FRCC | Florida | Orange | 120 | 1993 | 9999 | 2019 | 25.5227 | 1014108 | 0.050335 | NEI 2019
Sumas Power Plant | 54476_G_GEN1 | 54476 | G | GEN1 | 90428 | Combined Cycle | WECC_PNW | Washington | Whatcom | 84.7 | 1993 | 9999 |  |  |  | 0.094289 | NEI 2019
Sumas Power Plant | 54476_G_GEN2 | 54476 | G | GEN2 | 90428 | Combined Cycle | WECC_PNW | Washington | Whatcom | 40.8 | 1993 | 9999 | 2019 | 22.8 | 483617 | 0.094289 | NEI 2019
Crotched Mountain Rehabilitation Center | 54515_G_GEN1 | 54515 | G | GEN1 |  | Combustion Turbine | NENGREST | New Hampshire | Hillsborough | 0.7 | 1990 | 9999 |  |  |  | 0.69077 | Default Emission Factor
Crotched Mountain Rehabilitation Center | 54515_G_GEN2 | 54515 | G | GEN2 |  | Combustion Turbine | NENGREST | New Hampshire | Hillsborough | 0.7 | 1990 | 9999 |  |  |  | 0.69077 | Default Emission Factor
Crotched Mountain Rehabilitation Center | 54515_G_GEN3 | 54515 | G | GEN3 |  | Combustion Turbine | NENGREST | New Hampshire | Hillsborough | 0.7 | 1990 | 9999 |  |  |  | 0.69077 | Default Emission Factor
Sierra Pacific Sonora | 54517_G_GEN3 | 54517 | G | GEN3 |  | Biomass | WEC_CALN | California | Tuolumne | 6 | 2018 | 9999 |  |  |  | 0.26668 | Default Emission Factor
Formosa Plastics | 54518_G_GT2 | 54518 | G | GT2 |  | Combustion Turbine | MIS_LA | Louisiana | East Baton Rouge | 33 | 1990 | 9999 |  |  |  | 0.088964 | Default Emission Factor
Formosa Plastics | 54518_G_GT3 | 54518 | G | GT3 |  | Combustion Turbine | MIS_LA | Louisiana | East Baton Rouge | 33 | 1996 | 9999 |  |  |  | 0.088964 | Default Emission Factor
Sumpter Energy Associates | 54536_G_0202 | 54536 | G | 0202 |  | Landfill Gas | MIS_LMI | Michigan | Wayne | 0.8 | 1998 | 9999 |  |  |  | 0.056969 | Default Emission Factor
Sumpter Energy Associates | 54536_G_0203 | 54536 | G | 0203 |  | Landfill Gas | MIS_LMI | Michigan | Wayne | 0.8 | 1998 | 9999 |  |  |  | 0.056969 | Default Emission Factor
Sumpter Energy Associates | 54536_G_0204 | 54536 | G | 0204 |  | Landfill Gas | MIS_LMI | Michigan | Wayne | 0.8 | 1998 | 9999 |  |  |  | 0.056969 | Default Emission Factor
Sumpter Energy Associates | 54536_G_0205 | 54536 | G | 0205 |  | Landfill Gas | MIS_LMI | Michigan | Wayne | 0.8 | 1998 | 9999 |  |  |  | 0.056969 | Default Emission Factor
Sumpter Energy Associates | 54536_G_0386 | 54536 | G | 0386 |  | Landfill Gas | MIS_LMI | Michigan | Wayne | 0.8 | 1992 | 9999 |  |  |  | 0.056969 | Default Emission Factor
Sumpter Energy Associates | 54536_G_0388 | 54536 | G | 0388 |  | Landfill Gas | MIS_LMI | Michigan | Wayne | 0.8 | 1992 | 9999 |  |  |  | 0.056969 | Default Emission Factor
Sumpter Energy Associates | 54536_G_0389 | 54536 | G | 0389 |  | Landfill Gas | MIS_LMI | Michigan | Wayne | 0.8 | 1992 | 9999 |  |  |  | 0.056969 | Default Emission Factor
Sumpter Energy Associates | 54536_G_0392 | 54536 | G | 0392 |  | Landfill Gas | MIS_LMI | Michigan | Wayne | 0.8 | 1992 | 9999 |  |  |  | 0.056969 | Default Emission Factor
Sumpter Energy Associates | 54536_G_0435 | 54536 | G | 0435 |  | Landfill Gas | MIS_LMI | Michigan | Wayne | 0.8 | 1992 | 9999 |  |  |  | 0.056969 | Default Emission Factor
Sumpter Energy Associates | 54536_G_0437 | 54536 | G | 0437 |  | Landfill Gas | MIS_LMI | Michigan | Wayne | 0.8 | 1992 | 9999 |  |  |  | 0.056969 | Default Emission Factor
Sumpter Energy Associates | 54536_G_0440 | 54536 | G | 0440 |  | Landfill Gas | MIS_LMI | Michigan | Wayne | 0.8 | 1992 | 9999 |  |  |  | 0.056969 | Default Emission Factor
Sumpter Energy Associates | 54536_G_0447 | 54536 | G | 0447 |  | Landfill Gas | MIS_LMI | Michigan | Wayne | 0.8 | 1992 | 9999 |  |  |  | 0.056969 | Default Emission Factor
Sumpter Energy Associates | 54536_G_0464 | 54536 | G | 0464 |  | Landfill Gas | MIS_LMI | Michigan | Wayne | 0.8 | 1992 | 9999 |  |  |  | 0.056969 | Default Emission Factor
Sumpter Energy Associates | 54536_G_0467 | 54536 | G | 0467 |  | Landfill Gas | MIS_LMI | Michigan | Wayne | 0.8 | 1992 | 9999 |  |  |  | 0.056969 | Default Emission Factor
Ferndale Generating Station | 54537_G_CT1A | 54537 | G | CT1A | 90752 | Combined Cycle | WECC_PNW | Washington | Whatcom | 86 | 1994 | 9999 | 2019 | 2 | 699187 | 0.006089 | NEI 2019
Ferndale Generating Station | 54537_G_CT1B | 54537 | G | CT1B | 90753 | Combined Cycle | WECC_PNW | Washington | Whatcom | 86 | 1994 | 9999 | 2019 | 1.19 | 348617 | 0.006089 | NEI 2019
Ferndale Generating Station | 54537_G_ST1 | 54537 | G | ST1 | 90752 | Combined Cycle | WECC_PNW | Washington | Whatcom | 98 | 1994 | 9999 |  |  |  | 0.006089 | NEI 2019
Hartwell Energy Facility | 54538_G_MAG1 | 54538 | G | MAG1 | 5039 | Combustion Turbine | S_SOU | Georgia | Hart | 149.5 | 1994 | 9999 |  |  |  | 0.088964 | Default Emission Factor
Hartwell Energy Facility | 54538_G_MAG2 | 54538 | G | MAG2 | 5040 | Combustion Turbine | S_SOU | Georgia | Hart | 148.6 | 1994 | 9999 |  |  |  | 0.088964 | Default Emission Factor
Venice Resources Gas Recovery | 54539_G_GEN1 | 54539 | G | GEN1 |  | Landfill Gas | MIS_LMI | Michigan | Shiawassee | 0.8 | 1992 | 9999 |  |  |  | 0.056969 | Default Emission Factor
Venice Resources Gas Recovery | 54539_G_GEN2 | 54539 | G | GEN2 |  | Landfill Gas | MIS_LMI | Michigan | Shiawassee | 0.8 | 1992 | 9999 |  |  |  | 0.056969 | Default Emission Factor
Sithe Independence Station | 54547_G_1 | 54547 | G | 1 | 3774 | Combined Cycle | NY_Z_C&E | New York | Oswego | 155.3 | 1994 | 9999 |  |  |  | 0.030815 | Default Emission Factor
Sithe Independence Station | 54547_G_2 | 54547 | G | 2 | 3775 | Combined Cycle | NY_Z_C&E | New York | Oswego | 155.3 | 1994 | 9999 |  |  |  | 0.030815 | Default Emission Factor
Sithe Independence Station | 54547_G_3 | 54547 | G | 3 | 3776 | Combined Cycle | NY_Z_C&E | New York | Oswego | 155.3 | 1994 | 9999 |  |  |  | 0.030815 | Default Emission Factor
Sithe Independence Station | 54547_G_4 | 54547 | G | 4 | 3777 | Combined Cycle | NY_Z_C&E | New York | Oswego | 155.3 | 1994 | 9999 |  |  |  | 0.030815 | Default Emission Factor
Sithe Independence Station | 54547_G_5 | 54547 | G | 5 | 3774 | Combined Cycle | NY_Z_C&E | New York | Oswego | 167.5 | 1994 | 9999 |  |  |  | 0.030815 | Default Emission Factor
Sithe Independence Station | 54547_G_6 | 54547 | G | 6 | 3776 | Combined Cycle | NY_Z_C&E | New York | Oswego | 167.5 | 1994 | 9999 |  |  |  | 0.030815 | Default Emission Factor
ExxonMobil Mobile Bay Onshore | 54550_G_901 | 54550 | G | 901 |  | Combined Cycle | S_SOU | Alabama | Mobile | 0.9 | 1993 | 9999 |  |  |  | 0.030815 | Default Emission Factor
ExxonMobil Mobile Bay Onshore | 54550_G_901A | 54550 | G | 901A |  | Combined Cycle | S_SOU | Alabama | Mobile | 3.4 | 1993 | 9999 |  |  |  | 0.030815 | Default Emission Factor
ExxonMobil Mobile Bay Onshore | 54550_G_901B | 54550 | G | 901B |  | Combined Cycle | S_SOU | Alabama | Mobile | 3.4 | 1993 | 9999 |  |  |  | 0.030815 | Default Emission Factor
ExxonMobil Mobile Bay Onshore | 54550_G_901C | 54550 | G | 901C |  | Combined Cycle | S_SOU | Alabama | Mobile | 3.4 | 1993 | 9999 |  |  |  | 0.030815 | Default Emission Factor
Ingredion Incorporated | 54556_G_TG03 | 54556 | G | TG03 |  | Combustion Turbine | PJM_COMD | Illinois | Cook | 4.4 | 1996 | 2045 |  |  |  | 0.088964 | Default Emission Factor
Ingredion Incorporated | 54556_G_TG04 | 54556 | G | TG04 |  | Combustion Turbine | PJM_COMD | Illinois | Cook | 4.4 | 1996 | 2045 |  |  |  | 0.088964 | Default Emission Factor
MM Yolo Power | 54567_G_1 | 54567 | G | 1 |  | Landfill Gas | WEC_CALN | California | Yolo | 0.5 | 1990 | 9999 |  |  |  | 0.056969 | Default Emission Factor
MM Yolo Power | 54567_G_2 | 54567 | G | 2 |  | Landfill Gas | WEC_CALN | California | Yolo | 0.5 | 1990 | 9999 |  |  |  | 0.056969 | Default Emission Factor
MM Yolo Power | 54567_G_3 | 54567 | G | 3 |  | Landfill Gas | WEC_CALN | California | Yolo | 0.5 | 1990 | 9999 |  |  |  | 0.056969 | Default Emission Factor
MM Yolo Power | 54567_G_4 | 54567 | G | 4 |  | Landfill Gas | WEC_CALN | California | Yolo | 0.6 | 1993 | 9999 |  |  |  | 0.056969 | Default Emission Factor
MM Yolo Power | 54567_G_5 | 54567 | G | 5 |  | Landfill Gas | WEC_CALN | California | Yolo | 0.4 | 1998 | 9999 |  |  |  | 0.056969 | Default Emission Factor
Saranac Facility | 54574_G_GEN1 | 54574 | G | GEN1 | 3780 | Combined Cycle | NY_Z_D | New York | Clinton | 82.3 | 1994 | 9999 | 2019 | 0.3321 | 45930 | 0.008325 | NEI 2019
Saranac Facility | 54574_G_GEN2 | 54574 | G | GEN2 | 3781 | Combined Cycle | NY_Z_D | New York | Clinton | 82 | 1994 | 9999 | 2019 | 0.00585 | 8373 | 0.008325 | NEI 2019
Saranac Facility | 54574_G_GEN3 | 54574 | G | GEN3 | 3780 | Combined Cycle | NY_Z_D | New York | Clinton | 85.6 | 1994 | 9999 |  |  |  | 0.008325 | NEI 2019
Tanner Street Generation | 54586_G_TRENT | 54586 | G | TRENT | 90384 | Combined Cycle | NENGREST | Massachusetts | Middlesex | 58 | 2008 | 9999 | 2019 | 0.028 | 11022 | 0.004217 | NEI 2019
Tanner Street Generation | 54586_G_VAX | 54586 | G | VAX | 90384 | Combined Cycle | NENGREST | Massachusetts | Middlesex | 17 | 1992 | 9999 |  |  |  | 0.004217 | NEI 2019
Massena Energy Facility | 54592_G_GEN1 | 54592 | G | GEN1 | 3783 | Combined Cycle | NY_Z_D | New York | St Lawrence | 46 | 1992 | 9999 |  |  |  | 0.030815 | Default Emission Factor
Massena Energy Facility | 54592_G_GEN2 | 54592 | G | GEN2 | 3783 | Combined Cycle | NY_Z_D | New York | St Lawrence | 35 | 1992 | 9999 |  |  |  | 0.030815 | Default Emission Factor
Massena Energy Facility | 54592_G_IC | 54592 | G | IC |  | Combustion Turbine | NY_Z_D | New York | St Lawrence | 2 | 1992 | 9999 |  |  |  | 0.69077 | Default Emission Factor
Batavia Power Plant | 54593_G_GEN1 | 54593 | G | GEN1 | 3784 | Combined Cycle | NY_Z_B | New York | Genesee | 34.3 | 1992 | 9999 |  |  |  | 0.030815 | Default Emission Factor
Batavia Power Plant | 54593_G_GEN2 | 54593 | G | GEN2 | 3784 | Combined Cycle | NY_Z_B | New York | Genesee | 14.5 | 1992 | 9999 |  |  |  | 0.030815 | Default Emission Factor
Batavia Power Plant | 54593_G_GEN3 | 54593 | G | GEN3 |  | Combustion Turbine | NY_Z_B | New York | Genesee | 1 | 1992 | 9999 |  |  |  | 0.69077 | Default Emission Factor
Montville Station | 546_G_10 | 546 | G | 10 |  | Combustion Turbine | NENG_CT | Connecticut | New London | 2.7 | 1967 | 9999 |  |  |  | 0.69077 | Default Emission Factor
Montville Station | 546_G_11 | 546 | G | 11 |  | Combustion Turbine | NENG_CT | Connecticut | New London | 2.7 | 1967 | 9999 |  |  |  | 0.69077 | Default Emission Factor
American Gypsum Cogeneration | 54630_G_D-1 | 54630 | G | D-1 |  | Combustion Turbine | WECC_CO | Colorado | Eagle | 1.2 | 1990 | 9999 |  |  |  | 0.69077 | Default Emission Factor
American Gypsum Cogeneration | 54630_G_D-2 | 54630 | G | D-2 |  | Combustion Turbine | WECC_CO | Colorado | Eagle | 1.2 | 1990 | 9999 |  |  |  | 0.69077 | Default Emission Factor
American Gypsum Cogeneration | 54630_G_T-1 | 54630 | G | T-1 |  | Combustion Turbine | WECC_CO | Colorado | Eagle | 2.6 | 1990 | 9999 |  |  |  | 0.088964 | Default Emission Factor
American Gypsum Cogeneration | 54630_G_T-2 | 54630 | G | T-2 |  | Combustion Turbine | WECC_CO | Colorado | Eagle | 2.6 | 1990 | 9999 |  |  |  | 0.088964 | Default Emission Factor
JCO Oxides Olefins Plant | 54637_G_GCG1 | 54637 | G | GCG1 |  | Combustion Turbine | MIS_WOTA | Texas | Jefferson | 30.5 | 1992 | 9999 |  |  |  | 0.088964 | Default Emission Factor
JCO Oxides Olefins Plant | 54637_G_GCG2 | 54637 | G | GCG2 |  | Combustion Turbine | MIS_WOTA | Texas | Jefferson | 30.5 | 1992 | 9999 |  |  |  | 0.088964 | Default Emission Factor
NAEA Lakewood LLC | 54640_G_GEN1 | 54640 | G | GEN1 | 3790 | Combined Cycle | PJM_EMAC | New Jersey | Ocean | 84.6 | 1994 | 9999 | 2019 | 12.7342 | 352989 | 0.072151 | NEI 2019
NAEA Lakewood LLC | 54640_G_GEN2 | 54640 | G | GEN2 | 3791 | Combined Cycle | PJM_EMAC | New Jersey | Ocean | 83.6 | 1994 | 9999 |  |  |  | 0.072151 | NEI 2019
NAEA Lakewood LLC | 54640_G_GEN3 | 54640 | G | GEN3 | 3790 | Combined Cycle | PJM_EMAC | New Jersey | Ocean | 79.7 | 1994 | 9999 |  |  |  | 0.072151 | NEI 2019
Pheasant Run Landfill Gas Recovery | 54661_G_GE10 | 54661 | G | GE10 |  | Landfill Gas | MIS_WUMS | Wisconsin | Kenosha | 0.8 | 2002 | 9999 |  |  |  | 0.056969 | Default Emission Factor
Pheasant Run Landfill Gas Recovery | 54661_G_GE11 | 54661 | G | GE11 |  | Landfill Gas | MIS_WUMS | Wisconsin | Kenosha | 0.8 | 2002 | 9999 |  |  |  | 0.056969 | Default Emission Factor
Pheasant Run Landfill Gas Recovery | 54661_G_GEN1 | 54661 | G | GEN1 |  | Landfill Gas | MIS_WUMS | Wisconsin | Kenosha | 0.8 | 1992 | 9999 |  |  |  | 0.056969 | Default Emission Factor
Pheasant Run Landfill Gas Recovery | 54661_G_GEN2 | 54661 | G | GEN2 |  | Landfill Gas | MIS_WUMS | Wisconsin | Kenosha | 0.8 | 1992 | 9999 |  |  |  | 0.056969 | Default Emission Factor
Pheasant Run Landfill Gas Recovery | 54661_G_GEN3 | 54661 | G | GEN3 |  | Landfill Gas | MIS_WUMS | Wisconsin | Kenosha | 0.8 | 1996 | 9999 |  |  |  | 0.056969 | Default Emission Factor
Pheasant Run Landfill Gas Recovery | 54661_G_GEN4 | 54661 | G | GEN4 |  | Landfill Gas | MIS_WUMS | Wisconsin | Kenosha | 0.8 | 2000 | 9999 |  |  |  | 0.056969 | Default Emission Factor
Pheasant Run Landfill Gas Recovery | 54661_G_GEN5 | 54661 | G | GEN5 |  | Landfill Gas | MIS_WUMS | Wisconsin | Kenosha | 0.8 | 2000 | 9999 |  |  |  | 0.056969 | Default Emission Factor
Pheasant Run Landfill Gas Recovery | 54661_G_GEN6 | 54661 | G | GEN6 |  | Landfill Gas | MIS_WUMS | Wisconsin | Kenosha | 0.8 | 2000 | 9999 |  |  |  | 0.056969 | Default Emission Factor
Pheasant Run Landfill Gas Recovery | 54661_G_GEN7 | 54661 | G | GEN7 |  | Landfill Gas | MIS_WUMS | Wisconsin | Kenosha | 0.8 | 2000 | 9999 |  |  |  | 0.056969 | Default Emission Factor
Pheasant Run Landfill Gas Recovery | 54661_G_GEN8 | 54661 | G | GEN8 |  | Landfill Gas | MIS_WUMS | Wisconsin | Kenosha | 0.8 | 2002 | 9999 |  |  |  | 0.056969 | Default Emission Factor
Pheasant Run Landfill Gas Recovery | 54661_G_GEN9 | 54661 | G | GEN9 |  | Landfill Gas | MIS_WUMS | Wisconsin | Kenosha | 0.8 | 2002 | 9999 |  |  |  | 0.056969 | Default Emission Factor
Woodland Landfill Gas Recovery | 54662_G_GEN1 | 54662 | G | GEN1 |  | Landfill Gas | PJM_COMD | Illinois | Kane | 0.8 | 1992 | 9999 |  |  |  | 0.056969 | Default Emission Factor
Woodland Landfill Gas Recovery | 54662_G_GEN2 | 54662 | G | GEN2 |  | Landfill Gas | PJM_COMD | Illinois | Kane | 0.8 | 1992 | 9999 |  |  |  | 0.056969 | Default Emission Factor
Woodland Landfill Gas Recovery | 54662_G_GEN3 | 54662 | G | GEN3 |  | Landfill Gas | PJM_COMD | Illinois | Kane | 1.6 | 2010 | 9999 |  |  |  | 0.056969 | Default Emission Factor
Woodland Landfill Gas Recovery | 54662_G_GEN4 | 54662 | G | GEN4 |  | Landfill Gas | PJM_COMD | Illinois | Kane | 1.6 | 2010 | 9999 |  |  |  | 0.056969 | Default Emission Factor
Turnkey Landfill Gas Recovery | 54663_G_GEN1 | 54663 | G | GEN1 |  | Landfill Gas | NENGREST | New Hampshire | Strafford | 0.8 | 1992 | 9999 |  |  |  | 0.056969 | Default Emission Factor
Turnkey Landfill Gas Recovery | 54663_G_GEN2 | 54663 | G | GEN2 |  | Landfill Gas | NENGREST | New Hampshire | Strafford | 0.8 | 1992 | 9999 |  |  |  | 0.056969 | Default Emission Factor
Turnkey Landfill Gas Recovery | 54663_G_GEN3 | 54663 | G | GEN3 |  | Landfill Gas | NENGREST | New Hampshire | Strafford | 0.8 | 1992 | 9999 |  |  |  | 0.056969 | Default Emission Factor
Turnkey Landfill Gas Recovery | 54663_G_GEN4 | 54663 | G | GEN4 |  | Landfill Gas | NENGREST | New Hampshire | Strafford | 0.8 | 1993 | 9999 |  |  |  | 0.056969 | Default Emission Factor
Turnkey Landfill Gas Recovery | 54663_G_GEN5 | 54663 | G | GEN5 |  | Landfill Gas | NENGREST | New Hampshire | Strafford | 2.9 | 1997 | 9999 |  |  |  | 0.056969 | Default Emission Factor
Turnkey Landfill Gas Recovery | 54663_G_GEN6 | 54663 | G | GEN6 |  | Landfill Gas | NENGREST | New Hampshire | Strafford | 2.9 | 1997 | 9999 |  |  |  | 0.056969 | Default Emission Factor
Oyster Creek Unit VIII | 54676_G_G81 | 54676 | G | G81 |  | Combined Cycle | ERC_REST | Texas | Brazoria | 73 | 1994 | 9999 |  |  |  | 0.030815 | Default Emission Factor
Oyster Creek Unit VIII | 54676_G_G82 | 54676 | G | G82 |  | Combined Cycle | ERC_REST | Texas | Brazoria | 73 | 1994 | 9999 |  |  |  | 0.030815 | Default Emission Factor
Oyster Creek Unit VIII | 54676_G_G83 | 54676 | G | G83 |  | Combined Cycle | ERC_REST | Texas | Brazoria | 73 | 1994 | 9999 |  |  |  | 0.030815 | Default Emission Factor
Oyster Creek Unit VIII | 54676_G_G84 | 54676 | G | G84 |  | Combined Cycle | ERC_REST | Texas | Brazoria | 160 | 1994 | 9999 |  |  |  | 0.030815 | Default Emission Factor
Yuma Cogeneration Associates | 54694_G_GEN1 | 54694 | G | GEN1 | 91085 | Combined Cycle | WECC_AZ | Arizona | Yuma | 35.1 | 1994 | 9999 |  |  |  | 0.030815 | Default Emission Factor
Yuma Cogeneration Associates | 54694_G_GEN2 | 54694 | G | GEN2 | 91085 | Combined Cycle | WECC_AZ | Arizona | Yuma | 17.1 | 1994 | 9999 |  |  |  | 0.030815 | Default Emission Factor
Metro Methane Recovery Facility | 54700_G_GEN1 | 54700 | G | GEN1 |  | Landfill Gas | MIS_MIDA | Iowa | Polk | 0.8 | 1998 | 9999 |  |  |  | 0.056969 | Default Emission Factor
Metro Methane Recovery Facility | 54700_G_GEN10 | 54700 | G | GEN10 |  | Landfill Gas | MIS_MIDA | Iowa | Polk | 1.6 | 2014 | 9999 |  |  |  | 0.056969 | Default Emission Factor
Metro Methane Recovery Facility | 54700_G_GEN11 | 54700 | G | GEN11 |  | Landfill Gas | MIS_MIDA | Iowa | Polk | 1.6 | 2014 | 9999 |  |  |  | 0.056969 | Default Emission Factor
Metro Methane Recovery Facility | 54700_G_GEN12 | 54700 | G | GEN12 |  | Landfill Gas | MIS_MIDA | Iowa | Polk | 1.6 | 2014 | 9999 |  |  |  | 0.056969 | Default Emission Factor
Metro Methane Recovery Facility | 54700_G_GEN2 | 54700 | G | GEN2 |  | Landfill Gas | MIS_MIDA | Iowa | Polk | 0.8 | 1998 | 9999 |  |  |  | 0.056969 | Default Emission Factor
Metro Methane Recovery Facility | 54700_G_GEN3 | 54700 | G | GEN3 |  | Landfill Gas | MIS_MIDA | Iowa | Polk | 0.8 | 1998 | 9999 |  |  |  | 0.056969 | Default Emission Factor
Metro Methane Recovery Facility | 54700_G_GEN4 | 54700 | G | GEN4 |  | Landfill Gas | MIS_MIDA | Iowa | Polk | 0.8 | 1998 | 9999 |  |  |  | 0.056969 | Default Emission Factor
Metro Methane Recovery Facility | 54700_G_GEN5 | 54700 | G | GEN5 |  | Landfill Gas | MIS_MIDA | Iowa | Polk | 0.8 | 1998 | 9999 |  |  |  | 0.056969 | Default Emission Factor
Metro Methane Recovery Facility | 54700_G_GEN6 | 54700 | G | GEN6 |  | Landfill Gas | MIS_MIDA | Iowa | Polk | 0.8 | 1998 | 9999 |  |  |  | 0.056969 | Default Emission Factor
Metro Methane Recovery Facility | 54700_G_GEN7 | 54700 | G | GEN7 |  | Landfill Gas | MIS_MIDA | Iowa | Polk | 0.8 | 1998 | 9999 |  |  |  | 0.056969 | Default Emission Factor
Metro Methane Recovery Facility | 54700_G_GEN8 | 54700 | G | GEN8 |  | Landfill Gas | MIS_MIDA | Iowa | Polk | 0.8 | 1998 | 9999 |  |  |  | 0.056969 | Default Emission Factor
Alliant SBD 9205 A Y McDonald | 54710_G_0001 | 54710 | G | 0001 |  | Combustion Turbine | MIS_IA | Iowa | Dubuque | 1.5 | 1993 | 9999 |  |  |  | 0.69077 | Default Emission Factor
Alliant SBD 9205 A Y McDonald | 54710_G_0002 | 54710 | G | 0002 |  | Combustion Turbine | MIS_IA | Iowa | Dubuque | 1.6 | 1990 | 9999 |  |  |  | 0.69077 | Default Emission Factor
Alliant SBD 9205 A Y McDonald | 54710_G_0003 | 54710 | G | 0003 |  | Combustion Turbine | MIS_IA | Iowa | Dubuque | 0.5 | 2016 | 9999 |  |  |  | 0.69077 | Default Emission Factor
Alliant SBD 9201 Norplex | 54712_G_0002 | 54712 | G | 0002 |  | Combustion Turbine | MIS_IA | Iowa | Allamakee | 1 | 2014 | 9999 |  |  |  | 0.69077 | Default Emission Factor
Alliant SBD 9201 Norplex | 54712_G_0044 | 54712 | G | 0044 |  | Combustion Turbine | MIS_IA | Iowa | Allamakee | 1.1 | 1988 | 9999 |  |  |  | 0.69077 | Default Emission Factor
Alliant SBD 9107 JBS USA | 54715_G_2665 | 54715 | G | 2665 |  | Combustion Turbine | MIS_IA | Iowa | Marshall | 1.6 | 1992 | 9999 |  |  |  | 0.69077 | Default Emission Factor
Alliant SBD 9107 JBS USA | 54715_G_2688 | 54715 | G | 2688 |  | Combustion Turbine | MIS_IA | Iowa | Marshall | 1.6 | 1992 | 9999 |  |  |  | 0.69077 | Default Emission Factor
Alliant SBD 9107 JBS USA | 54715_G_2689 | 54715 | G | 2689 |  | Combustion Turbine | MIS_IA | Iowa | Marshall | 1.6 | 1992 | 9999 |  |  |  | 0.69077 | Default Emission Factor
Alliant SBD 9107 JBS USA | 54715_G_4644 | 54715 | G | 4644 |  | Combustion Turbine | MIS_IA | Iowa | Marshall | 1.6 | 1994 | 9999 |  |  |  | 0.69077 | Default Emission Factor
Alliant SBD 9107 JBS USA | 54715_G_4658 | 54715 | G | 4658 |  | Combustion Turbine | MIS_IA | Iowa | Marshall | 1.6 | 1996 | 9999 |  |  |  | 0.69077 | Default Emission Factor
Alliant SBD 9107 JBS USA | 54715_G_4659 | 54715 | G | 4659 |  | Combustion Turbine | MIS_IA | Iowa | Marshall | 1.6 | 1998 | 9999 |  |  |  | 0.69077 | Default Emission Factor
Alliant SBD 9107 JBS USA | 54715_G_4660 | 54715 | G | 4660 |  | Combustion Turbine | MIS_IA | Iowa | Marshall | 1.8 | 2000 | 9999 |  |  |  | 0.69077 | Default Emission Factor
Alliant SBD 8602 Marion Sub | 54716_G_1536 | 54716 | G | 1536 |  | Combustion Turbine | MIS_IA | Iowa | Linn | 1.5 | 1986 | 9999 |  |  |  | 0.69077 | Default Emission Factor
Alliant SBD 8602 Marion Sub | 54716_G_2734 | 54716 | G | 2734 |  | Combustion Turbine | MIS_IA | Iowa | Linn | 1.5 | 1986 | 9999 |  |  |  | 0.69077 | Default Emission Factor
Alliant SBD 8602 Marion Sub | 54716_G_2741 | 54716 | G | 2741 |  | Combustion Turbine | MIS_IA | Iowa | Linn | 1.1 | 1986 | 9999 |  |  |  | 0.69077 | Default Emission Factor
Alliant SBD 8602 Marion Sub | 54716_G_2785 | 54716 | G | 2785 |  | Combustion Turbine | MIS_IA | Iowa | Linn | 1.5 | 1986 | 9999 |  |  |  | 0.69077 | Default Emission Factor
Alliant SBD 9106 Rockwell CR | 54717_G_2671 | 54717 | G | 2671 |  | Combustion Turbine | MIS_IA | Iowa | Linn | 1.6 | 1992 | 9999 |  |  |  | 0.69077 | Default Emission Factor
Alliant SBD 9106 Rockwell CR | 54717_G_2672 | 54717 | G | 2672 |  | Combustion Turbine | MIS_IA | Iowa | Linn | 1.6 | 1992 | 9999 |  |  |  | 0.69077 | Default Emission Factor
Alliant SBD 9106 Rockwell CR | 54717_G_2675 | 54717 | G | 2675 |  | Combustion Turbine | MIS_IA | Iowa | Linn | 1.6 | 1992 | 9999 |  |  |  | 0.69077 | Default Emission Factor
Alliant SBD 9106 Rockwell CR | 54717_G_2678 | 54717 | G | 2678 |  | Combustion Turbine | MIS_IA | Iowa | Linn | 1.6 | 1992 | 9999 |  |  |  | 0.69077 | Default Emission Factor
Alliant SBD 9106 Rockwell CR | 54717_G_2679 | 54717 | G | 2679 |  | Combustion Turbine | MIS_IA | Iowa | Linn | 1.6 | 1992 | 9999 |  |  |  | 0.69077 | Default Emission Factor
Alliant SBD 9106 Rockwell CR | 54717_G_2682 | 54717 | G | 2682 |  | Combustion Turbine | MIS_IA | Iowa | Linn | 1.6 | 1992 | 9999 |  |  |  | 0.69077 | Default Emission Factor
Alliant SBD 9106 Rockwell CR | 54717_G_2683 | 54717 | G | 2683 |  | Combustion Turbine | MIS_IA | Iowa | Linn | 1.6 | 1992 | 9999 |  |  |  | 0.69077 | Default Emission Factor
Alliant SBD 9106 Rockwell CR | 54717_G_2684 | 54717 | G | 2684 |  | Combustion Turbine | MIS_IA | Iowa | Linn | 1.6 | 1992 | 9999 |  |  |  | 0.69077 | Default Emission Factor
Alliant SBD 9106 Rockwell CR | 54717_G_2685 | 54717 | G | 2685 |  | Combustion Turbine | MIS_IA | Iowa | Linn | 1.6 | 1992 | 9999 |  |  |  | 0.69077 | Default Emission Factor
Alliant SBD 9106 Rockwell CR | 54717_G_2690 | 54717 | G | 2690 |  | Combustion Turbine | MIS_IA | Iowa | Linn | 1.6 | 1992 | 9999 |  |  |  | 0.69077 | Default Emission Factor
Alliant SBD 9206 Donaldson | 54718_G_4632 | 54718 | G | 4632 |  | Combustion Turbine | MIS_IA | Iowa | Howard | 1.6 | 1995 | 9999 |  |  |  | 0.69077 | Default Emission Factor
Alliant SBD 9203 Profol | 54719_G_6916 | 54719 | G | 6916 |  | Combustion Turbine | MIS_IA | Iowa | Linn | 1.8 | 1996 | 9999 |  |  |  | 0.69077 | Default Emission Factor
Alliant SBD 9203 Profol | 54719_G_6917 | 54719 | G | 6917 |  | Combustion Turbine | MIS_IA | Iowa | Linn | 1.8 | 2001 | 9999 |  |  |  | 0.69077 | Default Emission Factor
Alliant SBD 9203 Profol | 54719_G_6918 | 54719 | G | 6918 |  | Combustion Turbine | MIS_IA | Iowa | Linn | 2 | 2012 | 9999 |  |  |  | 0.69077 | Default Emission Factor
Alliant SBD 8601 Quad Graphics | 54720_G_2736 | 54720 | G | 2736 |  | Combustion Turbine | MIS_IA | Iowa | Iowa | 1.5 | 1986 | 9999 |  |  |  | 0.69077 | Default Emission Factor
Alliant SBD 8601 Quad Graphics | 54720_G_3489 | 54720 | G | 3489 |  | Combustion Turbine | MIS_IA | Iowa | Iowa | 1 | 1991 | 9999 |  |  |  | 0.69077 | Default Emission Factor
Alliant SBD 8601 Quad Graphics | 54720_G_7164 | 54720 | G | 7164 |  | Combustion Turbine | MIS_IA | Iowa | Iowa | 1.1 | 1996 | 9999 |  |  |  | 0.69077 | Default Emission Factor
I 95 Landfill Phase II | 54723_G_UNT1 | 54723 | G | UNT1 |  | Landfill Gas | PJM_Dom | Virginia | Fairfax | 0.8 | 1993 | 9999 |  |  |  | 0.056969 | Default Emission Factor
I 95 Landfill Phase II | 54723_G_UNT2 | 54723 | G | UNT2 |  | Landfill Gas | PJM_Dom | Virginia | Fairfax | 0.8 | 1993 | 9999 |  |  |  | 0.056969 | Default Emission Factor
I 95 Landfill Phase II | 54723_G_UNT3 | 54723 | G | UNT3 |  | Landfill Gas | PJM_Dom | Virginia | Fairfax | 0.8 | 1993 | 9999 |  |  |  | 0.056969 | Default Emission Factor
I 95 Landfill Phase II | 54723_G_UNT4 | 54723 | G | UNT4 |  | Landfill Gas | PJM_Dom | Virginia | Fairfax | 0.8 | 1993 | 9999 |  |  |  | 0.056969 | Default Emission Factor
Alliant SBD 9301 Prairie Farms | 54735_G_0079 | 54735 | G | 0079 |  | Combustion Turbine | MIS_IA | Iowa | Dubuque | 1.8 | 1993 | 9999 |  |  |  | 0.69077 | Default Emission Factor
Alliant SBD 9301 Prairie Farms | 54735_G_0080 | 54735 | G | 0080 |  | Combustion Turbine | MIS_IA | Iowa | Dubuque | 1.1 | 1998 | 9999 |  |  |  | 0.69077 | Default Emission Factor
Port Neches Plant | 54748_G_G1 | 54748 | G | G1 |  | Combustion Turbine | MIS_WOTA | Texas | Jefferson | 32 | 1994 | 9999 | 2019 | 12.748 | 264252 | 0.096484 | NEI 2019
Goal Line LP | 54749_G_CTG | 54749 | G | CTG | 3795 | Combined Cycle | WEC_SDGE | California | San Diego | 40 | 1994 | 9999 |  |  |  | 0.030815 | Default Emission Factor
Goal Line LP | 54749_G_STG | 54749 | G | STG | 3795 | Combined Cycle | WEC_SDGE | California | San Diego | 9.4 | 1994 | 9999 |  |  |  | 0.030815 | Default Emission Factor
Coopersville | 54756_G_3-1 | 54756 | G | 3-1 |  | Landfill Gas | MIS_LMI | Michigan | Ottawa | 0.8 | 1994 | 9999 |  |  |  | 0.056969 | Default Emission Factor
Coopersville | 54756_G_3-2 | 54756 | G | 3-2 |  | Landfill Gas | MIS_LMI | Michigan | Ottawa | 0.8 | 1994 | 9999 |  |  |  | 0.056969 | Default Emission Factor
Coopersville | 54756_G_3-3 | 54756 | G | 3-3 |  | Landfill Gas | MIS_LMI | Michigan | Ottawa | 0.8 | 1994 | 9999 |  |  |  | 0.056969 | Default Emission Factor
Coopersville | 54756_G_3-4 | 54756 | G | 3-4 |  | Landfill Gas | MIS_LMI | Michigan | Ottawa | 0.8 | 1994 | 9999 |  |  |  | 0.056969 | Default Emission Factor
Coopersville | 54756_G_3-5 | 54756 | G | 3-5 |  | Landfill Gas | MIS_LMI | Michigan | Ottawa | 0.8 | 1994 | 9999 |  |  |  | 0.056969 | Default Emission Factor
Coopersville | 54756_G_3-6 | 54756 | G | 3-6 |  | Landfill Gas | MIS_LMI | Michigan | Ottawa | 0.8 | 1994 | 9999 |  |  |  | 0.056969 | Default Emission Factor
Coopersville | 54756_G_3-7 | 54756 | G | 3-7 |  | Landfill Gas | MIS_LMI | Michigan | Ottawa | 1.6 | 2006 | 9999 |  |  |  | 0.056969 | Default Emission Factor
Grand Blanc Generating Station | 54757_G_4-1 | 54757 | G | 4-1 |  | Landfill Gas | MIS_LMI | Michigan | Genesee | 0.8 | 1994 | 9999 |  |  |  | 0.056969 | Default Emission Factor
Grand Blanc Generating Station | 54757_G_4-2 | 54757 | G | 4-2 |  | Landfill Gas | MIS_LMI | Michigan | Genesee | 0.8 | 1994 | 9999 |  |  |  | 0.056969 | Default Emission Factor
Grand Blanc Generating Station | 54757_G_4-3 | 54757 | G | 4-3 |  | Landfill Gas | MIS_LMI | Michigan | Genesee | 0.8 | 1994 | 9999 |  |  |  | 0.056969 | Default Emission Factor
Grand Blanc Generating Station | 54757_G_4-4 | 54757 | G | 4-4 |  | Landfill Gas | MIS_LMI | Michigan | Genesee | 0.8 | 2000 | 9999 |  |  |  | 0.056969 | Default Emission Factor
Grand Blanc Generating Station | 54757_G_4-5 | 54757 | G | 4-5 |  | Landfill Gas | MIS_LMI | Michigan | Genesee | 0.8 | 2003 | 9999 |  |  |  | 0.056969 | Default Emission Factor
Grand Blanc Generating Station | 54757_G_4-7 | 54757 | G | 4-7 |  | Landfill Gas | MIS_LMI | Michigan | Genesee | 1.6 | 2012 | 9999 |  |  |  | 0.056969 | Default Emission Factor
Grand Blanc Generating Station | 54757_G_4-8 | 54757 | G | 4-8 |  | Landfill Gas | MIS_LMI | Michigan | Genesee | 1.6 | 2012 | 9999 |  |  |  | 0.056969 | Default Emission Factor
Grand Blanc Generating Station | 54757_G_CIB | 54757 | G | CIB |  | Landfill Gas | MIS_LMI | Michigan | Genesee | 0.6 | 2010 | 9999 |  |  |  | 0.056969 | Default Emission Factor
Hermiston Generating Plant | 54761_G_GEN1 | 54761 | G | GEN1 | 3796 | Combined Cycle | WECC_PNW | Oregon | Umatilla | 80 | 1996 | 9999 | 2019 | 36.5837 | 1517808 | 0.048206 | NEI 2019
Hermiston Generating Plant | 54761_G_GEN2 | 54761 | G | GEN2 | 3796 | Combined Cycle | WECC_PNW | Oregon | Umatilla | 152 | 1996 | 9999 |  |  |  | 0.048206 | NEI 2019
Hermiston Generating Plant | 54761_G_GEN3 | 54761 | G | GEN3 | 3797 | Combined Cycle | WECC_PNW | Oregon | Umatilla | 80 | 1996 | 9999 | 2019 | 32.2179 | 1344822 | 0.047914 | NEI 2019
Hermiston Generating Plant | 54761_G_GEN4 | 54761 | G | GEN4 | 3797 | Combined Cycle | WECC_PNW | Oregon | Umatilla | 152 | 1996 | 9999 |  |  |  | 0.047914 | NEI 2019
Live Oak Limited | 54768_G_GEN1 | 54768 | G | GEN1 | 91245 | Combustion Turbine | WEC_CALN | California | Kern | 46 | 1992 | 9999 | 2017 | 1.3938 | 24019 | 0.11606 | NEI 2019
NYU Luthern Medical Center | 54769_G_GEN1 | 54769 | G | GEN1 |  | Combustion Turbine | NY_Z_J | New York | Kings | 0.8 | 1994 | 9999 |  |  |  | 0.11376 | Default Emission Factor
NYU Luthern Medical Center | 54769_G_GEN2 | 54769 | G | GEN2 |  | Combustion Turbine | NY_Z_J | New York | Kings | 0.8 | 1994 | 9999 |  |  |  | 0.11376 | Default Emission Factor
NYU Luthern Medical Center | 54769_G_GEN3 | 54769 | G | GEN3 |  | Combustion Turbine | NY_Z_J | New York | Kings | 1.5 | 2006 | 9999 |  |  |  | 0.69077 | Default Emission Factor
NYU Luthern Medical Center | 54769_G_GEN4 | 54769 | G | GEN4 |  | Combustion Turbine | NY_Z_J | New York | Kings | 1.5 | 2006 | 9999 |  |  |  | 0.69077 | Default Emission Factor
University of Iowa Main Power Plant | 54775_G_DG7 | 54775 | G | DG7 |  | Combustion Turbine | MIS_MIDA | Iowa | Johnson | 1.7 | 1998 | 9999 |  |  |  | 0.69077 | Default Emission Factor
University of Iowa Main Power Plant | 54775_G_GEN10 | 54775 | G | GEN10 |  | Combustion Turbine | MIS_MIDA | Iowa | Johnson | 2 | 2014 | 9999 |  |  |  | 0.11376 | Default Emission Factor
University of Iowa Main Power Plant | 54775_G_GEN7 | 54775 | G | GEN7 |  | Combustion Turbine | MIS_MIDA | Iowa | Johnson | 2 | 2014 | 9999 |  |  |  | 0.11376 | Default Emission Factor
University of Iowa Main Power Plant | 54775_G_GEN8 | 54775 | G | GEN8 |  | Combustion Turbine | MIS_MIDA | Iowa | Johnson | 2 | 2014 | 9999 |  |  |  | 0.11376 | Default Emission Factor
University of Iowa Main Power Plant | 54775_G_GEN9 | 54775 | G | GEN9 |  | Combustion Turbine | MIS_MIDA | Iowa | Johnson | 2 | 2014 | 9999 |  |  |  | 0.11376 | Default Emission Factor
Seneca Energy | 54782_G_GE10 | 54782 | G | GE10 |  | Landfill Gas | NY_Z_C&E | New York | Seneca | 0.8 | 1998 | 9999 |  |  |  | 0.056969 | Default Emission Factor
Seneca Energy | 54782_G_GE11 | 54782 | G | GE11 |  | Landfill Gas | NY_Z_C&E | New York | Seneca | 0.8 | 1998 | 9999 |  |  |  | 0.056969 | Default Emission Factor
Seneca Energy | 54782_G_GE12 | 54782 | G | GE12 |  | Landfill Gas | NY_Z_C&E | New York | Seneca | 0.8 | 1998 | 9999 |  |  |  | 0.056969 | Default Emission Factor
Seneca Energy | 54782_G_GE13 | 54782 | G | GE13 |  | Landfill Gas | NY_Z_C&E | New York | Seneca | 0.8 | 1998 | 9999 |  |  |  | 0.056969 | Default Emission Factor
Seneca Energy | 54782_G_GE14 | 54782 | G | GE14 |  | Landfill Gas | NY_Z_C&E | New York | Seneca | 0.8 | 1998 | 9999 |  |  |  | 0.056969 | Default Emission Factor
Seneca Energy | 54782_G_GE15 | 54782 | G | GE15 |  | Landfill Gas | NY_Z_C&E | New York | Seneca | 1.6 | 2007 | 9999 |  |  |  | 0.056969 | Default Emission Factor
Seneca Energy | 54782_G_GE16 | 54782 | G | GE16 |  | Landfill Gas | NY_Z_C&E | New York | Seneca | 1.6 | 2007 | 9999 |  |  |  | 0.056969 | Default Emission Factor
Seneca Energy | 54782_G_GE17 | 54782 | G | GE17 |  | Landfill Gas | NY_Z_C&E | New York | Seneca | 1.6 | 2007 | 9999 |  |  |  | 0.056969 | Default Emission Factor
Seneca Energy | 54782_G_GE18 | 54782 | G | GE18 |  | Landfill Gas | NY_Z_C&E | New York | Seneca | 1.6 | 2007 | 9999 |  |  |  | 0.056969 | Default Emission Factor
Seneca Energy | 54782_G_GEN1 | 54782 | G | GEN1 |  | Landfill Gas | NY_Z_C&E | New York | Seneca | 0.8 | 1996 | 9999 |  |  |  | 0.056969 | Default Emission Factor
Seneca Energy | 54782_G_GEN2 | 54782 | G | GEN2 |  | Landfill Gas | NY_Z_C&E | New York | Seneca | 0.8 | 1996 | 9999 |  |  |  | 0.056969 | Default Emission Factor
Seneca Energy | 54782_G_GEN3 | 54782 | G | GEN3 |  | Landfill Gas | NY_Z_C&E | New York | Seneca | 0.8 | 1996 | 9999 |  |  |  | 0.056969 | Default Emission Factor
Seneca Energy | 54782_G_GEN4 | 54782 | G | GEN4 |  | Landfill Gas | NY_Z_C&E | New York | Seneca | 0.8 | 1996 | 9999 |  |  |  | 0.056969 | Default Emission Factor
Seneca Energy | 54782_G_GEN5 | 54782 | G | GEN5 |  | Landfill Gas | NY_Z_C&E | New York | Seneca | 0.8 | 1996 | 9999 |  |  |  | 0.056969 | Default Emission Factor
Seneca Energy | 54782_G_GEN6 | 54782 | G | GEN6 |  | Landfill Gas | NY_Z_C&E | New York | Seneca | 0.8 | 1997 | 9999 |  |  |  | 0.056969 | Default Emission Factor
Seneca Energy | 54782_G_GEN7 | 54782 | G | GEN7 |  | Landfill Gas | NY_Z_C&E | New York | Seneca | 0.8 | 1997 | 9999 |  |  |  | 0.056969 | Default Emission Factor
Seneca Energy | 54782_G_GEN8 | 54782 | G | GEN8 |  | Landfill Gas | NY_Z_C&E | New York | Seneca | 0.8 | 1998 | 9999 |  |  |  | 0.056969 | Default Emission Factor
Seneca Energy | 54782_G_GEN9 | 54782 | G | GEN9 |  | Landfill Gas | NY_Z_C&E | New York | Seneca | 0.8 | 1998 | 9999 |  |  |  | 0.056969 | Default Emission Factor
Grays Ferry Cogeneration | 54785_G_GEN2 | 54785 | G | GEN2 | 3798 | Combined Cycle | PJM_EMAC | Pennsylvania | Philadelphia | 114 | 1997 | 9999 |  |  |  | 0.030815 | Default Emission Factor
Evanston Township High School | 54788_G_GEN1 | 54788 | G | GEN1 |  | Combustion Turbine | PJM_COMD | Illinois | Cook | 0.8 | 1992 | 2045 |  |  |  | 0.11376 | Default Emission Factor
Evanston Township High School | 54788_G_GEN2 | 54788 | G | GEN2 |  | Combustion Turbine | PJM_COMD | Illinois | Cook | 0.8 | 1992 | 2045 |  |  |  | 0.11376 | Default Emission Factor
Evanston Township High School | 54788_G_GEN3 | 54788 | G | GEN3 |  | Combustion Turbine | PJM_COMD | Illinois | Cook | 0.8 | 1992 | 2045 |  |  |  | 0.11376 | Default Emission Factor
Plymouth State College Cogeneration | 54803_G_A | 54803 | G | A |  | Combustion Turbine | NENGREST | New Hampshire | Grafton | 1.2 | 1994 | 9999 |  |  |  | 0.69077 | Default Emission Factor
Plymouth State College Cogeneration | 54803_G_B | 54803 | G | B |  | Combustion Turbine | NENGREST | New Hampshire | Grafton | 1.6 | 2000 | 9999 |  |  |  | 0.69077 | Default Emission Factor
Milford Power LP | 54805_G_GT-1 | 54805 | G | GT-1 | 3800 | Combined Cycle | NENGREST | Massachusetts | Worcester | 123 | 1993 | 9999 | 2019 | 2.6446 | 212072 | 0.024941 | NEI 2019
Milford Power LP | 54805_G_ST-1 | 54805 | G | ST-1 | 3800 | Combined Cycle | NENGREST | Massachusetts | Worcester | 81.8 | 1993 | 9999 |  |  |  | 0.024941 | NEI 2019
New York University Central Plant | 54808_G_GT1 | 54808 | G | GT1 |  | Combined Cycle | NY_Z_J | New York | New York | 5.5 | 2010 | 9999 |  |  |  | 0.030815 | Default Emission Factor
New York University Central Plant | 54808_G_GT2 | 54808 | G | GT2 |  | Combined Cycle | NY_Z_J | New York | New York | 5.5 | 2010 | 9999 |  |  |  | 0.030815 | Default Emission Factor
New York University Central Plant | 54808_G_T1 | 54808 | G | T1 |  | Combined Cycle | NY_Z_J | New York | New York | 1.8 | 1984 | 9999 |  |  |  | 0.030815 | Default Emission Factor
Shepherd Center | 54813_G_1 | 54813 | G | 1 |  | Combustion Turbine | S_SOU | Georgia | Fulton | 0.6 | 1992 | 9999 |  |  |  | 0.69077 | Default Emission Factor
Shepherd Center | 54813_G_2 | 54813 | G | 2 |  | Combustion Turbine | S_SOU | Georgia | Fulton | 0.6 | 1992 | 9999 |  |  |  | 0.69077 | Default Emission Factor
Shepherd Center | 54813_G_3 | 54813 | G | 3 |  | Combustion Turbine | S_SOU | Georgia | Fulton | 0.2 | 1989 | 9999 |  |  |  | 0.69077 | Default Emission Factor
Shepherd Center | 54813_G_4 | 54813 | G | 4 |  | Combustion Turbine | S_SOU | Georgia | Fulton | 0.3 | 1981 | 9999 |  |  |  | 0.69077 | Default Emission Factor
Johnson County | 54817_G_GT-1 | 54817 | G | GT-1 | 3804 | Combined Cycle | ERC_REST | Texas | Johnson | 163 | 1996 | 9999 | 2019 | 10.03 | 517931 | 0.025372 | NEI 2019
Johnson County | 54817_G_ST-1 | 54817 | G | ST-1 | 3804 | Combined Cycle | ERC_REST | Texas | Johnson | 104 | 1996 | 9999 |  |  |  | 0.025372 | NEI 2019
Brandywine Power Facility | 54832_G_1 | 54832 | G | 1 | 3806 | Combined Cycle | PJM_SMAC | Maryland | Prince Georges | 78.6 | 1996 | 9999 | 2019 | 9.3456 | 494009 | 0.051616 | NEI 2019
Brandywine Power Facility | 54832_G_2 | 54832 | G | 2 | 3807 | Combined Cycle | PJM_SMAC | Maryland | Prince Georges | 78.6 | 1996 | 9999 | 2019 | 8.8798 | 212185 | 0.051616 | NEI 2019
Brandywine Power Facility | 54832_G_3 | 54832 | G | 3 | 3806 | Combined Cycle | PJM_SMAC | Maryland | Prince Georges | 72.8 | 1996 | 9999 |  |  |  | 0.051616 | NEI 2019
Valdosta Water Treatment Plant | 54839_G_GEN1 | 54839 | G | GEN1 |  | Combustion Turbine | S_SOU | Georgia | Lowndes | 1.7 | 1993 | 9999 |  |  |  | 0.69077 | Default Emission Factor
Valdosta Water Treatment Plant | 54839_G_GEN2 | 54839 | G | GEN2 |  | Combustion Turbine | S_SOU | Georgia | Lowndes | 1.7 | 2008 | 9999 |  |  |  | 0.69077 | Default Emission Factor
Outagamie County Co-Generation Facility | 54842_G_G1 | 54842 | G | G1 |  | Landfill Gas | MIS_WUMS | Wisconsin | Outagamie | 1.6 | 2007 | 9999 |  |  |  | 0.056969 | Default Emission Factor
Outagamie County Co-Generation Facility | 54842_G_G2 | 54842 | G | G2 |  | Landfill Gas | MIS_WUMS | Wisconsin | Outagamie | 1.6 | 2007 | 9999 |  |  |  | 0.056969 | Default Emission Factor
Outagamie County Co-Generation Facility | 54842_G_G3 | 54842 | G | G3 |  | Landfill Gas | MIS_WUMS | Wisconsin | Outagamie | 1.6 | 2007 | 9999 |  |  |  | 0.056969 | Default Emission Factor
Outagamie County Co-Generation Facility | 54842_G_G4 | 54842 | G | G4 |  | Landfill Gas | MIS_WUMS | Wisconsin | Outagamie | 1.6 | 2016 | 9999 |  |  |  | 0.056969 | Default Emission Factor
Gordonsville Energy LP | 54844_G_GOR1 | 54844 | G | GOR1 | 10119 | Combined Cycle | PJM_Dom | Virginia | Louisa | 68.4 | 1994 | 9999 | 2019 | 1.48 | 1203488 | 0.00246 | NEI 2019
Gordonsville Energy LP | 54844_G_GOR2 | 54844 | G | GOR2 | 10120 | Combined Cycle | PJM_Dom | Virginia | Louisa | 68.4 | 1994 | 9999 |  |  |  | 0.030815 | Default Emission Factor
Gordonsville Energy LP | 54844_G_GOR3 | 54844 | G | GOR3 | 10119 | Combined Cycle | PJM_Dom | Virginia | Louisa | 40.6 | 1994 | 9999 |  |  |  | 0.00246 | NEI 2019
Gordonsville Energy LP | 54844_G_GOR4 | 54844 | G | GOR4 | 10120 | Combined Cycle | PJM_Dom | Virginia | Louisa | 40.6 | 1994 | 9999 |  |  |  | 0.030815 | Default Emission Factor
South Georgia Medical Center | 54848_G_GEN 7 | 54848 | G | GEN 7 |  | Combustion Turbine | S_SOU | Georgia | Lowndes | 0.8 | 2008 | 9999 |  |  |  | 0.69077 | Default Emission Factor
South Georgia Medical Center | 54848_G_GEN1A | 54848 | G | GEN1A |  | Combustion Turbine | S_SOU | Georgia | Lowndes | 2 | 2013 | 9999 |  |  |  | 0.69077 | Default Emission Factor
South Georgia Medical Center | 54848_G_GEN2A | 54848 | G | GEN2A |  | Combustion Turbine | S_SOU | Georgia | Lowndes | 2 | 2013 | 9999 |  |  |  | 0.69077 | Default Emission Factor
South Georgia Medical Center | 54848_G_GEN4 | 54848 | G | GEN4 |  | Combustion Turbine | S_SOU | Georgia | Lowndes | 0.7 | 2001 | 9999 |  |  |  | 0.69077 | Default Emission Factor
Cox Waste to Energy | 54850_G_01 | 54850 | G | 01 |  | Biomass | PJM_West | Kentucky | Taylor | 3 | 1995 | 9999 |  |  |  | 0.26668 | Default Emission Factor
Cox Waste to Energy | 54850_G_02 | 54850 | G | 02 |  | Biomass | PJM_West | Kentucky | Taylor | 0.3 | 2002 | 9999 |  |  |  | 0.26668 | Default Emission Factor
Sun Peak Generating Station | 54854_G_5657 | 54854 | G | 5657 | 90972 | Combustion Turbine | WECC_SNV | Nevada | Clark | 74 | 1991 | 9999 |  |  |  | 0.088964 | Default Emission Factor
Sun Peak Generating Station | 54854_G_5658 | 54854 | G | 5658 | 90973 | Combustion Turbine | WECC_SNV | Nevada | Clark | 74 | 1991 | 9999 |  |  |  | 0.088964 | Default Emission Factor
Sun Peak Generating Station | 54854_G_5659 | 54854 | G | 5659 | 90974 | Combustion Turbine | WECC_SNV | Nevada | Clark | 74 | 1991 | 9999 |  |  |  | 0.088964 | Default Emission Factor
Southwestern Bell Telephone | 54858_G_E/G1 | 54858 | G | E/G1 |  | Combustion Turbine | MIS_MO | Missouri | St Louis City | 2 | 1992 | 9999 |  |  |  | 0.69077 | Default Emission Factor
Southwestern Bell Telephone | 54858_G_E/G2 | 54858 | G | E/G2 |  | Combustion Turbine | MIS_MO | Missouri | St Louis City | 2 | 1992 | 9999 |  |  |  | 0.69077 | Default Emission Factor
Southwestern Bell Telephone | 54858_G_E/G3 | 54858 | G | E/G3 |  | Combustion Turbine | MIS_MO | Missouri | St Louis City | 2 | 1992 | 9999 |  |  |  | 0.69077 | Default Emission Factor
Southwestern Bell Telephone | 54858_G_E/G4 | 54858 | G | E/G4 |  | Combustion Turbine | MIS_MO | Missouri | St Louis City | 2.8 | 2005 | 9999 |  |  |  | 0.69077 | Default Emission Factor
Southwestern Bell Telephone | 54858_G_E/G5 | 54858 | G | E/G5 |  | Combustion Turbine | MIS_MO | Missouri | St Louis City | 2.8 | 2008 | 9999 |  |  |  | 0.69077 | Default Emission Factor
Southwestern Bell Telephone | 54858_G_E/G6 | 54858 | G | E/G6 |  | Combustion Turbine | MIS_MO | Missouri | St Louis City | 2.8 | 2011 | 9999 |  |  |  | 0.69077 | Default Emission Factor
Southwestern Bell Telephone | 54858_G_E/G7 | 54858 | G | E/G7 |  | Combustion Turbine | MIS_MO | Missouri | St Louis City | 2.8 | 2011 | 9999 |  |  |  | 0.69077 | Default Emission Factor
Atlanta Gift Mart LP | 54877_G_BUG | 54877 | G | BUG |  | Combustion Turbine | S_SOU | Georgia | Fulton | 1.2 | 1991 | 9999 |  |  |  | 0.69077 | Default Emission Factor
CenturyLink Regional HQ | 54882_G_GEN2 | 54882 | G | GEN2 |  | Combustion Turbine | S_VACA | North Carolina | Franklin | 0.6 | 1993 | 9999 |  |  |  | 0.69077 | Default Emission Factor
Presence Saint Mary of Nazareth Hospital | 54886_G_GEN1 | 54886 | G | GEN1 |  | Combustion Turbine | PJM_COMD | Illinois | Cook | 0.8 | 1993 | 2045 |  |  |  | 0.11376 | Default Emission Factor
Presence Saint Mary of Nazareth Hospital | 54886_G_GEN3 | 54886 | G | GEN3 |  | Combustion Turbine | PJM_COMD | Illinois | Cook | 0.8 | 1993 | 2045 |  |  |  | 0.11376 | Default Emission Factor
Presence Saint Mary of Nazareth Hospital | 54886_G_GEN4 | 54886 | G | GEN4 |  | Combustion Turbine | PJM_COMD | Illinois | Cook | 0.9 | 1993 | 2030 |  |  |  | 0.69077 | Default Emission Factor
Presence Saint Mary of Nazareth Hospital | 54886_G_GEN5 | 54886 | G | GEN5 |  | Combustion Turbine | PJM_COMD | Illinois | Cook | 0.9 | 1993 | 2030 |  |  |  | 0.69077 | Default Emission Factor
Presence Saint Mary of Nazareth Hospital | 54886_G_GEN6 | 54886 | G | GEN6 |  | Combustion Turbine | PJM_COMD | Illinois | Cook | 0.8 | 2006 | 2030 |  |  |  | 0.69077 | Default Emission Factor
Peoples Generating Station | 54890_G_GEN1 | 54890 | G | GEN1 |  | Landfill Gas | MIS_LMI | Michigan | Saginaw | 2.2 | 1995 | 9999 |  |  |  | 0.056969 | Default Emission Factor
Adrian Energy Associates LLC | 54903_G_UNT1 | 54903 | G | UNT1 |  | Landfill Gas | MIS_LMI | Michigan | Lenawee | 0.8 | 1994 | 9999 |  |  |  | 0.056969 | Default Emission Factor
Adrian Energy Associates LLC | 54903_G_UNT2 | 54903 | G | UNT2 |  | Landfill Gas | MIS_LMI | Michigan | Lenawee | 0.8 | 1994 | 9999 |  |  |  | 0.056969 | Default Emission Factor
Adrian Energy Associates LLC | 54903_G_UNT3 | 54903 | G | UNT3 |  | Landfill Gas | MIS_LMI | Michigan | Lenawee | 0.8 | 1994 | 9999 |  |  |  | 0.056969 | Default Emission Factor
Brent Run Generating Station | 54910_G_7-1 | 54910 | G | 7-1 |  | Landfill Gas | MIS_LMI | Michigan | Genesee | 0.8 | 1998 | 9999 |  |  |  | 0.056969 | Default Emission Factor
Brent Run Generating Station | 54910_G_7-2 | 54910 | G | 7-2 |  | Landfill Gas | MIS_LMI | Michigan | Genesee | 0.8 | 1998 | 9999 |  |  |  | 0.056969 | Default Emission Factor
Brent Run Generating Station | 54910_G_7-3 | 54910 | G | 7-3 |  | Landfill Gas | MIS_LMI | Michigan | Genesee | 0.6 | 2010 | 9999 |  |  |  | 0.056969 | Default Emission Factor
Brent Run Generating Station | 54910_G_7-4 | 54910 | G | 7-4 |  | Landfill Gas | MIS_LMI | Michigan | Genesee | 1.6 | 2012 | 9999 |  |  |  | 0.056969 | Default Emission Factor
Brent Run Generating Station | 54910_G_7-5 | 54910 | G | 7-5 |  | Landfill Gas | MIS_LMI | Michigan | Genesee | 1.6 | 2012 | 9999 |  |  |  | 0.056969 | Default Emission Factor
Brooklyn Navy Yard Cogeneration | 54914_G_01 | 54914 | G | 01 | 3809 | Combined Cycle | NY_Z_J | New York | Kings | 90 | 1996 | 9999 | 2017 | 9.5098 | 865444 | 0.017849 | NEI 2019
Brooklyn Navy Yard Cogeneration | 54914_G_02 | 54914 | G | 02 | 3810 | Combined Cycle | NY_Z_J | New York | Kings | 90 | 1996 | 9999 | 2017 | 4.7464 | 738130 | 0.01055 | NEI 2019
Brooklyn Navy Yard Cogeneration | 54914_G_03 | 54914 | G | 03 | 3809 | Combined Cycle | NY_Z_J | New York | Kings | 35 | 1996 | 9999 |  |  |  | 0.017849 | NEI 2019
Brooklyn Navy Yard Cogeneration | 54914_G_04 | 54914 | G | 04 | 3810 | Combined Cycle | NY_Z_J | New York | Kings | 35 | 1996 | 9999 |  |  |  | 0.01055 | NEI 2019
Michigan Power LP | 54915_G_G001 | 54915 | G | G001 | 3811 | Combined Cycle | MIS_LMI | Michigan | Mason | 58 | 1995 | 9999 | 2019 | 29.6837 | 1020436 | 0.058179 | NEI 2019
Michigan Power LP | 54915_G_G101 | 54915 | G | G101 | 3811 | Combined Cycle | MIS_LMI | Michigan | Mason | 70 | 1995 | 9999 |  |  |  | 0.058179 | NEI 2019
Twin Bridges LFGTE | 54925_G_I-1 | 54925 | G | I-1 |  | Landfill Gas | MIS_INKY | Indiana | Hendricks | 0.8 | 1994 | 9999 |  |  |  | 0.056969 | Default Emission Factor
Twin Bridges LFGTE | 54925_G_I-2 | 54925 | G | I-2 |  | Landfill Gas | MIS_INKY | Indiana | Hendricks | 0.8 | 1994 | 9999 |  |  |  | 0.056969 | Default Emission Factor
Twin Bridges LFGTE | 54925_G_I-3 | 54925 | G | I-3 |  | Landfill Gas | MIS_INKY | Indiana | Hendricks | 0.8 | 1994 | 9999 |  |  |  | 0.056969 | Default Emission Factor
Twin Bridges LFGTE | 54925_G_I-4 | 54925 | G | I-4 |  | Landfill Gas | MIS_INKY | Indiana | Hendricks | 0.8 | 1994 | 9999 |  |  |  | 0.056969 | Default Emission Factor
Twin Bridges LFGTE | 54925_G_II-1 | 54925 | G | II-1 |  | Landfill Gas | MIS_INKY | Indiana | Hendricks | 0.8 | 2002 | 9999 |  |  |  | 0.056969 | Default Emission Factor
Twin Bridges LFGTE | 54925_G_II-2 | 54925 | G | II-2 |  | Landfill Gas | MIS_INKY | Indiana | Hendricks | 0.8 | 2002 | 9999 |  |  |  | 0.056969 | Default Emission Factor
Twin Bridges LFGTE | 54925_G_II-3 | 54925 | G | II-3 |  | Landfill Gas | MIS_INKY | Indiana | Hendricks | 0.8 | 2002 | 9999 |  |  |  | 0.056969 | Default Emission Factor
Twin Bridges LFGTE | 54925_G_II-4 | 54925 | G | II-4 |  | Landfill Gas | MIS_INKY | Indiana | Hendricks | 0.8 | 2002 | 9999 |  |  |  | 0.056969 | Default Emission Factor
Twin Bridges LFGTE | 54925_G_III-1 | 54925 | G | III-1 |  | Landfill Gas | MIS_INKY | Indiana | Hendricks | 0.8 | 2009 | 9999 |  |  |  | 0.056969 | Default Emission Factor
Twin Bridges LFGTE | 54925_G_III-2 | 54925 | G | III-2 |  | Landfill Gas | MIS_INKY | Indiana | Hendricks | 0.8 | 2009 | 9999 |  |  |  | 0.056969 | Default Emission Factor
Twin Bridges LFGTE | 54925_G_III-3 | 54925 | G | III-3 |  | Landfill Gas | MIS_INKY | Indiana | Hendricks | 0.8 | 2009 | 9999 |  |  |  | 0.056969 | Default Emission Factor
Twin Bridges LFGTE | 54925_G_III-4 | 54925 | G | III-4 |  | Landfill Gas | MIS_INKY | Indiana | Hendricks | 0.8 | 2009 | 9999 |  |  |  | 0.056969 | Default Emission Factor
Twin Bridges LFGTE | 54925_G_IV-1 | 54925 | G | IV-1 |  | Landfill Gas | MIS_INKY | Indiana | Hendricks | 1.6 | 2012 | 9999 |  |  |  | 0.056969 | Default Emission Factor
Twin Bridges LFGTE | 54925_G_IV-2 | 54925 | G | IV-2 |  | Landfill Gas | MIS_INKY | Indiana | Hendricks | 1.6 | 2012 | 9999 |  |  |  | 0.056969 | Default Emission Factor
Prairie View I & II LFGTE | 54926_G_I-1 | 54926 | G | I-1 |  | Landfill Gas | PJM_West | Indiana | St Joseph | 0.8 | 1994 | 9999 |  |  |  | 0.056969 | Default Emission Factor
Prairie View I & II LFGTE | 54926_G_I-2 | 54926 | G | I-2 |  | Landfill Gas | PJM_West | Indiana | St Joseph | 0.8 | 1994 | 9999 |  |  |  | 0.056969 | Default Emission Factor
Prairie View I & II LFGTE | 54926_G_I-3 | 54926 | G | I-3 |  | Landfill Gas | PJM_West | Indiana | St Joseph | 0.8 | 1994 | 9999 |  |  |  | 0.056969 | Default Emission Factor
Prairie View I & II LFGTE | 54926_G_I-4 | 54926 | G | I-4 |  | Landfill Gas | PJM_West | Indiana | St Joseph | 0.8 | 1994 | 9999 |  |  |  | 0.056969 | Default Emission Factor
Prairie View I & II LFGTE | 54926_G_II-1 | 54926 | G | II-1 |  | Landfill Gas | PJM_West | Indiana | St Joseph | 0.8 | 2007 | 9999 |  |  |  | 0.056969 | Default Emission Factor
Prairie View I & II LFGTE | 54926_G_II-2 | 54926 | G | II-2 |  | Landfill Gas | PJM_West | Indiana | St Joseph | 0.8 | 2007 | 9999 |  |  |  | 0.056969 | Default Emission Factor
Prairie View I & II LFGTE | 54926_G_II-3 | 54926 | G | II-3 |  | Landfill Gas | PJM_West | Indiana | St Joseph | 0.8 | 2007 | 9999 |  |  |  | 0.056969 | Default Emission Factor
Prairie View I & II LFGTE | 54926_G_II-4 | 54926 | G | II-4 |  | Landfill Gas | PJM_West | Indiana | St Joseph | 0.8 | 2007 | 9999 |  |  |  | 0.056969 | Default Emission Factor
Grand Isle Gas Plant / Treating Station | 54927_G_1 | 54927 | G | 1 |  | Combustion Turbine | MIS_AMSO | Louisiana | Jefferson | 2.9 | 1965 | 9999 |  |  |  | 0.11376 | Default Emission Factor
Grand Isle Gas Plant / Treating Station | 54927_G_2 | 54927 | G | 2 |  | Combustion Turbine | MIS_AMSO | Louisiana | Jefferson | 2.9 | 1965 | 9999 |  |  |  | 0.11376 | Default Emission Factor
Grand Isle Gas Plant / Treating Station | 54927_G_3 | 54927 | G | 3 |  | Combustion Turbine | MIS_AMSO | Louisiana | Jefferson | 2.9 | 1965 | 9999 |  |  |  | 0.11376 | Default Emission Factor
Alliant SBD 9403 Aegon DC | 54929_G_6111 | 54929 | G | 6111 |  | Combustion Turbine | MIS_IA | Iowa | Linn | 1.1 | 1995 | 9999 |  |  |  | 0.69077 | Default Emission Factor
Alliant SBD 9403 Aegon DC | 54929_G_6112 | 54929 | G | 6112 |  | Combustion Turbine | MIS_IA | Iowa | Linn | 1.5 | 2003 | 9999 |  |  |  | 0.69077 | Default Emission Factor
Alliant SBD 9403 Aegon DC | 54929_G_6113 | 54929 | G | 6113 |  | Combustion Turbine | MIS_IA | Iowa | Linn | 1.5 | 2007 | 9999 |  |  |  | 0.69077 | Default Emission Factor
Richard J Donovan Correctional Facility | 54936_G_03 | 54936 | G | 03 |  | Combustion Turbine | WEC_SDGE | California | San Diego | 2.2 | 1987 | 9999 |  |  |  | 0.088964 | Default Emission Factor
EKS Landfill | 54939_G_UNT1 | 54939 | G | UNT1 |  | Landfill Gas | MIS_MNWI | Minnesota | Dakota | 1.5 | 1994 | 9999 |  |  |  | 0.056969 | Default Emission Factor
EKS Landfill | 54939_G_UNT2 | 54939 | G | UNT2 |  | Landfill Gas | MIS_MNWI | Minnesota | Dakota | 1.5 | 1994 | 9999 |  |  |  | 0.056969 | Default Emission Factor
EKS Landfill | 54939_G_UNT4 | 54939 | G | UNT4 |  | Landfill Gas | MIS_MNWI | Minnesota | Dakota | 1.5 | 2011 | 9999 |  |  |  | 0.056969 | Default Emission Factor
Univ of Oregon Central Power Station | 54950_G_CTG1 | 54950 | G | CTG1 |  | Combined Cycle | WECC_PNW | Oregon | Lane | 7.5 | 2012 | 9999 |  |  |  | 0.030815 | Default Emission Factor
Univ of Oregon Central Power Station | 54950_G_STG1 | 54950 | G | STG1 |  | Combined Cycle | WECC_PNW | Oregon | Lane | 1.5 | 2012 | 9999 |  |  |  | 0.030815 | Default Emission Factor
Deercroft I & II LFGTE | 54956_G_I-1 | 54956 | G | I-1 |  | Combustion Turbine | MIS_INKY | Indiana | LaPorte | 0.8 | 1999 | 9999 |  |  |  | 0.11376 | Default Emission Factor
Deercroft I & II LFGTE | 54956_G_I-2 | 54956 | G | I-2 |  | Combustion Turbine | MIS_INKY | Indiana | LaPorte | 0.8 | 1999 | 9999 |  |  |  | 0.11376 | Default Emission Factor
Deercroft I & II LFGTE | 54956_G_I-3 | 54956 | G | I-3 |  | Combustion Turbine | MIS_INKY | Indiana | LaPorte | 0.8 | 1999 | 9999 |  |  |  | 0.11376 | Default Emission Factor
Deercroft I & II LFGTE | 54956_G_I-4 | 54956 | G | I-4 |  | Combustion Turbine | MIS_INKY | Indiana | LaPorte | 0.8 | 1999 | 9999 |  |  |  | 0.11376 | Default Emission Factor
Deercroft I & II LFGTE | 54956_G_II-1 | 54956 | G | II-1 |  | Landfill Gas | MIS_INKY | Indiana | LaPorte | 0.8 | 2007 | 9999 |  |  |  | 0.056969 | Default Emission Factor
Deercroft I & II LFGTE | 54956_G_II-2 | 54956 | G | II-2 |  | Landfill Gas | MIS_INKY | Indiana | LaPorte | 0.8 | 2007 | 9999 |  |  |  | 0.056969 | Default Emission Factor
Deercroft I & II LFGTE | 54956_G_II-3 | 54956 | G | II-3 |  | Landfill Gas | MIS_INKY | Indiana | LaPorte | 0.8 | 2007 | 9999 |  |  |  | 0.056969 | Default Emission Factor
Deercroft I & II LFGTE | 54956_G_II-4 | 54956 | G | II-4 |  | Landfill Gas | MIS_INKY | Indiana | LaPorte | 0.8 | 2007 | 9999 |  |  |  | 0.056969 | Default Emission Factor
Alliant SBD 9302 Aegon NP | 54967_G_7906 | 54967 | G | 7906 |  | Combustion Turbine | MIS_IA | Iowa | Linn | 1.2 | 1995 | 9999 |  |  |  | 0.69077 | Default Emission Factor
Alliant SBD 9502 Eaton | 54968_G_0385 | 54968 | G | 0385 |  | Combustion Turbine | MIS_IA | Iowa | Wright | 1.8 | 1995 | 9999 |  |  |  | 0.69077 | Default Emission Factor
Alliant SBD 9502 Eaton | 54968_G_0386 | 54968 | G | 0386 |  | Combustion Turbine | MIS_IA | Iowa | Wright | 1.8 | 1995 | 9999 |  |  |  | 0.69077 | Default Emission Factor
Alliant SBD 9502 Eaton | 54968_G_5824 | 54968 | G | 5824 |  | Combustion Turbine | MIS_IA | Iowa | Wright | 1.8 | 2000 | 9999 |  |  |  | 0.69077 | Default Emission Factor
Sauder Power Plant | 54974_G_UNT1 | 54974 | G | UNT1 |  | Biomass | PJM_ATSI | Ohio | Fulton | 3.6 | 1993 | 9999 | 2019 | 1.41 | 13091 | 0.21541 | NEI 2019
Sauder Power Plant | 54974_G_UNT2 | 54974 | G | UNT2 |  | Biomass | PJM_ATSI | Ohio | Fulton | 3.6 | 1993 | 9999 | 2019 | 1.6 | 11678 | 0.27402 | NEI 2019
Ocean County Landfill | 54980_G_UNT1 | 54980 | G | UNT1 |  | Landfill Gas | PJM_EMAC | New Jersey | Ocean | 0.8 | 1997 | 9999 |  |  |  | 0.056969 | Default Emission Factor
Ocean County Landfill | 54980_G_UNT10 | 54980 | G | UNT10 |  | Landfill Gas | PJM_EMAC | New Jersey | Ocean | 1.5 | 2006 | 9999 |  |  |  | 0.056969 | Default Emission Factor
Ocean County Landfill | 54980_G_UNT11 | 54980 | G | UNT11 |  | Landfill Gas | PJM_EMAC | New Jersey | Ocean | 1.5 | 2006 | 9999 |  |  |  | 0.056969 | Default Emission Factor
Ocean County Landfill | 54980_G_UNT12 | 54980 | G | UNT12 |  | Landfill Gas | PJM_EMAC | New Jersey | Ocean | 1.5 | 2006 | 9999 |  |  |  | 0.056969 | Default Emission Factor
Ocean County Landfill | 54980_G_UNT2 | 54980 | G | UNT2 |  | Landfill Gas | PJM_EMAC | New Jersey | Ocean | 0.8 | 1997 | 9999 |  |  |  | 0.056969 | Default Emission Factor
Ocean County Landfill | 54980_G_UNT3 | 54980 | G | UNT3 |  | Landfill Gas | PJM_EMAC | New Jersey | Ocean | 0.8 | 1997 | 9999 |  |  |  | 0.056969 | Default Emission Factor
Ocean County Landfill | 54980_G_UNT4 | 54980 | G | UNT4 |  | Landfill Gas | PJM_EMAC | New Jersey | Ocean | 0.8 | 1997 | 9999 |  |  |  | 0.056969 | Default Emission Factor
Ocean County Landfill | 54980_G_UNT5 | 54980 | G | UNT5 |  | Landfill Gas | PJM_EMAC | New Jersey | Ocean | 0.8 | 1997 | 9999 |  |  |  | 0.056969 | Default Emission Factor
Ocean County Landfill | 54980_G_UNT6 | 54980 | G | UNT6 |  | Landfill Gas | PJM_EMAC | New Jersey | Ocean | 0.8 | 1997 | 9999 |  |  |  | 0.056969 | Default Emission Factor
Ocean County Landfill | 54980_G_UNT7 | 54980 | G | UNT7 |  | Landfill Gas | PJM_EMAC | New Jersey | Ocean | 1.5 | 2006 | 9999 |  |  |  | 0.056969 | Default Emission Factor
Ocean County Landfill | 54980_G_UNT8 | 54980 | G | UNT8 |  | Landfill Gas | PJM_EMAC | New Jersey | Ocean | 1.5 | 2006 | 9999 |  |  |  | 0.056969 | Default Emission Factor
Ocean County Landfill | 54980_G_UNT9 | 54980 | G | UNT9 |  | Landfill Gas | PJM_EMAC | New Jersey | Ocean | 1.5 | 2006 | 9999 |  |  |  | 0.056969 | Default Emission Factor
Salem Energy Systems LLC | 54984_G_UNT2 | 54984 | G | UNT2 |  | Landfill Gas | S_VACA | North Carolina | Forsyth | 3.3 | 2017 | 9999 |  |  |  | 0.056969 | Default Emission Factor
Crestwood Dothan | 54985_G_GEN1 | 54985 | G | GEN1 |  | Combustion Turbine | S_SOU | Alabama | Houston | 1.2 | 1995 | 9999 |  |  |  | 0.69077 | Default Emission Factor
Crestwood Dothan | 54985_G_GEN2 | 54985 | G | GEN2 |  | Combustion Turbine | S_SOU | Alabama | Houston | 1.2 | 1995 | 9999 |  |  |  | 0.69077 | Default Emission Factor
Crestwood Dothan | 54985_G_GEN3 | 54985 | G | GEN3 |  | Combustion Turbine | S_SOU | Alabama | Houston | 1.5 | 2002 | 9999 |  |  |  | 0.69077 | Default Emission Factor
Crestwood Dothan | 54985_G_GEN5 | 54985 | G | GEN5 |  | Combustion Turbine | S_SOU | Alabama | Houston | 1.2 | 1996 | 9999 |  |  |  | 0.69077 | Default Emission Factor
Crestwood Dothan | 54985_G_GEN7 | 54985 | G | GEN7 |  | Combustion Turbine | S_SOU | Alabama | Houston | 1.2 | 1997 | 9999 |  |  |  | 0.69077 | Default Emission Factor
Crestwood Dothan | 54985_G_GEN8 | 54985 | G | GEN8 |  | Combustion Turbine | S_SOU | Alabama | Houston | 0.7 | 1997 | 9999 |  |  |  | 0.69077 | Default Emission Factor
Crestwood Dothan | 54985_G_GEN9 | 54985 | G | GEN9 |  | Combustion Turbine | S_SOU | Alabama | Houston | 2 | 2002 | 9999 |  |  |  | 0.69077 | Default Emission Factor
Pine Tree Acres | 54989_G_GEN1 | 54989 | G | GEN1 |  | Landfill Gas | MIS_LMI | Michigan | Macomb | 0.8 | 1998 | 9999 |  |  |  | 0.056969 | Default Emission Factor
Pine Tree Acres | 54989_G_GEN2 | 54989 | G | GEN2 |  | Landfill Gas | MIS_LMI | Michigan | Macomb | 0.8 | 1998 | 9999 |  |  |  | 0.056969 | Default Emission Factor
Pine Tree Acres | 54989_G_GEN3 | 54989 | G | GEN3 |  | Landfill Gas | MIS_LMI | Michigan | Macomb | 0.8 | 1998 | 9999 |  |  |  | 0.056969 | Default Emission Factor
Pine Tree Acres | 54989_G_GEN4 | 54989 | G | GEN4 |  | Landfill Gas | MIS_LMI | Michigan | Macomb | 0.8 | 1998 | 9999 |  |  |  | 0.056969 | Default Emission Factor
Pine Tree Acres | 54989_G_GEN5 | 54989 | G | GEN5 |  | Landfill Gas | MIS_LMI | Michigan | Macomb | 0.8 | 1998 | 9999 |  |  |  | 0.056969 | Default Emission Factor
Pine Tree Acres | 54989_G_GEN6 | 54989 | G | GEN6 |  | Landfill Gas | MIS_LMI | Michigan | Macomb | 0.8 | 2003 | 9999 |  |  |  | 0.056969 | Default Emission Factor
Pine Tree Acres | 54989_G_GEN7 | 54989 | G | GEN7 |  | Landfill Gas | MIS_LMI | Michigan | Macomb | 0.8 | 2003 | 9999 |  |  |  | 0.056969 | Default Emission Factor
Pine Tree Acres | 54989_G_GEN8 | 54989 | G | GEN8 |  | Landfill Gas | MIS_LMI | Michigan | Macomb | 1.6 | 2010 | 9999 |  |  |  | 0.056969 | Default Emission Factor
Pine Tree Acres | 54989_G_GEN9 | 54989 | G | GEN9 |  | Landfill Gas | MIS_LMI | Michigan | Macomb | 1.6 | 2010 | 9999 |  |  |  | 0.056969 | Default Emission Factor
Kettle Falls Generating Station | 550_G_2 | 550 | G | 2 |  | Combustion Turbine | WECC_PNW | Washington | Stevens | 6.2 | 2002 | 9999 |  |  |  | 0.088964 | Default Emission Factor
Nashua Plant | 55006_G_UNT2 | 55006 | G | UNT2 |  | Landfill Gas | NENGREST | New Hampshire | Hillsborough | 0.7 | 1996 | 9999 |  |  |  | 0.056969 | Default Emission Factor
Nashua Plant | 55006_G_UNT3 | 55006 | G | UNT3 |  | Landfill Gas | NENGREST | New Hampshire | Hillsborough | 1.5 | 2016 | 9999 |  |  |  | 0.056969 | Default Emission Factor
LSP-Cottage Grove LP | 55010_G_CTG1 | 55010 | G | CTG1 | 3812 | Combined Cycle | MIS_MNWI | Minnesota | Washington | 154 | 1997 | 9999 | 2019 | 17.68 | 336929 | 0.072715 | NEI 2019
LSP-Cottage Grove LP | 55010_G_STG1 | 55010 | G | STG1 | 3812 | Combined Cycle | MIS_MNWI | Minnesota | Washington | 97 | 1997 | 9999 | 2019 | 0.4626 | 162075 | 0.072715 | NEI 2019
LSP-Whitewater LP | 55011_G_CTG1 | 55011 | G | CTG1 | 3813 | Combined Cycle | MIS_WUMS | Wisconsin | Jefferson | 162 | 1997 | 9999 | 2019 | 19.1821 | 822840.33 | 0.046624 | NEI 2019
LSP-Whitewater LP | 55011_G_STG1 | 55011 | G | STG1 | 3813 | Combined Cycle | MIS_WUMS | Wisconsin | Jefferson | 99 | 1997 | 9999 |  |  |  | 0.046624 | NEI 2019
Greene Valley Gas Recovery | 55014_G_GEN1 | 55014 | G | GEN1 |  | Landfill Gas | PJM_COMD | Illinois | DuPage | 2.9 | 1996 | 9999 |  |  |  | 0.056969 | Default Emission Factor
Greene Valley Gas Recovery | 55014_G_GEN2 | 55014 | G | GEN2 |  | Landfill Gas | PJM_COMD | Illinois | DuPage | 2.9 | 1996 | 9999 |  |  |  | 0.056969 | Default Emission Factor
Sweeny Cogen Facility | 55015_G_GEN1 | 55015 | G | GEN1 | 3814 | Combustion Turbine | ERC_REST | Texas | Brazoria | 109 | 1997 | 9999 | 2019 | 19.0603 | 690310 | 0.055222 | NEI 2019
Sweeny Cogen Facility | 55015_G_GEN2 | 55015 | G | GEN2 | 3815 | Combustion Turbine | ERC_REST | Texas | Brazoria | 109 | 1997 | 9999 | 2019 | 45.126 | 690310 | 0.13074 | NEI 2019
Sweeny Cogen Facility | 55015_G_GEN3 | 55015 | G | GEN3 | 3816 | Combustion Turbine | ERC_REST | Texas | Brazoria | 109 | 1997 | 9999 | 2019 | 30.6182 | 690310 | 0.088709 | NEI 2019
Sweeny Cogen Facility | 55015_G_GEN4 | 55015 | G | GEN4 | 3817 | Combustion Turbine | ERC_REST | Texas | Brazoria | 109 | 2000 | 9999 | 2019 | 26.0974 | 690310 | 0.075611 | NEI 2019
Dighton Power Plant | 55026_G_UNT1 | 55026 | G | UNT1 | 3818 | Combined Cycle | NENGREST | Massachusetts | Bristol | 163.3 | 1999 | 9999 | 2019 | 3.0947 | 269815 | 0.022939 | NEI 2019
De Pere Energy Center | 55029_G_CT01 | 55029 | G | CT01 | 3819 | Combustion Turbine | MIS_WUMS | Wisconsin | Brown | 168.6 | 1999 | 9999 |  |  |  | 0.088964 | Default Emission Factor
Androscoggin Energy Center | 55031_G_CT01 | 55031 | G | CT01 | 3820 | Combustion Turbine | NENG_ME | Maine | Franklin | 51.2 | 1999 | 9999 | 2019 | 4.89 | 132488.4722 | 0.073818 | NEI 2019
Androscoggin Energy Center | 55031_G_CT02 | 55031 | G | CT02 | 3821 | Combustion Turbine | NENG_ME | Maine | Franklin | 45.2 | 1999 | 9999 | 2017 | 4.63 | 64630.853 | 0.14328 | NEI 2019
Androscoggin Energy Center | 55031_G_CT03 | 55031 | G | CT03 | 3822 | Combustion Turbine | NENG_ME | Maine | Franklin | 44.1 | 2000 | 9999 | 2019 | 1.7 | 114116.0474 | 0.029794 | NEI 2019
Rio Bravo | 55039_G_GT1 | 55039 | G | GT1 | 3824 | Combustion Turbine | WECC_NM | New Mexico | Bernalillo | 138 | 2000 | 9999 |  |  |  | 0.088964 | Default Emission Factor
Mid-Georgia Cogeneration Facility | 55040_G_CT1 | 55040 | G | CT1 | 3825 | Combined Cycle | S_SOU | Georgia | Houston | 101.5 | 1997 | 9999 | 2019 | 0.371 | 75842 | 0.006756 | NEI 2019
Mid-Georgia Cogeneration Facility | 55040_G_CT2 | 55040 | G | CT2 | 3826 | Combined Cycle | S_SOU | Georgia | Houston | 101.5 | 1998 | 9999 | 2019 | 0.406 | 82910 | 0.006756 | NEI 2019
Mid-Georgia Cogeneration Facility | 55040_G_ST1 | 55040 | G | ST1 | 3825 | Combined Cycle | S_SOU | Georgia | Houston | 100 | 1997 | 9999 |  |  |  | 0.006756 | NEI 2019
Berkshire Power | 55041_G_GEN2 | 55041 | G | GEN2 | 3827 | Combined Cycle | NENGREST | Massachusetts | Hampden | 229.3 | 1999 | 9999 | 2019 | 2.2 | 367488 | 0.011973 | NEI 2019
Bridgeport Energy Project | 55042_G_GEN1 | 55042 | G | GEN1 | 3828 | Combined Cycle | NENG_CT | Connecticut | Fairfield | 164 | 1998 | 9999 | 2019 | 11.8753 | 1667220 | 0.026504 | NEI 2019
Bridgeport Energy Project | 55042_G_GEN2 | 55042 | G | GEN2 | 3829 | Combined Cycle | NENG_CT | Connecticut | Fairfield | 164 | 1998 | 9999 | 2019 | 20.7637 | 795714 | 0.026504 | NEI 2019
Bridgeport Energy Project | 55042_G_GEN3 | 55042 | G | GEN3 | 3828 | Combined Cycle | NENG_CT | Connecticut | Fairfield | 164 | 1999 | 9999 |  |  |  | 0.026504 | NEI 2019
Cherokee County Cogen | 55043_G_GT1 | 55043 | G | GT1 | 3830 | Combined Cycle | S_VACA | South Carolina | Cherokee | 51 | 1998 | 9999 | 2019 | 24.3783 | 565676.84 | 0.086192 | NEI 2019
Cherokee County Cogen | 55043_G_ST1 | 55043 | G | ST1 | 3830 | Combined Cycle | S_VACA | South Carolina | Cherokee | 35 | 1998 | 9999 |  |  |  | 0.086192 | NEI 2019
Pasadena Cogeneration | 55047_G_CTG1 | 55047 | G | CTG1 | 3831 | Combined Cycle | ERC_REST | Texas | Harris | 165 | 1998 | 9999 | 2019 | 4.7197 | 820733 | 0.008103 | NEI 2019
Pasadena Cogeneration | 55047_G_CTG2 | 55047 | G | CTG2 | 3832 | Combined Cycle | ERC_REST | Texas | Harris | 165 | 2000 | 9999 | 2019 | 15.4042 | 1055940 | 0.019283 | NEI 2019
Pasadena Cogeneration | 55047_G_CTG3 | 55047 | G | CTG3 | 3833 | Combined Cycle | ERC_REST | Texas | Harris | 165 | 2000 | 9999 | 2019 | 14.3918 | 968043 | 0.019283 | NEI 2019
Pasadena Cogeneration | 55047_G_STG1 | 55047 | G | STG1 | 3831 | Combined Cycle | ERC_REST | Texas | Harris | 60 | 1998 | 9999 |  |  |  | 0.008103 | NEI 2019
Pasadena Cogeneration | 55047_G_STG2 | 55047 | G | STG2 | 3832 | Combined Cycle | ERC_REST | Texas | Harris | 165 | 2000 | 9999 |  |  |  | 0.019283 | NEI 2019
Tiverton Power Plant | 55048_G_UNT1 | 55048 | G | UNT1 | 3836 | Combined Cycle | NENGREST | Rhode Island | Newport | 177.4 | 2000 | 9999 | 2019 | 1.59 | 1140160 | 0.002789 | NEI 2019
Tiverton Power Plant | 55048_G_UNT2 | 55048 | G | UNT2 | 3836 | Combined Cycle | NENGREST | Rhode Island | Newport | 90.6 | 2000 | 9999 |  |  |  | 0.002789 | NEI 2019
Axiall Plaquemine | 55051_G_X773 | 55051 | G | X773 |  | Combustion Turbine | MIS_AMSO | Louisiana | Iberville | 75 | 1997 | 9999 |  |  |  | 0.088964 | Default Emission Factor
Axiall Plaquemine | 55051_G_X774 | 55051 | G | X774 |  | Combustion Turbine | MIS_AMSO | Louisiana | Iberville | 75 | 1997 | 9999 |  |  |  | 0.088964 | Default Emission Factor
Axiall Plaquemine | 55051_G_X775 | 55051 | G | X775 |  | Combustion Turbine | MIS_AMSO | Louisiana | Iberville | 75 | 1997 | 9999 |  |  |  | 0.088964 | Default Emission Factor
Jameson Gas Processing Plant | 55052_G_620 | 55052 | G | 620 |  | Combustion Turbine | ERC_WEST | Texas | Coke | 0.4 | 1981 | 9999 |  |  |  | 0.11376 | Default Emission Factor
Jameson Gas Processing Plant | 55052_G_621 | 55052 | G | 621 |  | Combustion Turbine | ERC_WEST | Texas | Coke | 0.4 | 1981 | 9999 |  |  |  | 0.11376 | Default Emission Factor
Jameson Gas Processing Plant | 55052_G_622 | 55052 | G | 622 |  | Combustion Turbine | ERC_WEST | Texas | Coke | 0.5 | 1986 | 9999 |  |  |  | 0.11376 | Default Emission Factor
Jameson Gas Processing Plant | 55052_G_GN410 | 55052 | G | GN410 |  | Combustion Turbine | ERC_WEST | Texas | Coke | 0.5 | 2017 | 9999 |  |  |  | 0.11376 | Default Emission Factor
Livingston Generating Facility | 55054_G_1 | 55054 | G | 1 |  | Landfill Gas | PJM_COMD | Illinois | Livingston | 3.4 | 1999 | 9999 |  |  |  | 0.056969 | Default Emission Factor
Livingston Generating Facility | 55054_G_3 | 55054 | G | 3 |  | Landfill Gas | PJM_COMD | Illinois | Livingston | 3.4 | 1999 | 9999 |  |  |  | 0.056969 | Default Emission Factor
Livingston Generating Facility | 55054_G_GEN2 | 55054 | G | GEN2 |  | Landfill Gas | PJM_COMD | Illinois | Livingston | 3.4 | 2000 | 9999 |  |  |  | 0.056969 | Default Emission Factor
Tenaska Georgia Generation Facility | 55061_G_GTG1 | 55061 | G | GTG1 | 3837 | Combustion Turbine | S_SOU | Georgia | Heard | 157.5 | 2001 | 9999 |  |  |  | 0.088964 | Default Emission Factor
Tenaska Georgia Generation Facility | 55061_G_GTG2 | 55061 | G | GTG2 | 3838 | Combustion Turbine | S_SOU | Georgia | Heard | 157.5 | 2001 | 9999 |  |  |  | 0.088964 | Default Emission Factor
Tenaska Georgia Generation Facility | 55061_G_GTG3 | 55061 | G | GTG3 | 3839 | Combustion Turbine | S_SOU | Georgia | Heard | 157.5 | 2001 | 9999 |  |  |  | 0.088964 | Default Emission Factor
Tenaska Georgia Generation Facility | 55061_G_GTG4 | 55061 | G | GTG4 | 3840 | Combustion Turbine | S_SOU | Georgia | Heard | 157.5 | 2002 | 9999 |  |  |  | 0.088964 | Default Emission Factor
Tenaska Georgia Generation Facility | 55061_G_GTG5 | 55061 | G | GTG5 | 3841 | Combustion Turbine | S_SOU | Georgia | Heard | 157.5 | 2002 | 9999 |  |  |  | 0.088964 | Default Emission Factor
Tenaska Georgia Generation Facility | 55061_G_GTG6 | 55061 | G | GTG6 | 3842 | Combustion Turbine | S_SOU | Georgia | Heard | 157.5 | 2002 | 9999 |  |  |  | 0.088964 | Default Emission Factor
Tenaska Frontier Generation Station | 55062_G_GTG1 | 55062 | G | GTG1 | 3843 | Combined Cycle | ERC_FRNT | Texas | Grimes | 155 | 2000 | 9999 | 2019 | 27.6514 | 641985 | 0.046916 | NEI 2019
Tenaska Frontier Generation Station | 55062_G_GTG2 | 55062 | G | GTG2 | 3844 | Combined Cycle | ERC_FRNT | Texas | Grimes | 155 | 2000 | 9999 | 2019 | 26.5721 | 661029 | 0.046916 | NEI 2019
Tenaska Frontier Generation Station | 55062_G_GTG3 | 55062 | G | GTG3 | 3845 | Combined Cycle | ERC_FRNT | Texas | Grimes | 155 | 2000 | 9999 | 2019 | 39.4534 | 1019756 | 0.046916 | NEI 2019
Tenaska Frontier Generation Station | 55062_G_STG1 | 55062 | G | STG1 | 3843 | Combined Cycle | ERC_FRNT | Texas | Grimes | 395 | 2000 | 9999 |  |  |  | 0.046916 | NEI 2019
Batesville Generation Facility | 55063_G_CTG1 | 55063 | G | CTG1 | 3846 | Combined Cycle | S_C_TVA | Mississippi | Panola | 176 | 2000 | 9999 | 2017 | 34.2019 | 547183 | 0.078763 | NEI 2019
Batesville Generation Facility | 55063_G_CTG2 | 55063 | G | CTG2 | 3847 | Combined Cycle | S_C_TVA | Mississippi | Panola | 176 | 2000 | 9999 | 2019 | 32.205 | 825263 | 0.049154 | NEI 2019
Batesville Generation Facility | 55063_G_CTG3 | 55063 | G | CTG3 | 3848 | Combined Cycle | S_C_TVA | Mississippi | Panola | 176 | 2000 | 9999 | 2019 | 33.796 | 891085 | 0.047676 | NEI 2019
Batesville Generation Facility | 55063_G_STG1 | 55063 | G | STG1 | 3846 | Combined Cycle | S_C_TVA | Mississippi | Panola | 110 | 2000 | 9999 |  |  |  | 0.078763 | NEI 2019
Batesville Generation Facility | 55063_G_STG2 | 55063 | G | STG2 | 3847 | Combined Cycle | S_C_TVA | Mississippi | Panola | 110 | 2000 | 9999 |  |  |  | 0.049154 | NEI 2019
Batesville Generation Facility | 55063_G_STG3 | 55063 | G | STG3 | 3848 | Combined Cycle | S_C_TVA | Mississippi | Panola | 110 | 2000 | 9999 |  |  |  | 0.047676 | NEI 2019
Black Hawk Station | 55064_G_UNT1 | 55064 | G | UNT1 | 3849 | Combustion Turbine | SPP_SPS | Texas | Hutchinson | 111.2 | 1999 | 9999 | 2019 | 4 | 710430.2903 | 0.011261 | NEI 2019
Black Hawk Station | 55064_G_UNT2B | 55064 | G | UNT2B | 3850 | Combustion Turbine | SPP_SPS | Texas | Hutchinson | 113.3 | 2005 | 9999 | 2019 | 4.1 | 723846.6897 | 0.011328 | NEI 2019
Mustang Station | 55065_G_GEN1 | 55065 | G | GEN1 | 3851 | Combined Cycle | SPP_SPS | Texas | Yoakum | 154 | 1999 | 9999 | 2017 | 33.1779 | 1209803 | 0.05689 | NEI 2019
Mustang Station | 55065_G_GEN2 | 55065 | G | GEN2 | 3852 | Combined Cycle | SPP_SPS | Texas | Yoakum | 153 | 1999 | 9999 | 2019 | 30.5925 | 834502 | 0.05689 | NEI 2019
Mustang Station | 55065_G_GEN3 | 55065 | G | GEN3 | 3851 | Combined Cycle | SPP_SPS | Texas | Yoakum | 157 | 2000 | 9999 |  |  |  | 0.05689 | NEI 2019
Heat Recovery Coke Facility | 55066_G_TG18 | 55066 | G | TG18 |  | Non-Fossil Waste | MIS_INKY | Indiana | Lake | 88 | 1998 | 9999 |  |  |  | 0.029032 | Default Emission Factor
MPEA Energy Center | 55067_G_GEN4 | 55067 | G | GEN4 |  | Combustion Turbine | PJM_COMD | Illinois | Cook | 2 | 2010 | 9999 |  |  |  | 0.69077 | Default Emission Factor
MPEA Energy Center | 55067_G_GEN5 | 55067 | G | GEN5 |  | Combustion Turbine | PJM_COMD | Illinois | Cook | 2 | 2010 | 9999 |  |  |  | 0.69077 | Default Emission Factor
MPEA Energy Center | 55067_G_GEN6 | 55067 | G | GEN6 |  | Combustion Turbine | PJM_COMD | Illinois | Cook | 2 | 2010 | 9999 |  |  |  | 0.69077 | Default Emission Factor
Maine Independence Station | 55068_G_GEN1 | 55068 | G | GEN1 | 3853 | Combined Cycle | NENG_ME | Maine | Penobscot | 156.7 | 2000 | 9999 | 2019 | 0.83 | 69360 | 0.015031 | NEI 2019
Maine Independence Station | 55068_G_GEN2 | 55068 | G | GEN2 | 3854 | Combined Cycle | NENG_ME | Maine | Penobscot | 157.7 | 2000 | 9999 | 2019 | 1.13 | 94617 | 0.015031 | NEI 2019
Maine Independence Station | 55068_G_GEN3 | 55068 | G | GEN3 | 3853 | Combined Cycle | NENG_ME | Maine | Penobscot | 179.6 | 2000 | 9999 | 2019 | 0.099 | 109999 | 0.015031 | NEI 2019
Lakeview Gas Recovery | 55074_G_GEN1 | 55074 | G | GEN1 |  | Landfill Gas | PJM_PENE | Pennsylvania | Erie | 3 | 1997 | 9999 |  |  |  | 0.056969 | Default Emission Factor
Lakeview Gas Recovery | 55074_G_GEN2 | 55074 | G | GEN2 |  | Landfill Gas | PJM_PENE | Pennsylvania | Erie | 3 | 1997 | 9999 |  |  |  | 0.056969 | Default Emission Factor
Pine Bluff Energy Center | 55075_G_CT01 | 55075 | G | CT01 | 3855 | Combined Cycle | MIS_AR | Arkansas | Jefferson | 145 | 2001 | 9999 | 2019 | 38.773 | 978799 | 0.066321 | NEI 2019
Pine Bluff Energy Center | 55075_G_ST01 | 55075 | G | ST01 | 3855 | Combined Cycle | MIS_AR | Arkansas | Jefferson | 47 | 2001 | 9999 |  |  |  | 0.066321 | NEI 2019
Desert Star Energy Center | 55077_G_ED01 | 55077 | G | ED01 | 3860 | Combined Cycle | WECC_SNV | Nevada | Clark | 150 | 2000 | 2027 |  |  |  | 0.030815 | Default Emission Factor
Desert Star Energy Center | 55077_G_ED02 | 55077 | G | ED02 | 3861 | Combined Cycle | WECC_SNV | Nevada | Clark | 150 | 2000 | 2027 |  |  |  | 0.030815 | Default Emission Factor
Desert Star Energy Center | 55077_G_ED03 | 55077 | G | ED03 | 3860 | Combined Cycle | WECC_SNV | Nevada | Clark | 150 | 2000 | 2027 |  |  |  | 0.030815 | Default Emission Factor
Millennium Power | 55079_G_CT01 | 55079 | G | CT01 | 3862 | Combined Cycle | NENGREST | Massachusetts | Worcester | 214.8 | 2001 | 9999 | 2019 | 19.15 | 902825 | 0.042422 | NEI 2019
Millennium Power | 55079_G_ST01 | 55079 | G | ST01 | 3862 | Combined Cycle | NENGREST | Massachusetts | Worcester | 120.1 | 2001 | 9999 |  |  |  | 0.042422 | NEI 2019
Brownsville Peaking Power | 55081_G_1 | 55081 | G | 1 | 1456 | Combustion Turbine | S_C_TVA | Tennessee | Haywood | 110 | 1999 | 9999 |  |  |  | 0.088964 | Default Emission Factor
Brownsville Peaking Power | 55081_G_2 | 55081 | G | 2 | 1457 | Combustion Turbine | S_C_TVA | Tennessee | Haywood | 110 | 1999 | 9999 |  |  |  | 0.088964 | Default Emission Factor
Brownsville Peaking Power | 55081_G_3 | 55081 | G | 3 | 1458 | Combustion Turbine | S_C_TVA | Tennessee | Haywood | 118 | 1999 | 9999 |  |  |  | 0.088964 | Default Emission Factor
Brownsville Peaking Power | 55081_G_4 | 55081 | G | 4 | 1459 | Combustion Turbine | S_C_TVA | Tennessee | Haywood | 118 | 1999 | 9999 |  |  |  | 0.088964 | Default Emission Factor
Crockett Cogen Project | 55084_G_GE1 | 55084 | G | GE1 |  | Combined Cycle | WEC_CALN | California | Contra Costa | 247.4 | 1995 | 9999 | 2017 | 7.802 | 1384310 | 0.011272 | NEI 2019
Gregory Power Facility | 55086_G_GT1A | 55086 | G | GT1A | 3863 | Combined Cycle | ERC_REST | Texas | San Patricio | 141 | 2000 | 9999 |  |  |  | 0.030815 | Default Emission Factor
Gregory Power Facility | 55086_G_GT1B | 55086 | G | GT1B | 3864 | Combined Cycle | ERC_REST | Texas | San Patricio | 140 | 2000 | 9999 |  |  |  | 0.030815 | Default Emission Factor
Gregory Power Facility | 55086_G_STG | 55086 | G | STG | 3863 | Combined Cycle | ERC_REST | Texas | San Patricio | 85 | 2000 | 9999 |  |  |  | 0.030815 | Default Emission Factor
Zeeland Generating Station | 55087_G_1A | 55087 | G | 1A | 3865 | Combustion Turbine | MIS_LMI | Michigan | Ottawa | 157.6 | 2001 | 9999 |  |  |  | 0.088964 | Default Emission Factor
Zeeland Generating Station | 55087_G_1B | 55087 | G | 1B | 3866 | Combustion Turbine | MIS_LMI | Michigan | Ottawa | 157.1 | 2001 | 9999 |  |  |  | 0.088964 | Default Emission Factor
Zeeland Generating Station | 55087_G_2A | 55087 | G | 2A | 3867 | Combined Cycle | MIS_LMI | Michigan | Ottawa | 159 | 2002 | 9999 |  |  |  | 0.030815 | Default Emission Factor
Zeeland Generating Station | 55087_G_2B | 55087 | G | 2B | 3868 | Combined Cycle | MIS_LMI | Michigan | Ottawa | 159.6 | 2002 | 9999 |  |  |  | 0.030815 | Default Emission Factor
Zeeland Generating Station | 55087_G_2C | 55087 | G | 2C | 3867 | Combined Cycle | MIS_LMI | Michigan | Ottawa | 207 | 2002 | 9999 |  |  |  | 0.030815 | Default Emission Factor
Dearborn Industrial Generation | 55088_G_GT 1 | 55088 | G | GT 1 | 89289 | Combustion Turbine | MIS_LMI | Michigan | Wayne | 163 | 2001 | 9999 |  |  |  | 0.088964 | Default Emission Factor
Dearborn Industrial Generation | 55088_G_GT2 | 55088 | G | GT2 | 89290 | Combustion Turbine | MIS_LMI | Michigan | Wayne | 163 | 2001 | 9999 |  |  |  | 0.088964 | Default Emission Factor
Dearborn Industrial Generation | 55088_G_GTP1 | 55088 | G | GTP1 | 3869 | Combustion Turbine | MIS_LMI | Michigan | Wayne | 163 | 1999 | 9999 |  |  |  | 0.088964 | Default Emission Factor
Taft Cogeneration Facility | 55089_G_CT1 | 55089 | G | CT1 | 3870 | Combined Cycle | MIS_AMSO | Louisiana | St Charles | 146.6 | 2002 | 9999 | 2019 | 46.258 | 3240259 | 0.048818 | NEI 2019
Taft Cogeneration Facility | 55089_G_CT2 | 55089 | G | CT2 | 3871 | Combined Cycle | MIS_AMSO | Louisiana | St Charles | 142.9 | 2002 | 9999 | 2019 | 47.2379 | 1231898 | 0.048818 | NEI 2019
Taft Cogeneration Facility | 55089_G_CT3 | 55089 | G | CT3 | 3872 | Combined Cycle | MIS_AMSO | Louisiana | St Charles | 150.3 | 2002 | 9999 | 2019 | 47.4372 | 1301619 | 0.048818 | NEI 2019
Taft Cogeneration Facility | 55089_G_ST1 | 55089 | G | ST1 | 3870 | Combined Cycle | MIS_AMSO | Louisiana | St Charles | 299.1 | 2002 | 9999 |  |  |  | 0.048818 | NEI 2019
Plummer Cogen | 55090_G_GEN1 | 55090 | G | GEN1 |  | Biomass | WECC_PNW | Idaho | Benewah | 5.8 | 1982 | 9999 |  |  |  | 0.26668 | Default Emission Factor
Midlothian Energy Facility | 55091_G_STK1 | 55091 | G | STK1 | 3873 | Combined Cycle | ERC_REST | Texas | Ellis | 260 | 2000 | 9999 | 2019 | 9.8348 | 883233 | 0.02227 | NEI 2019
Midlothian Energy Facility | 55091_G_STK2 | 55091 | G | STK2 | 3874 | Combined Cycle | ERC_REST | Texas | Ellis | 260 | 2000 | 9999 | 2019 | 5.8118 | 822729 | 0.014128 | NEI 2019
Midlothian Energy Facility | 55091_G_STK3 | 55091 | G | STK3 | 3875 | Combined Cycle | ERC_REST | Texas | Ellis | 260 | 2000 | 9999 | 2019 | 2.1392 | 899608 | 0.004756 | NEI 2019
Midlothian Energy Facility | 55091_G_STK4 | 55091 | G | STK4 | 3876 | Combined Cycle | ERC_REST | Texas | Ellis | 259 | 2000 | 9999 | 2019 | 3.9108 | 873889 | 0.00895 | NEI 2019
Midlothian Energy Facility | 55091_G_STK5 | 55091 | G | STK5 | 3877 | Combined Cycle | ERC_REST | Texas | Ellis | 279 | 2001 | 9999 | 2019 | 3.4065 | 958630 | 0.007107 | NEI 2019
Midlothian Energy Facility | 55091_G_STK6 | 55091 | G | STK6 | 3878 | Combined Cycle | ERC_REST | Texas | Ellis | 284 | 2001 | 9999 | 2019 | 5.646 | 1098749 | 0.010277 | NEI 2019
MM Taunton Energy | 55093_G_UNT1 | 55093 | G | UNT1 |  | Landfill Gas | NENGREST | Massachusetts | Bristol | 0.9 | 1997 | 9999 |  |  |  | 0.056969 | Default Emission Factor
MM Taunton Energy | 55093_G_UNT2 | 55093 | G | UNT2 |  | Landfill Gas | NENGREST | Massachusetts | Bristol | 0.9 | 1997 | 9999 |  |  |  | 0.056969 | Default Emission Factor
MM Taunton Energy | 55093_G_UNT3 | 55093 | G | UNT3 |  | Landfill Gas | NENGREST | Massachusetts | Bristol | 0.9 | 2011 | 9999 |  |  |  | 0.056969 | Default Emission Factor
MM Taunton Energy | 55093_G_UNT4 | 55093 | G | UNT4 |  | Landfill Gas | NENGREST | Massachusetts | Bristol | 0.9 | 2011 | 9999 |  |  |  | 0.056969 | Default Emission Factor
MM San Diego-Miramar | 55094_G_UNT1 | 55094 | G | UNT1 |  | Landfill Gas | WEC_SDGE | California | San Diego | 1.6 | 1997 | 9999 |  |  |  | 0.056969 | Default Emission Factor
MM San Diego-Miramar | 55094_G_UNT2 | 55094 | G | UNT2 |  | Landfill Gas | WEC_SDGE | California | San Diego | 1.6 | 1997 | 9999 |  |  |  | 0.056969 | Default Emission Factor
MM San Diego-Miramar | 55094_G_UNT3 | 55094 | G | UNT3 |  | Landfill Gas | WEC_SDGE | California | San Diego | 1.6 | 1997 | 9999 |  |  |  | 0.056969 | Default Emission Factor
MM San Diego-Miramar | 55094_G_UNT4 | 55094 | G | UNT4 |  | Landfill Gas | WEC_SDGE | California | San Diego | 1.6 | 1997 | 9999 |  |  |  | 0.056969 | Default Emission Factor
Portside Energy | 55096_G_GT | 55096 | G | GT | 9950 | Combustion Turbine | MIS_INKY | Indiana | Porter | 34 | 1997 | 9999 | 2017 | 4.7087 | 225813 | 0.041704 | NEI 2019
Lamar Power Project | 55097_G_CTG1 | 55097 | G | CTG1 | 3879 | Combined Cycle | ERC_REST | Texas | Lamar | 161 | 2000 | 9999 | 2019 | 38.8432 | 1107859 | 0.045 | NEI 2019
Lamar Power Project | 55097_G_CTG2 | 55097 | G | CTG2 | 3880 | Combined Cycle | ERC_REST | Texas | Lamar | 153 | 2000 | 9999 | 2019 | 38.6979 | 1056598 | 0.045 | NEI 2019
Lamar Power Project | 55097_G_CTG3 | 55097 | G | CTG3 | 3881 | Combined Cycle | ERC_REST | Texas | Lamar | 153 | 2000 | 9999 | 2019 | 40.2482 | 1093285 | 0.044813 | NEI 2019
Lamar Power Project | 55097_G_CTG4 | 55097 | G | CTG4 | 3882 | Combined Cycle | ERC_REST | Texas | Lamar | 161 | 2000 | 9999 | 2019 | 39.4752 | 1149053 | 0.044813 | NEI 2019
Lamar Power Project | 55097_G_STG1 | 55097 | G | STG1 | 3879 | Combined Cycle | ERC_REST | Texas | Lamar | 204 | 2000 | 9999 |  |  |  | 0.045 | NEI 2019
Lamar Power Project | 55097_G_STG2 | 55097 | G | STG2 | 3881 | Combined Cycle | ERC_REST | Texas | Lamar | 204 | 2000 | 9999 |  |  |  | 0.044813 | NEI 2019
Rumford Power, Inc | 55100_G_UNT1 | 55100 | G | UNT1 | 3893 | Combined Cycle | NENG_ME | Maine | Oxford | 164 | 2000 | 9999 | 2019 | 0.2 | 62416 | 0.006409 | NEI 2019
Rumford Power, Inc | 55100_G_UNT2 | 55100 | G | UNT2 | 3893 | Combined Cycle | NENG_ME | Maine | Oxford | 90 | 2000 | 9999 |  |  |  | 0.006409 | NEI 2019
Kalamazoo River Generating Station | 55101_G_0001 | 55101 | G | 0001 | 3894 | Combustion Turbine | MIS_LMI | Michigan | Kalamazoo | 72 | 1999 | 9999 |  |  |  | 0.088964 | Default Emission Factor
Livingston Generating Station | 55102_G_001 | 55102 | G | 001 | 3895 | Combustion Turbine | MIS_LMI | Michigan | Otsego | 33 | 1999 | 9999 |  |  |  | 0.088964 | Default Emission Factor
Livingston Generating Station | 55102_G_002 | 55102 | G | 002 | 3896 | Combustion Turbine | MIS_LMI | Michigan | Otsego | 33 | 1999 | 9999 |  |  |  | 0.088964 | Default Emission Factor
Livingston Generating Station | 55102_G_003 | 55102 | G | 003 | 3897 | Combustion Turbine | MIS_LMI | Michigan | Otsego | 33 | 1999 | 9999 |  |  |  | 0.088964 | Default Emission Factor
Livingston Generating Station | 55102_G_004 | 55102 | G | 004 | 3898 | Combustion Turbine | MIS_LMI | Michigan | Otsego | 33 | 1999 | 9999 |  |  |  | 0.088964 | Default Emission Factor
Klamath Cogeneration Plant | 55103_G_CT1 | 55103 | G | CT1 | 3899 | Combined Cycle | WECC_PNW | Oregon | Klamath | 155 | 2001 | 9999 |  |  |  | 0.030815 | Default Emission Factor
Klamath Cogeneration Plant | 55103_G_CT2 | 55103 | G | CT2 | 3900 | Combined Cycle | WECC_PNW | Oregon | Klamath | 155 | 2001 | 9999 |  |  |  | 0.030815 | Default Emission Factor
Klamath Cogeneration Plant | 55103_G_ST1 | 55103 | G | ST1 | 3899 | Combined Cycle | WECC_PNW | Oregon | Klamath | 180 | 2001 | 9999 |  |  |  | 0.030815 | Default Emission Factor
Rhode Island State Energy Center | 55107_G_CTG1 | 55107 | G | CTG1 | 3903 | Combined Cycle | NENGREST | Rhode Island | Providence | 168 | 2002 | 9999 |  |  |  | 0.002678 | NEI 2019
Rhode Island State Energy Center | 55107_G_CTG2 | 55107 | G | CTG2 | 3904 | Combined Cycle | NENGREST | Rhode Island | Providence | 168 | 2002 | 9999 | 2019 | 4.1235 | 3079007 | 0.002678 | NEI 2019
Rhode Island State Energy Center | 55107_G_STG1 | 55107 | G | STG1 | 3903 | Combined Cycle | NENGREST | Rhode Island | Providence | 218 | 2002 | 9999 |  |  |  | 0.002678 | NEI 2019
Rocky Road Power LLC | 55109_G_T4 | 55109 | G | T4 | 3911 | Combustion Turbine | PJM_COMD | Illinois | Kane | 104 | 2000 | 2045 |  |  |  | 0.088964 | Default Emission Factor
Rocky Road Power LLC | 55109_G_TG1 | 55109 | G | TG1 | 3908 | Combustion Turbine | PJM_COMD | Illinois | Kane | 102.2 | 1999 | 2045 |  |  |  | 0.088964 | Default Emission Factor
Rocky Road Power LLC | 55109_G_TG2 | 55109 | G | TG2 | 3909 | Combustion Turbine | PJM_COMD | Illinois | Kane | 103.6 | 1999 | 2045 |  |  |  | 0.088964 | Default Emission Factor
Rocky Road Power LLC | 55109_G_TG3 | 55109 | G | TG3 | 3910 | Combustion Turbine | PJM_COMD | Illinois | Kane | 28.2 | 1999 | 2045 |  |  |  | 0.088964 | Default Emission Factor
Madison | 55110_G_CT1 | 55110 | G | CT1 | 3912 | Combustion Turbine | PJM_West | Ohio | Butler | 71 | 2000 | 9999 | 2019 | 1.79 | 41908.3145 | 0.085425 | NEI 2019
Madison | 55110_G_CT2 | 55110 | G | CT2 | 3913 | Combustion Turbine | PJM_West | Ohio | Butler | 71 | 2000 | 9999 | 2019 | 1.82 | 41908.3145 | 0.086856 | NEI 2019
Madison | 55110_G_CT3 | 55110 | G | CT3 | 3914 | Combustion Turbine | PJM_West | Ohio | Butler | 69 | 2000 | 9999 | 2019 | 1.91 | 40727.7986 | 0.093793 | NEI 2019
Madison | 55110_G_CT4 | 55110 | G | CT4 | 3915 | Combustion Turbine | PJM_West | Ohio | Butler | 70 | 2000 | 9999 | 2019 | 1.8 | 41318.0565 | 0.087129 | NEI 2019
Madison | 55110_G_CT5 | 55110 | G | CT5 | 3916 | Combustion Turbine | PJM_West | Ohio | Butler | 70 | 2000 | 9999 | 2019 | 1.97 | 41318.0565 | 0.095358 | NEI 2019
Madison | 55110_G_CT6 | 55110 | G | CT6 | 3917 | Combustion Turbine | PJM_West | Ohio | Butler | 72 | 2000 | 9999 | 2019 | 1.83 | 42498.5724 | 0.086121 | NEI 2019
Madison | 55110_G_CT7 | 55110 | G | CT7 | 3918 | Combustion Turbine | PJM_West | Ohio | Butler | 73 | 2000 | 9999 | 2019 | 2.04 | 43088.8304 | 0.094688 | NEI 2019
Madison | 55110_G_CT8 | 55110 | G | CT8 | 3919 | Combustion Turbine | PJM_West | Ohio | Butler | 70 | 2000 | 9999 | 2019 | 1.56 | 41318.0565 | 0.075512 | NEI 2019
Vermillion Energy Facility | 55111_G_CT1 | 55111 | G | CT1 | 3920 | Combustion Turbine | MIS_INKY | Indiana | Vermillion | 72 | 2000 | 9999 | 2017 | 0.020624 | 7284.625 | 0.005662 | NEI 2019
Vermillion Energy Facility | 55111_G_CT2 | 55111 | G | CT2 | 3921 | Combustion Turbine | MIS_INKY | Indiana | Vermillion | 72 | 2000 | 9999 | 2019 | 0.26304 | 12499.25 | 0.042088 | NEI 2019
Vermillion Energy Facility | 55111_G_CT3 | 55111 | G | CT3 | 3922 | Combustion Turbine | MIS_INKY | Indiana | Vermillion | 71 | 2000 | 9999 | 2019 | 0.39626 | 12325.6493 | 0.064298 | NEI 2019
Vermillion Energy Facility | 55111_G_CT4 | 55111 | G | CT4 | 3923 | Combustion Turbine | MIS_INKY | Indiana | Vermillion | 73 | 2000 | 9999 | 2019 | 0.14918 | 12672.8507 | 0.023544 | NEI 2019
Vermillion Energy Facility | 55111_G_CT5 | 55111 | G | CT5 | 3924 | Combustion Turbine | MIS_INKY | Indiana | Vermillion | 71 | 2000 | 9999 | 2019 | 0.53048 | 12325.6493 | 0.086078 | NEI 2019
Vermillion Energy Facility | 55111_G_CT6 | 55111 | G | CT6 | 3925 | Combustion Turbine | MIS_INKY | Indiana | Vermillion | 72 | 2000 | 9999 | 2017 | 0.048275 | 7284.625 | 0.013254 | NEI 2019
Vermillion Energy Facility | 55111_G_CT7 | 55111 | G | CT7 | 3926 | Combustion Turbine | MIS_INKY | Indiana | Vermillion | 72 | 2000 | 9999 | 2017 | 0.53754 | 7284.625 | 0.14758 | NEI 2019
Vermillion Energy Facility | 55111_G_CT8 | 55111 | G | CT8 | 3927 | Combustion Turbine | MIS_INKY | Indiana | Vermillion | 73 | 2000 | 9999 | 2019 | 0.076624 | 12672.8507 | 0.012093 | NEI 2019
Sutter Energy Center | 55112_G_CT01 | 55112 | G | CT01 | 3928 | Combined Cycle | WEC_CALN | California | Sutter | 175 | 2001 | 9999 |  |  |  | 0.030815 | Default Emission Factor
Sutter Energy Center | 55112_G_CT02 | 55112 | G | CT02 | 3929 | Combined Cycle | WEC_CALN | California | Sutter | 175 | 2001 | 9999 |  |  |  | 0.030815 | Default Emission Factor
Sutter Energy Center | 55112_G_ST01 | 55112 | G | ST01 | 3928 | Combined Cycle | WEC_CALN | California | Sutter | 180 | 2001 | 9999 |  |  |  | 0.030815 | Default Emission Factor
Rockingham County CT Station | 55116_G_CT1 | 55116 | G | CT1 | 3935 | Combustion Turbine | S_VACA | North Carolina | Rockingham | 165 | 2000 | 9999 |  |  |  | 0.088964 | Default Emission Factor
Rockingham County CT Station | 55116_G_CT2 | 55116 | G | CT2 | 3936 | Combustion Turbine | S_VACA | North Carolina | Rockingham | 165 | 2000 | 9999 |  |  |  | 0.088964 | Default Emission Factor
Rockingham County CT Station | 55116_G_CT3 | 55116 | G | CT3 | 3937 | Combustion Turbine | S_VACA | North Carolina | Rockingham | 165 | 2000 | 9999 |  |  |  | 0.088964 | Default Emission Factor
Rockingham County CT Station | 55116_G_CT4 | 55116 | G | CT4 | 3938 | Combustion Turbine | S_VACA | North Carolina | Rockingham | 165 | 2000 | 9999 |  |  |  | 0.088964 | Default Emission Factor
Rockingham County CT Station | 55116_G_CT5 | 55116 | G | CT5 | 3939 | Combustion Turbine | S_VACA | North Carolina | Rockingham | 165 | 2000 | 9999 |  |  |  | 0.088964 | Default Emission Factor
RS Cogen | 55117_G_RS-4 | 55117 | G | RS-4 | 3940 | Combined Cycle | MIS_WOTA | Louisiana | Calcasieu | 80 | 2002 | 9999 |  |  |  | 0.008558 | NEI 2019
RS Cogen | 55117_G_RS-5 | 55117 | G | RS-5 | 3940 | Combined Cycle | MIS_WOTA | Louisiana | Calcasieu | 167.7 | 2002 | 9999 | 2019 | 6.9931 | 1719500.39 | 0.008558 | NEI 2019
RS Cogen | 55117_G_RS-6 | 55117 | G | RS-6 | 3941 | Combined Cycle | MIS_WOTA | Louisiana | Calcasieu | 167.7 | 2002 | 9999 | 2019 | 5.4733 | 1193962.1 | 0.008558 | NEI 2019
NAFTA Region Olefins Complex Cogen Fac | 55122_G_UN1 | 55122 | G | UN1 |  | Combustion Turbine | MIS_WOTA | Texas | Jefferson | 35 | 2001 | 9999 |  |  |  | 0.088964 | Default Emission Factor
NAFTA Region Olefins Complex Cogen Fac | 55122_G_UN2 | 55122 | G | UN2 |  | Combustion Turbine | MIS_WOTA | Texas | Jefferson | 35 | 2001 | 9999 | 2019 | 1.11 | 194823.51 | 0.011395 | NEI 2019
Magic Valley Generating Station | 55123_G_CTG1 | 55123 | G | CTG1 | 3951 | Combined Cycle | ERC_REST | Texas | Hidalgo | 221 | 2002 | 9999 | 2019 | 21.1759 | 854248 | 0.024187 | NEI 2019
Magic Valley Generating Station | 55123_G_CTG2 | 55123 | G | CTG2 | 3952 | Combined Cycle | ERC_REST | Texas | Hidalgo | 221 | 2002 | 9999 | 2019 | 13.2917 | 955758 | 0.024187 | NEI 2019
Magic Valley Generating Station | 55123_G_STG | 55123 | G | STG | 3951 | Combined Cycle | ERC_REST | Texas | Hidalgo | 240 | 2002 | 9999 |  |  |  | 0.024187 | NEI 2019
Griffith Energy LLC | 55124_G_CTG1 | 55124 | G | CTG1 | 3953 | Combined Cycle | WECC_AZ | Arizona | Mohave | 147 | 2002 | 9999 |  |  |  | 0.030815 | Default Emission Factor
Griffith Energy LLC | 55124_G_CTG2 | 55124 | G | CTG2 | 3954 | Combined Cycle | WECC_AZ | Arizona | Mohave | 147 | 2002 | 9999 |  |  |  | 0.030815 | Default Emission Factor
Griffith Energy LLC | 55124_G_STG | 55124 | G | STG | 3953 | Combined Cycle | WECC_AZ | Arizona | Mohave | 276 | 2002 | 9999 |  |  |  | 0.030815 | Default Emission Factor
Milford Power Project | 55126_G_CA01 | 55126 | G | CA01 | 3956 | Combined Cycle | NENG_CT | Connecticut | New Haven | 270.9 | 2004 | 9999 | 2019 | 38.1 | 1890314 | 0.040311 | NEI 2019
Milford Power Project | 55126_G_CA02 | 55126 | G | CA02 | 3957 | Combined Cycle | NENG_CT | Connecticut | New Haven | 266.7 | 2004 | 9999 | 2019 | 26 | 1823475 | 0.028517 | NEI 2019
Manchief Electric Generating Station | 55127_G_UN1 | 55127 | G | UN1 | 3958 | Combustion Turbine | WECC_CO | Colorado | Morgan | 132 | 2000 | 9999 |  |  |  | 0.088964 | Default Emission Factor
Manchief Electric Generating Station | 55127_G_UN2 | 55127 | G | UN2 | 3959 | Combustion Turbine | WECC_CO | Colorado | Morgan | 132 | 2000 | 9999 |  |  |  | 0.088964 | Default Emission Factor
Walton County Power LLC | 55128_G_101G | 55128 | G | 101G | 3960 | Combustion Turbine | S_SOU | Georgia | Walton | 151.5 | 2001 | 9999 |  |  |  | 0.088964 | Default Emission Factor
Walton County Power LLC | 55128_G_102G | 55128 | G | 102G | 3961 | Combustion Turbine | S_SOU | Georgia | Walton | 151.5 | 2001 | 9999 |  |  |  | 0.088964 | Default Emission Factor
Walton County Power LLC | 55128_G_103G | 55128 | G | 103G | 3962 | Combustion Turbine | S_SOU | Georgia | Walton | 151.5 | 2001 | 9999 |  |  |  | 0.088964 | Default Emission Factor
Desert Basin | 55129_G_CTG1 | 55129 | G | CTG1 | 3964 | Combined Cycle | WECC_AZ | Arizona | Pinal | 162 | 2001 | 9999 |  |  |  | 0.030815 | Default Emission Factor
Desert Basin | 55129_G_CTG2 | 55129 | G | CTG2 | 3965 | Combined Cycle | WECC_AZ | Arizona | Pinal | 162 | 2001 | 9999 |  |  |  | 0.030815 | Default Emission Factor
Desert Basin | 55129_G_STG | 55129 | G | STG | 3964 | Combined Cycle | WECC_AZ | Arizona | Pinal | 253 | 2001 | 9999 |  |  |  | 0.030815 | Default Emission Factor
Kendall County Generation Facility | 55131_G_CTG1 | 55131 | G | CTG1 | 3966 | Combined Cycle | PJM_COMD | Illinois | Kendall | 160 | 2002 | 2045 | 2019 | 18.9743 | 1032767 | 0.024108 | NEI 2019
Kendall County Generation Facility | 55131_G_CTG2 | 55131 | G | CTG2 | 3967 | Combined Cycle | PJM_COMD | Illinois | Kendall | 160 | 2002 | 2045 | 2019 | 17.237 | 1101020 | 0.020645 | NEI 2019
Kendall County Generation Facility | 55131_G_CTG3 | 55131 | G | CTG3 | 3968 | Combined Cycle | PJM_COMD | Illinois | Kendall | 160 | 2002 | 2045 | 2017 | 17.548 | 1081300 | 0.021696 | NEI 2019
Kendall County Generation Facility | 55131_G_CTG4 | 55131 | G | CTG4 | 3969 | Combined Cycle | PJM_COMD | Illinois | Kendall | 160 | 2002 | 2045 | 2017 | 17.1779 | 1016271 | 0.022043 | NEI 2019
Kendall County Generation Facility | 55131_G_STG1 | 55131 | G | STG1 | 3966 | Combined Cycle | PJM_COMD | Illinois | Kendall | 125 | 2002 | 2045 |  |  |  | 0.024108 | NEI 2019
Kendall County Generation Facility | 55131_G_STG2 | 55131 | G | STG2 | 3967 | Combined Cycle | PJM_COMD | Illinois | Kendall | 125 | 2002 | 2045 |  |  |  | 0.020645 | NEI 2019
Kendall County Generation Facility | 55131_G_STG3 | 55131 | G | STG3 | 3968 | Combined Cycle | PJM_COMD | Illinois | Kendall | 125 | 2002 | 2045 |  |  |  | 0.021696 | NEI 2019
Kendall County Generation Facility | 55131_G_STG4 | 55131 | G | STG4 | 3969 | Combined Cycle | PJM_COMD | Illinois | Kendall | 125 | 2002 | 2045 |  |  |  | 0.022043 | NEI 2019
Tenaska Gateway Generating Station | 55132_G_GTG1 | 55132 | G | GTG1 | 3970 | Combined Cycle | ERC_GWAY | Texas | Rusk | 146 | 2001 | 9999 | 2019 | 31.0949 | 2394747 | 0.046847 | NEI 2019
Tenaska Gateway Generating Station | 55132_G_GTG2 | 55132 | G | GTG2 | 3971 | Combined Cycle | ERC_GWAY | Texas | Rusk | 149 | 2001 | 9999 | 2019 | 30.8313 | 777607 | 0.046847 | NEI 2019
Tenaska Gateway Generating Station | 55132_G_GTG3 | 55132 | G | GTG3 | 3972 | Combined Cycle | ERC_GWAY | Texas | Rusk | 148 | 2001 | 9999 | 2019 | 29.5135 | 731403 | 0.046847 | NEI 2019
Tenaska Gateway Generating Station | 55132_G_STG1 | 55132 | G | STG1 | 3970 | Combined Cycle | ERC_GWAY | Texas | Rusk | 402 | 2001 | 9999 |  |  |  | 0.046847 | NEI 2019
Thomson Reuters Campus Bldg A-D | 55133_G_3086 | 55133 | G | 3086 |  | Combustion Turbine | MIS_MNWI | Minnesota | Dakota | 1.6 | 1999 | 9999 |  |  |  | 0.69077 | Default Emission Factor
Thomson Reuters Campus Bldg A-D | 55133_G_3087 | 55133 | G | 3087 |  | Combustion Turbine | MIS_MNWI | Minnesota | Dakota | 1.6 | 1999 | 9999 |  |  |  | 0.69077 | Default Emission Factor
Thomson Reuters Campus Bldg A-D | 55133_G_3088 | 55133 | G | 3088 |  | Combustion Turbine | MIS_MNWI | Minnesota | Dakota | 1.6 | 1999 | 9999 |  |  |  | 0.69077 | Default Emission Factor
Thomson Reuters Campus Bldg A-D | 55133_G_3089 | 55133 | G | 3089 |  | Combustion Turbine | MIS_MNWI | Minnesota | Dakota | 1.6 | 1999 | 9999 |  |  |  | 0.69077 | Default Emission Factor
Thomson Reuters Campus Bldg A-D | 55133_G_3090 | 55133 | G | 3090 |  | Combustion Turbine | MIS_MNWI | Minnesota | Dakota | 1.6 | 1999 | 9999 |  |  |  | 0.69077 | Default Emission Factor
Thomson Reuters Campus Bldg A-D | 55133_G_3091 | 55133 | G | 3091 |  | Combustion Turbine | MIS_MNWI | Minnesota | Dakota | 1.6 | 1999 | 9999 |  |  |  | 0.69077 | Default Emission Factor
Thomson Reuters Campus Bldg A-D | 55133_G_3093 | 55133 | G | 3093 |  | Combustion Turbine | MIS_MNWI | Minnesota | Dakota | 1.6 | 1999 | 9999 |  |  |  | 0.69077 | Default Emission Factor
Alliant Energy Neenah | 55135_G_CT01 | 55135 | G | CT01 | 3973 | Combustion Turbine | MIS_WUMS | Wisconsin | Winnebago | 152.5 | 2000 | 9999 | 2019 | 4.9718 | 151837.0887 | 0.065489 | NEI 2019
Alliant Energy Neenah | 55135_G_CT02 | 55135 | G | CT02 | 3974 | Combustion Turbine | MIS_WUMS | Wisconsin | Winnebago | 148.4 | 2000 | 9999 | 2019 | 5.8442 | 147754.9113 | 0.079106 | NEI 2019
Rio Nogales Power Project | 55137_G_CTG1 | 55137 | G | CTG1 | 3975 | Combined Cycle | ERC_REST | Texas | Guadalupe | 165 | 2002 | 9999 | 2019 | 29.6588 | 2385946 | 0.045839 | NEI 2019
Rio Nogales Power Project | 55137_G_CTG2 | 55137 | G | CTG2 | 3976 | Combined Cycle | ERC_REST | Texas | Guadalupe | 169 | 2002 | 9999 | 2019 | 31.1504 | 837414 | 0.045839 | NEI 2019
Rio Nogales Power Project | 55137_G_CTG3 | 55137 | G | CTG3 | 3977 | Combined Cycle | ERC_REST | Texas | Guadalupe | 169 | 2002 | 9999 | 2019 | 32.753 | 858880.99 | 0.045839 | NEI 2019
Rio Nogales Power Project | 55137_G_STG1 | 55137 | G | STG1 | 3975 | Combined Cycle | ERC_REST | Texas | Guadalupe | 323 | 2002 | 9999 |  |  |  | 0.045839 | NEI 2019
Walton Discover Power Facility | 55138_G_UN1 | 55138 | G | UN1 | 88304 | Combustion Turbine | S_SOU | Alabama | LEE | 50 | 1999 | 9999 |  |  |  | 0.088964 | Default Emission Factor
Walton Discover Power Facility | 55138_G_UN2 | 55138 | G | UN2 | 88306 | Combustion Turbine | S_SOU | Alabama | LEE | 50 | 1999 | 9999 |  |  |  | 0.088964 | Default Emission Factor
Wolf Hollow I LP | 55139_G_CTG1 | 55139 | G | CTG1 | 3981 | Combined Cycle | ERC_REST | Texas | Hood | 212.5 | 2003 | 9999 | 2019 | 16.592 | 1543404 | 0.025724 | NEI 2019
Wolf Hollow I LP | 55139_G_CTG2 | 55139 | G | CTG2 | 3982 | Combined Cycle | ERC_REST | Texas | Hood | 212.5 | 2003 | 9999 | 2019 | 12.89 | 748730 | 0.025724 | NEI 2019
Wolf Hollow I LP | 55139_G_ST | 55139 | G | ST | 3981 | Combined Cycle | ERC_REST | Texas | Hood | 280 | 2003 | 9999 |  |  |  | 0.025724 | NEI 2019
Hawk Road Facility | 55141_G_CT1 | 55141 | G | CT1 | 3991 | Combustion Turbine | S_SOU | Georgia | Heard | 153 | 2001 | 9999 |  |  |  | 0.088964 | Default Emission Factor
Hawk Road Facility | 55141_G_CT2 | 55141 | G | CT2 | 3992 | Combustion Turbine | S_SOU | Georgia | Heard | 150.3 | 2001 | 9999 |  |  |  | 0.088964 | Default Emission Factor
Hawk Road Facility | 55141_G_CT3 | 55141 | G | CT3 | 3993 | Combustion Turbine | S_SOU | Georgia | Heard | 153 | 2001 | 9999 |  |  |  | 0.088964 | Default Emission Factor
Hays Energy Project | 55144_G_U1 | 55144 | G | U1 | 4002 | Combined Cycle | ERC_REST | Texas | Hays | 210 | 2002 | 9999 | 2019 | 0.2709 | 776522 | 0.000698 | NEI 2019
Hays Energy Project | 55144_G_U2 | 55144 | G | U2 | 4003 | Combined Cycle | ERC_REST | Texas | Hays | 211 | 2002 | 9999 |  |  |  | 0.030815 | Default Emission Factor
Hays Energy Project | 55144_G_U3 | 55144 | G | U3 | 4004 | Combined Cycle | ERC_REST | Texas | Hays | 210 | 2002 | 9999 |  |  |  | 0.030815 | Default Emission Factor
Hays Energy Project | 55144_G_U4 | 55144 | G | U4 | 4005 | Combined Cycle | ERC_REST | Texas | Hays | 213 | 2002 | 9999 | 2019 | 0.3492 | 789866 | 0.000884 | NEI 2019
Green Country Energy LLC | 55146_G_CTG1 | 55146 | G | CTG1 | 4006 | Combined Cycle | SPP_WEST | Oklahoma | Tulsa | 155 | 2002 | 9999 | 2019 | 2.037 | 940838 | 0.002595 | NEI 2019
Green Country Energy LLC | 55146_G_CTG2 | 55146 | G | CTG2 | 4007 | Combined Cycle | SPP_WEST | Oklahoma | Tulsa | 155 | 2002 | 9999 | 2019 | 1.3999 | 887708 | 0.001928 | NEI 2019
Green Country Energy LLC | 55146_G_CTG3 | 55146 | G | CTG3 | 4008 | Combined Cycle | SPP_WEST | Oklahoma | Tulsa | 155 | 2002 | 9999 | 2019 | 1.3689 | 1044117 | 0.001607 | NEI 2019
Green Country Energy LLC | 55146_G_STG1 | 55146 | G | STG1 | 4006 | Combined Cycle | SPP_WEST | Oklahoma | Tulsa | 106 | 2002 | 9999 |  |  |  | 0.002595 | NEI 2019
Green Country Energy LLC | 55146_G_STG2 | 55146 | G | STG2 | 4007 | Combined Cycle | SPP_WEST | Oklahoma | Tulsa | 106 | 2002 | 9999 |  |  |  | 0.001928 | NEI 2019
Green Country Energy LLC | 55146_G_STG3 | 55146 | G | STG3 | 4008 | Combined Cycle | SPP_WEST | Oklahoma | Tulsa | 106 | 2002 | 9999 |  |  |  | 0.001607 | NEI 2019
Worthington Generation LLC | 55148_G_1 | 55148 | G | 1 | 4017 | Combustion Turbine | MIS_INKY | Indiana | Greene | 41.5 | 2000 | 9999 | 2019 | 0.21776 | 15198.25 | 0.028656 | NEI 2019
Worthington Generation LLC | 55148_G_2 | 55148 | G | 2 | 4018 | Combustion Turbine | MIS_INKY | Indiana | Greene | 41.5 | 2000 | 9999 | 2019 | 0.20144 | 15198.25 | 0.026508 | NEI 2019
Worthington Generation LLC | 55148_G_3 | 55148 | G | 3 | 4019 | Combustion Turbine | MIS_INKY | Indiana | Greene | 41.5 | 2000 | 9999 | 2019 | 0.13901 | 15198.25 | 0.018293 | NEI 2019
Worthington Generation LLC | 55148_G_4 | 55148 | G | 4 | 4020 | Combustion Turbine | MIS_INKY | Indiana | Greene | 41.5 | 2000 | 9999 | 2019 | 0.22576 | 15198.25 | 0.029709 | NEI 2019
Lake Road Generating Plant | 55149_G_U1 | 55149 | G | U1 | 4021 | Combined Cycle | NENG_CT | Connecticut | Windham | 270.8 | 2002 | 9999 | 2019 | 35.2 | 1862989 | 0.037789 | NEI 2019
Lake Road Generating Plant | 55149_G_U2 | 55149 | G | U2 | 4022 | Combined Cycle | NENG_CT | Connecticut | Windham | 275 | 2002 | 9999 | 2019 | 34.1 | 1811289 | 0.037653 | NEI 2019
Lake Road Generating Plant | 55149_G_U3 | 55149 | G | U3 | 4023 | Combined Cycle | NENG_CT | Connecticut | Windham | 286.7 | 2002 | 9999 | 2019 | 10 | 1647892 | 0.012137 | NEI 2019
La Paloma Generating Plant | 55151_G_GEN1 | 55151 | G | GEN1 | 4024 | Combined Cycle | WEC_CALN | California | Kern | 243.7 | 2003 | 9999 | 2017 | 3.3238 | 947774 | 0.007014 | NEI 2019
La Paloma Generating Plant | 55151_G_GEN2 | 55151 | G | GEN2 | 4025 | Combined Cycle | WEC_CALN | California | Kern | 241.6 | 2003 | 9999 | 2017 | 3.8457 | 902625 | 0.008521 | NEI 2019
La Paloma Generating Plant | 55151_G_GEN3 | 55151 | G | GEN3 | 4026 | Combined Cycle | WEC_CALN | California | Kern | 237.4 | 2003 | 9999 | 2017 | 11.8445 | 771250 | 0.030715 | NEI 2019
La Paloma Generating Plant | 55151_G_GEN4 | 55151 | G | GEN4 | 4027 | Combined Cycle | WEC_CALN | California | Kern | 242.7 | 2003 | 9999 | 2017 | 3.8792 | 347641 | 0.022317 | NEI 2019
Guadalupe Generating Station | 55153_G_CTG1 | 55153 | G | CTG1 | 4028 | Combined Cycle | ERC_REST | Texas | Guadalupe | 148 | 2000 | 9999 | 2019 | 29.6433 | 715921 | 0.050912 | NEI 2019
Guadalupe Generating Station | 55153_G_CTG2 | 55153 | G | CTG2 | 4029 | Combined Cycle | ERC_REST | Texas | Guadalupe | 148 | 2000 | 9999 | 2019 | 28.1075 | 692925 | 0.050912 | NEI 2019
Guadalupe Generating Station | 55153_G_CTG3 | 55153 | G | CTG3 | 4030 | Combined Cycle | ERC_REST | Texas | Guadalupe | 148 | 2000 | 9999 | 2019 | 42.2502 | 1023515 | 0.051141 | NEI 2019
Guadalupe Generating Station | 55153_G_CTG4 | 55153 | G | CTG4 | 4031 | Combined Cycle | ERC_REST | Texas | Guadalupe | 148 | 2000 | 9999 | 2019 | 40.4572 | 996791 | 0.051141 | NEI 2019
Guadalupe Generating Station | 55153_G_STG1 | 55153 | G | STG1 | 4028 | Combined Cycle | ERC_REST | Texas | Guadalupe | 197 | 2000 | 9999 |  |  |  | 0.050912 | NEI 2019
Guadalupe Generating Station | 55153_G_STG2 | 55153 | G | STG2 | 4030 | Combined Cycle | ERC_REST | Texas | Guadalupe | 197 | 2000 | 9999 |  |  |  | 0.051141 | NEI 2019
Lost Pines 1 Power Project | 55154_G_CTA | 55154 | G | CTA | 4032 | Combined Cycle | ERC_REST | Texas | Bastrop | 169 | 2001 | 9999 | 2019 | 13.11 | 789392 | 0.020545 | NEI 2019
Lost Pines 1 Power Project | 55154_G_CTB | 55154 | G | CTB | 4033 | Combined Cycle | ERC_REST | Texas | Bastrop | 169 | 2001 | 9999 | 2019 | 11.94 | 767091 | 0.020545 | NEI 2019
Lost Pines 1 Power Project | 55154_G_ST | 55154 | G | ST | 4032 | Combined Cycle | ERC_REST | Texas | Bastrop | 172 | 2001 | 9999 |  |  |  | 0.020545 | NEI 2019
MM Albany Energy | 55155_G_UNT1 | 55155 | G | UNT1 |  | Landfill Gas | NY_Z_F | New York | Albany | 0.9 | 1998 | 9999 |  |  |  | 0.056969 | Default Emission Factor
MM Albany Energy | 55155_G_UNT2 | 55155 | G | UNT2 |  | Landfill Gas | NY_Z_F | New York | Albany | 0.9 | 1998 | 9999 |  |  |  | 0.056969 | Default Emission Factor
MM Albany Energy | 55155_G_UNT3 | 55155 | G | UNT3 |  | Landfill Gas | NY_Z_F | New York | Albany | 0.9 | 2008 | 9999 |  |  |  | 0.056969 | Default Emission Factor
MM Albany Energy | 55155_G_UNT4 | 55155 | G | UNT4 |  | Landfill Gas | NY_Z_F | New York | Albany | 1.6 | 2012 | 9999 |  |  |  | 0.056969 | Default Emission Factor
MM Albany Energy | 55155_G_UNT5 | 55155 | G | UNT5 |  | Landfill Gas | NY_Z_F | New York | Albany | 1.6 | 2012 | 9999 |  |  |  | 0.056969 | Default Emission Factor
MM Prince William Energy | 55156_G_UNT1 | 55156 | G | UNT1 |  | Landfill Gas | PJM_Dom | Virginia | Prince William | 0.9 | 1998 | 9999 |  |  |  | 0.056969 | Default Emission Factor
MM Prince William Energy | 55156_G_UNT2 | 55156 | G | UNT2 |  | Landfill Gas | PJM_Dom | Virginia | Prince William | 0.9 | 1998 | 9999 |  |  |  | 0.056969 | Default Emission Factor
MM Prince William Energy | 55156_G_UNT3 | 55156 | G | UNT3 |  | Landfill Gas | PJM_Dom | Virginia | Prince William | 1.6 | 2013 | 9999 |  |  |  | 0.056969 | Default Emission Factor
MM Prince William Energy | 55156_G_UNT4 | 55156 | G | UNT4 |  | Landfill Gas | PJM_Dom | Virginia | Prince William | 1.6 | 2013 | 9999 |  |  |  | 0.056969 | Default Emission Factor
MM Prince William Energy | 55156_G_UNT5 | 55156 | G | UNT5 |  | Landfill Gas | PJM_Dom | Virginia | Prince William | 1.6 | 2013 | 9999 |  |  |  | 0.056969 | Default Emission Factor
MM Tulare Energy | 55160_G_UNT1 | 55160 | G | UNT1 |  | Landfill Gas | WECC_SCE | California | Tulare | 0.8 | 1998 | 9999 |  |  |  | 0.056969 | Default Emission Factor
MM Tulare Energy | 55160_G_UNT2 | 55160 | G | UNT2 |  | Landfill Gas | WECC_SCE | California | Tulare | 0.8 | 1998 | 9999 |  |  |  | 0.056969 | Default Emission Factor
Bluegrass Generating Station | 55164_G_CT1 | 55164 | G | CT1 | 4034 | Combustion Turbine | PJM_West | Kentucky | Oldham | 167 | 2002 | 9999 |  |  |  | 0.088964 | Default Emission Factor
Bluegrass Generating Station | 55164_G_CT2 | 55164 | G | CT2 | 4035 | Combustion Turbine | PJM_West | Kentucky | Oldham | 167 | 2002 | 9999 |  |  |  | 0.088964 | Default Emission Factor
Bluegrass Generating Station | 55164_G_CT3 | 55164 | G | CT3 | 8446 | Combustion Turbine | PJM_West | Kentucky | Oldham | 167 | 2002 | 9999 |  |  |  | 0.088964 | Default Emission Factor
Calcasieu | 55165_G_G101 | 55165 | G | G101 | 4036 | Combustion Turbine | MIS_WOTA | Louisiana | Calcasieu | 143.6 | 2000 | 9999 | 2019 | 2.083 | 55875.5657 | 0.074558 | NEI 2019
Calcasieu | 55165_G_G102 | 55165 | G | G102 | 4037 | Combustion Turbine | MIS_WOTA | Louisiana | Calcasieu | 159.4 | 2001 | 9999 | 2019 | 2.0814 | 62023.4343 | 0.067118 | NEI 2019
Broad River Energy Center | 55166_G_CT01 | 55166 | G | CT01 | 4041 | Combustion Turbine | S_VACA | South Carolina | Cherokee | 172.2 | 2000 | 9999 |  |  |  | 0.088964 | Default Emission Factor
Broad River Energy Center | 55166_G_CT02 | 55166 | G | CT02 | 4042 | Combustion Turbine | S_VACA | South Carolina | Cherokee | 169.2 | 2000 | 9999 |  |  |  | 0.088964 | Default Emission Factor
Broad River Energy Center | 55166_G_CT03 | 55166 | G | CT03 | 4043 | Combustion Turbine | S_VACA | South Carolina | Cherokee | 169.5 | 2000 | 9999 |  |  |  | 0.088964 | Default Emission Factor
Broad River Energy Center | 55166_G_CT04 | 55166 | G | CT04 | 8448 | Combustion Turbine | S_VACA | South Carolina | Cherokee | 173.3 | 2001 | 9999 |  |  |  | 0.088964 | Default Emission Factor
Broad River Energy Center | 55166_G_CT05 | 55166 | G | CT05 | 8450 | Combustion Turbine | S_VACA | South Carolina | Cherokee | 173.6 | 2001 | 9999 |  |  |  | 0.088964 | Default Emission Factor
Bastrop Energy Center | 55168_G_0001 | 55168 | G | 0001 | 4046 | Combined Cycle | ERC_REST | Texas | Bastrop | 149 | 2002 | 9999 | 2019 | 27.2011 | 909351 | 0.047203 | NEI 2019
Bastrop Energy Center | 55168_G_0002 | 55168 | G | 0002 | 4047 | Combined Cycle | ERC_REST | Texas | Bastrop | 149 | 2002 | 9999 | 2019 | 27.3427 | 665435 | 0.047203 | NEI 2019
Bastrop Energy Center | 55168_G_0003 | 55168 | G | 0003 | 4046 | Combined Cycle | ERC_REST | Texas | Bastrop | 227 | 2002 | 9999 |  |  |  | 0.047203 | NEI 2019
Granite Ridge | 55170_G_CT11 | 55170 | G | CT11 | 4048 | Combined Cycle | NENGREST | New Hampshire | Rockingham | 222 | 2003 | 9999 | 2019 | 36.9228 | 906927 | 0.055223 | NEI 2019
Granite Ridge | 55170_G_CT12 | 55170 | G | CT12 | 4049 | Combined Cycle | NENGREST | New Hampshire | Rockingham | 222 | 2003 | 9999 | 2019 | 46.6182 | 1037167 | 0.055223 | NEI 2019
Granite Ridge | 55170_G_STG | 55170 | G | STG | 4048 | Combined Cycle | NENGREST | New Hampshire | Rockingham | 234 | 2003 | 9999 |  |  |  | 0.055223 | NEI 2019
Bosque County Peaking | 55172_G_GT-1 | 55172 | G | GT-1 | 4054 | Combined Cycle | ERC_REST | Texas | Bosque | 154 | 2000 | 9999 | 2019 | 4.187 | 1908109 | 0.023404 | NEI 2019
Bosque County Peaking | 55172_G_GT-2 | 55172 | G | GT-2 | 4055 | Combined Cycle | ERC_REST | Texas | Bosque | 154 | 2000 | 9999 | 2019 | 11.804 | 827911 | 0.023404 | NEI 2019
Bosque County Peaking | 55172_G_GT-3 | 55172 | G | GT-3 | 4056 | Combined Cycle | ERC_REST | Texas | Bosque | 154 | 2001 | 9999 | 2019 | 33.8239 | 1520879 | 0.023404 | NEI 2019
Bosque County Peaking | 55172_G_ST-4 | 55172 | G | ST-4 | 4056 | Combined Cycle | ERC_REST | Texas | Bosque | 86 | 2001 | 9999 |  |  |  | 0.023404 | NEI 2019
Bosque County Peaking | 55172_G_ST-5 | 55172 | G | ST-5 | 4054 | Combined Cycle | ERC_REST | Texas | Bosque | 200 | 2010 | 9999 |  |  |  | 0.023404 | NEI 2019
Acadia Energy Center | 55173_G_CT11 | 55173 | G | CT11 | 4054 | Combined Cycle | MIS_LA | Louisiana | Acadia | 164.7 | 2002 | 9999 | 2019 | 13.4942 | 2164473 | 0.017899 | NEI 2019
Acadia Energy Center | 55173_G_CT12 | 55173 | G | CT12 | 4059 | Combined Cycle | MIS_LA | Louisiana | Acadia | 169 | 2002 | 9999 | 2019 | 14.4875 | 962207 | 0.017899 | NEI 2019
Acadia Energy Center | 55173_G_CT24 | 55173 | G | CT24 | 4060 | Combined Cycle | MIS_LA | Louisiana | Acadia | 146.2 | 2002 | 9999 | 2019 | 8.3375 | 1162963 | 0.01755 | NEI 2019
Acadia Energy Center | 55173_G_CT25 | 55173 | G | CT25 | 4061 | Combined Cycle | MIS_LA | Louisiana | Acadia | 145.6 | 2002 | 9999 | 2019 | 6.4934 | 527158 | 0.01755 | NEI 2019
Acadia Energy Center | 55173_G_ST13 | 55173 | G | ST13 | 4058 | Combined Cycle | MIS_LA | Louisiana | Acadia | 221.3 | 2002 | 9999 |  |  |  | 0.017899 | NEI 2019
Acadia Energy Center | 55173_G_ST26 | 55173 | G | ST26 | 4060 | Combined Cycle | MIS_LA | Louisiana | Acadia | 241.1 | 2002 | 9999 |  |  |  | 0.01755 | NEI 2019
Eastman Cogeneration Facility | 55176_G_GEN1 | 55176 | G | GEN1 | 4065 | Combined Cycle | SPP_WEST | Texas | Harrison | 153.7 | 2001 | 9999 | 2019 | 40.5196 | 1519402.18 | 0.065232 | NEI 2019
Eastman Cogeneration Facility | 55176_G_GEN2 | 55176 | G | GEN2 | 4066 | Combined Cycle | SPP_WEST | Texas | Harrison | 153.7 | 2001 | 9999 | 2019 | 40.1206 | 953000.75 | 0.065232 | NEI 2019
Eastman Cogeneration Facility | 55176_G_GEN3 | 55176 | G | GEN3 | 4065 | Combined Cycle | SPP_WEST | Texas | Harrison | 109.8 | 2001 | 9999 |  |  |  | 0.065232 | NEI 2019
South Point Energy Center | 55177_G_A | 55177 | G | A | 4067 | Combined Cycle | WECC_AZ | Arizona | Mohave | 180 | 2001 | 9999 |  |  |  | 0.030815 | Default Emission Factor
South Point Energy Center | 55177_G_B | 55177 | G | B | 4068 | Combined Cycle | WECC_AZ | Arizona | Mohave | 180 | 2001 | 9999 |  |  |  | 0.030815 | Default Emission Factor
South Point Energy Center | 55177_G_ST1 | 55177 | G | ST1 | 4067 | Combined Cycle | WECC_AZ | Arizona | Mohave | 190 | 2001 | 9999 |  |  |  | 0.030815 | Default Emission Factor
Dogwood Energy Facility | 55178_G_CT-1 | 55178 | G | CT-1 | 4069 | Combined Cycle | SPP_N | Missouri | Cass | 180.2 | 2001 | 9999 | 2017 | 9.0037 | 348070 | 0.017941 | NEI 2019
Dogwood Energy Facility | 55178_G_CT-2 | 55178 | G | CT-2 | 4070 | Combined Cycle | SPP_N | Missouri | Cass | 177.7 | 2001 | 9999 | 2019 | 9.5413 | 754448 | 0.017941 | NEI 2019
Dogwood Energy Facility | 55178_G_ST-1 | 55178 | G | ST-1 | 4069 | Combined Cycle | SPP_N | Missouri | Cass | 254.5 | 2002 | 9999 |  |  |  | 0.017941 | NEI 2019
Rathdrum Power LLC | 55179_G_CTG1 | 55179 | G | CTG1 | 4071 | Combined Cycle | WECC_PNW | Idaho | Kootenai | 150 | 2001 | 9999 |  |  |  | 0.030815 | Default Emission Factor
Rathdrum Power LLC | 55179_G_STG1 | 55179 | G | STG1 | 4071 | Combined Cycle | WECC_PNW | Idaho | Kootenai | 98 | 2001 | 9999 |  |  |  | 0.030815 | Default Emission Factor
Sunrise Power LLC | 55182_G_STG | 55182 | G | STG | 8458 | Combined Cycle | WEC_CALN | California | Kern | 245 | 2003 | 9999 |  |  |  | 0.029643 | NEI 2019
Sunrise Power LLC | 55182_G_X718 | 55182 | G | X718 | 8458 | Combined Cycle | WEC_CALN | California | Kern | 150 | 2001 | 9999 | 2019 | 23.3611 | 645892 | 0.029643 | NEI 2019
Sunrise Power LLC | 55182_G_X719 | 55182 | G | X719 | 8460 | Combined Cycle | WEC_CALN | California | Kern | 150 | 2001 | 9999 | 2017 | 11.8149 | 822751 | 0.029643 | NEI 2019
Nelson Energy Center | 55183_G_CT1 | 55183 | G | CT1 | 4073 | Combined Cycle | PJM_COMD | Illinois | Lee | 168 | 2015 | 2045 | 2019 | 25.7621 | 2027814 | 0.033232 | NEI 2019
Nelson Energy Center | 55183_G_CT2 | 55183 | G | CT2 | 4074 | Combined Cycle | PJM_COMD | Illinois | Lee | 168 | 2015 | 2045 | 2017 | 26.2222 | 1100776 | 0.033232 | NEI 2019
Nelson Energy Center | 55183_G_ST1 | 55183 | G | ST1 | 4073 | Combined Cycle | PJM_COMD | Illinois | Lee | 125 | 2015 | 2045 |  |  |  | 0.033232 | NEI 2019
Nelson Energy Center | 55183_G_ST2 | 55183 | G | ST2 | 4074 | Combined Cycle | PJM_COMD | Illinois | Lee | 125 | 2015 | 2045 |  |  |  | 0.033232 | NEI 2019
Channelview Cogeneration Plant | 55187_G_GT1 | 55187 | G | GT1 | 4077 | Combined Cycle | ERC_REST | Texas | Harris | 163 | 2002 | 9999 | 2019 | 6.59 | 1143412 | 0.022012 | NEI 2019
Channelview Cogeneration Plant | 55187_G_GT2 | 55187 | G | GT2 | 4078 | Combined Cycle | ERC_REST | Texas | Harris | 161 | 2002 | 9999 | 2019 | 18.19 | 1188512 | 0.022012 | NEI 2019
Channelview Cogeneration Plant | 55187_G_GT3 | 55187 | G | GT3 | 4079 | Combined Cycle | ERC_REST | Texas | Harris | 165 | 2002 | 9999 | 2019 | 7.3 | 1235838 | 0.022012 | NEI 2019
Channelview Cogeneration Plant | 55187_G_GT4 | 55187 | G | GT4 | 4080 | Combined Cycle | ERC_REST | Texas | Harris | 159 | 2001 | 9999 | 2019 | 27.32 | 1185370 | 0.022012 | NEI 2019
Channelview Cogeneration Plant | 55187_G_ST1 | 55187 | G | ST1 | 4077 | Combined Cycle | ERC_REST | Texas | Harris | 143 | 2002 | 9999 | 2019 | 1.54 | 783851 | 0.022012 | NEI 2019
Cordova Energy | 55188_G_PT11 | 55188 | G | PT11 | 4081 | Combined Cycle | PJM_COMD | Illinois | Rock Island | 165 | 2001 | 2045 | 2017 | 1.4014 | 27054 | 0.005558 | NEI 2019
Cordova Energy | 55188_G_PT21 | 55188 | G | PT21 | 4082 | Combined Cycle | PJM_COMD | Illinois | Rock Island | 165 | 2001 | 2045 | 2019 | 0.147 | 507494 | 0.005558 | NEI 2019
Cordova Energy | 55188_G_PT31 | 55188 | G | PT31 | 4081 | Combined Cycle | PJM_COMD | Illinois | Rock Island | 191.2 | 2001 | 2045 | 2017 | 0.008514 | 25710 | 0.005558 | NEI 2019
Ontelaunee Energy Center | 55193_G_CTG1 | 55193 | G | CTG1 | 4089 | Combined Cycle | PJM_WMAC | Pennsylvania | Berks | 184 | 2002 | 9999 | 2019 | 24.8994 | 2716364 | 0.024275 | NEI 2019
Ontelaunee Energy Center | 55193_G_CTG2 | 55193 | G | CTG2 | 4090 | Combined Cycle | PJM_WMAC | Pennsylvania | Berks | 184 | 2002 | 9999 | 2019 | 22.8118 | 1214579 | 0.024275 | NEI 2019
Ontelaunee Energy Center | 55193_G_STG | 55193 | G | STG | 4089 | Combined Cycle | PJM_WMAC | Pennsylvania | Berks | 187.1 | 2002 | 9999 |  |  |  | 0.024275 | NEI 2019
Springdale 1 & 2 | 55196_G_UNT1 | 55196 | G | UNT1 | 4100 | Combustion Turbine | PJM_AP | Pennsylvania | Allegheny | 44 | 1999 | 9999 |  |  |  | 0.088964 | Default Emission Factor
Springdale 1 & 2 | 55196_G_UNT2 | 55196 | G | UNT2 | 4101 | Combustion Turbine | PJM_AP | Pennsylvania | Allegheny | 44 | 1999 | 9999 |  |  |  | 0.088964 | Default Emission Factor
Caledonia | 55197_G_CTG1 | 55197 | G | CTG1 | 4102 | Combined Cycle | S_C_TVA | Mississippi | Lowndes | 157 | 2003 | 9999 |  |  |  | 0.030815 | Default Emission Factor
Caledonia | 55197_G_CTG2 | 55197 | G | CTG2 | 4103 | Combined Cycle | S_C_TVA | Mississippi | Lowndes | 157 | 2003 | 9999 |  |  |  | 0.030815 | Default Emission Factor
Caledonia | 55197_G_CTG3 | 55197 | G | CTG3 | 4104 | Combined Cycle | S_C_TVA | Mississippi | Lowndes | 157 | 2003 | 9999 |  |  |  | 0.030815 | Default Emission Factor
Caledonia | 55197_G_STG1 | 55197 | G | STG1 | 4102 | Combined Cycle | S_C_TVA | Mississippi | Lowndes | 98 | 2003 | 9999 |  |  |  | 0.030815 | Default Emission Factor
Caledonia | 55197_G_STG2 | 55197 | G | STG2 | 4103 | Combined Cycle | S_C_TVA | Mississippi | Lowndes | 98 | 2003 | 9999 |  |  |  | 0.030815 | Default Emission Factor
Caledonia | 55197_G_STG3 | 55197 | G | STG3 | 4104 | Combined Cycle | S_C_TVA | Mississippi | Lowndes | 98 | 2003 | 9999 |  |  |  | 0.030815 | Default Emission Factor
Riverside Generating LLC | 55198_G_GTG1 | 55198 | G | GTG1 | 4105 | Combustion Turbine | PJM_West | Kentucky | Lawrence | 165 | 2001 | 9999 |  |  |  | 0.088964 | Default Emission Factor
Riverside Generating LLC | 55198_G_GTG2 | 55198 | G | GTG2 | 4106 | Combustion Turbine | PJM_West | Kentucky | Lawrence | 165 | 2001 | 9999 |  |  |  | 0.088964 | Default Emission Factor
Riverside Generating LLC | 55198_G_GTG3 | 55198 | G | GTG3 | 4107 | Combustion Turbine | PJM_West | Kentucky | Lawrence | 165 | 2001 | 9999 |  |  |  | 0.088964 | Default Emission Factor
Riverside Generating LLC | 55198_G_GTG4 | 55198 | G | GTG4 | 4108 | Combustion Turbine | PJM_West | Kentucky | Lawrence | 165 | 2002 | 9999 |  |  |  | 0.088964 | Default Emission Factor
Riverside Generating LLC | 55198_G_GTG5 | 55198 | G | GTG5 | 4109 | Combustion Turbine | PJM_West | Kentucky | Lawrence | 165 | 2002 | 9999 |  |  |  | 0.088964 | Default Emission Factor
Elwood Energy LLC | 55199_G_GT1 | 55199 | G | GT1 | 4110 | Combustion Turbine | PJM_COMD | Illinois | Will | 150 | 1999 | 2045 |  |  |  | 0.088964 | Default Emission Factor
Elwood Energy LLC | 55199_G_GT2 | 55199 | G | GT2 | 4116 | Combustion Turbine | PJM_COMD | Illinois | Will | 150 | 1999 | 2045 |  |  |  | 0.088964 | Default Emission Factor
Elwood Energy LLC | 55199_G_GT3 | 55199 | G | GT3 | 4117 | Combustion Turbine | PJM_COMD | Illinois | Will | 150 | 1999 | 2045 |  |  |  | 0.088964 | Default Emission Factor
Elwood Energy LLC | 55199_G_GT4 | 55199 | G | GT4 | 4118 | Combustion Turbine | PJM_COMD | Illinois | Will | 150 | 1999 | 2045 |  |  |  | 0.088964 | Default Emission Factor
Elwood Energy LLC | 55199_G_GT5 | 55199 | G | GT5 | 4119 | Combustion Turbine | PJM_COMD | Illinois | Will | 150 | 2001 | 2045 |  |  |  | 0.088964 | Default Emission Factor
Elwood Energy LLC | 55199_G_GT6 | 55199 | G | GT6 | 4120 | Combustion Turbine | PJM_COMD | Illinois | Will | 150 | 2001 | 2045 |  |  |  | 0.088964 | Default Emission Factor
Elwood Energy LLC | 55199_G_GT7 | 55199 | G | GT7 | 4121 | Combustion Turbine | PJM_COMD | Illinois | Will | 150 | 2001 | 2045 |  |  |  | 0.088964 | Default Emission Factor
Elwood Energy LLC | 55199_G_GT8 | 55199 | G | GT8 | 4122 | Combustion Turbine | PJM_COMD | Illinois | Will | 150 | 2001 | 2045 |  |  |  | 0.088964 | Default Emission Factor
Elwood Energy LLC | 55199_G_GT9 | 55199 | G | GT9 | 4123 | Combustion Turbine | PJM_COMD | Illinois | Will | 150 | 2001 | 2045 |  |  |  | 0.088964 | Default Emission Factor
Arapahoe Combustion Turbine Project | 55200_G_UN5 | 55200 | G | UN5 | 4124 | Combined Cycle | WECC_CO | Colorado | Denver | 39 | 2000 | 9999 |  |  |  | 0.030815 | Default Emission Factor
Arapahoe Combustion Turbine Project | 55200_G_UN6 | 55200 | G | UN6 | 4125 | Combined Cycle | WECC_CO | Colorado | Denver | 39 | 2000 | 9999 |  |  |  | 0.030815 | Default Emission Factor
Arapahoe Combustion Turbine Project | 55200_G_UN7 | 55200 | G | UN7 | 4124 | Combined Cycle | WECC_CO | Colorado | Denver | 44.5 | 2002 | 9999 |  |  |  | 0.030815 | Default Emission Factor
Gibson City Energy Center LLC | 55201_G_1 | 55201 | G | 1 | 4126 | Combustion Turbine | MIS_IL | Illinois | Ford | 114 | 2000 | 2045 |  |  |  | 0.088964 | Default Emission Factor
Gibson City Energy Center LLC | 55201_G_2 | 55201 | G | 2 | 4127 | Combustion Turbine | MIS_IL | Illinois | Ford | 114 | 2000 | 2045 |  |  |  | 0.088964 | Default Emission Factor
Pinckneyville | 55202_G_1 | 55202 | G | 1 | 4128 | Combustion Turbine | MIS_IL | Illinois | Perry | 44 | 2000 | 2045 |  |  |  | 0.088964 | Default Emission Factor
Pinckneyville | 55202_G_2 | 55202 | G | 2 | 4129 | Combustion Turbine | MIS_IL | Illinois | Perry | 44 | 2000 | 2045 |  |  |  | 0.088964 | Default Emission Factor
Pinckneyville | 55202_G_3 | 55202 | G | 3 | 4130 | Combustion Turbine | MIS_IL | Illinois | Perry | 44 | 2000 | 2045 |  |  |  | 0.088964 | Default Emission Factor
Pinckneyville | 55202_G_4 | 55202 | G | 4 | 4131 | Combustion Turbine | MIS_IL | Illinois | Perry | 44 | 2000 | 2045 |  |  |  | 0.088964 | Default Emission Factor
Pinckneyville | 55202_G_5 | 55202 | G | 5 | 4132 | Combustion Turbine | MIS_IL | Illinois | Perry | 35 | 2001 | 2045 |  |  |  | 0.088964 | Default Emission Factor
Pinckneyville | 55202_G_6 | 55202 | G | 6 | 4133 | Combustion Turbine | MIS_IL | Illinois | Perry | 35 | 2001 | 2045 |  |  |  | 0.088964 | Default Emission Factor
Pinckneyville | 55202_G_7 | 55202 | G | 7 | 4134 | Combustion Turbine | MIS_IL | Illinois | Perry | 35 | 2001 | 2045 |  |  |  | 0.088964 | Default Emission Factor
Pinckneyville | 55202_G_8 | 55202 | G | 8 | 4135 | Combustion Turbine | MIS_IL | Illinois | Perry | 35 | 2001 | 2045 |  |  |  | 0.088964 | Default Emission Factor
Kinmundy | 55204_G_1 | 55204 | G | 1 | 4136 | Combustion Turbine | MIS_IL | Illinois | Marion | 103 | 2001 | 2045 |  |  |  | 0.088964 | Default Emission Factor
Kinmundy | 55204_G_2 | 55204 | G | 2 | 4137 | Combustion Turbine | MIS_IL | Illinois | Marion | 103 | 2001 | 2045 |  |  |  | 0.088964 | Default Emission Factor
Corpus Christi Energy Center | 55206_G_CT1 | 55206 | G | CT1 | 4138 | Combined Cycle | ERC_REST | Texas | Nueces | 152 | 2002 | 9999 | 2019 | 28.6238 | 746648 | 0.066501 | NEI 2019
Corpus Christi Energy Center | 55206_G_CT2 | 55206 | G | CT2 | 4139 | Combined Cycle | ERC_REST | Texas | Nueces | 152 | 2002 | 9999 | 2019 | 37.6073 | 908204 | 0.066501 | NEI 2019
Corpus Christi Energy Center | 55206_G_ST1 | 55206 | G | ST1 | 4138 | Combined Cycle | ERC_REST | Texas | Nueces | 165 | 2002 | 9999 |  |  |  | 0.066501 | NEI 2019
Valmont Combustion Turbine Project | 55207_G_UN7 | 55207 | G | UN7 |  | Combustion Turbine | WECC_CO | Colorado | Boulder | 39.9 | 2000 | 9999 |  |  |  | 0.088964 | Default Emission Factor
Valmont Combustion Turbine Project | 55207_G_UN8 | 55207 | G | UN8 |  | Combustion Turbine | WECC_CO | Colorado | Boulder | 39.9 | 2001 | 9999 |  |  |  | 0.088964 | Default Emission Factor
Afton Generating Station | 55210_G_0001 | 55210 | G | 0001 | 4144 | Combined Cycle | WECC_NM | New Mexico | Dona Ana | 141 | 2002 | 9999 |  |  |  | 0.11275 | NEI 2019
Afton Generating Station | 55210_G_0002 | 55210 | G | 0002 | 4144 | Combined Cycle | WECC_NM | New Mexico | Dona Ana | 94.6 | 2007 | 9999 | 2019 | 49.5 | 878017 | 0.11275 | NEI 2019
ANP Bellingham Energy Project | 55211_G_U1 | 55211 | G | U1 | 4145 | Combined Cycle | NENGREST | Massachusetts | Norfolk | 266.8 | 2002 | 9999 | 2019 | 3.56 | 938354 | 0.007588 | NEI 2019
ANP Bellingham Energy Project | 55211_G_U2 | 55211 | G | U2 | 4146 | Combined Cycle | NENGREST | Massachusetts | Norfolk | 267.7 | 2002 | 9999 | 2019 | 2.6744 | 861419 | 0.006209 | NEI 2019
ANP Blackstone Energy Project | 55212_G_U1 | 55212 | G | U1 | 4147 | Combined Cycle | NENGREST | Massachusetts | Worcester | 247.8 | 2001 | 9999 | 2019 | 2.9236 | 810546 | 0.007214 | NEI 2019
ANP Blackstone Energy Project | 55212_G_U2 | 55212 | G | U2 | 4148 | Combined Cycle | NENGREST | Massachusetts | Worcester | 248.7 | 2001 | 9999 | 2019 | 4.5755 | 861814 | 0.010618 | NEI 2019
Odessa-Ector Power Plant | 55215_G_CTG1 | 55215 | G | CTG1 | 4149 | Combined Cycle | ERC_WEST | Texas | Ector | 162 | 2001 | 9999 | 2019 | 41.6174 | 1151140 | 0.045439 | NEI 2019
Odessa-Ector Power Plant | 55215_G_CTG2 | 55215 | G | CTG2 | 4150 | Combined Cycle | ERC_WEST | Texas | Ector | 153.5 | 2001 | 9999 | 2019 | 38.8669 | 1068165 | 0.045439 | NEI 2019
Odessa-Ector Power Plant | 55215_G_CTG3 | 55215 | G | CTG3 | 4151 | Combined Cycle | ERC_WEST | Texas | Ector | 153.5 | 2001 | 9999 | 2019 | 45.201 | 1149216 | 0.047108 | NEI 2019
Odessa-Ector Power Plant | 55215_G_CTG4 | 55215 | G | CTG4 | 4152 | Combined Cycle | ERC_WEST | Texas | Ector | 162 | 2001 | 9999 | 2019 | 44.88 | 1133549 | 0.047108 | NEI 2019
Odessa-Ector Power Plant | 55215_G_STG1 | 55215 | G | STG1 | 4149 | Combined Cycle | ERC_WEST | Texas | Ector | 206 | 2001 | 9999 |  |  |  | 0.045439 | NEI 2019
Odessa-Ector Power Plant | 55215_G_STG2 | 55215 | G | STG2 | 4151 | Combined Cycle | ERC_WEST | Texas | Ector | 206 | 2001 | 9999 |  |  |  | 0.047108 | NEI 2019
Morris Cogeneration LLC | 55216_G_STG1 | 55216 | G | STG1 | 89477 | Combined Cycle | PJM_COMD | Illinois | Grundy | 62 | 2000 | 2045 |  |  |  | 0.030815 | Default Emission Factor
Morris Cogeneration LLC | 55216_G_UNT1 | 55216 | G | UNT1 | 89477 | Combined Cycle | PJM_COMD | Illinois | Grundy | 44 | 1998 | 2045 |  |  |  | 0.030815 | Default Emission Factor
Morris Cogeneration LLC | 55216_G_UNT2 | 55216 | G | UNT2 | 89478 | Combined Cycle | PJM_COMD | Illinois | Grundy | 44 | 1998 | 2045 |  |  |  | 0.030815 | Default Emission Factor
Morris Cogeneration LLC | 55216_G_UNT3 | 55216 | G | UNT3 | 89479 | Combined Cycle | PJM_COMD | Illinois | Grundy | 44 | 1998 | 2045 |  |  |  | 0.030815 | Default Emission Factor
Los Medanos Energy Center | 55217_G_CTG1 | 55217 | G | CTG1 | 4153 | Combined Cycle | WEC_CALN | California | Contra Costa | 165 | 2001 | 9999 | 2019 | 10.8231 | 596046 | 0.019788 | NEI 2019
Los Medanos Energy Center | 55217_G_CTG2 | 55217 | G | CTG2 | 4154 | Combined Cycle | WEC_CALN | California | Contra Costa | 165 | 2001 | 9999 | 2019 | 17.7116 | 1185051 | 0.019788 | NEI 2019
Los Medanos Energy Center | 55217_G_STG3 | 55217 | G | STG3 | 4153 | Combined Cycle | WEC_CALN | California | Contra Costa | 237 | 2001 | 9999 | 2017 | 0.063645 | 1109375 | 0.019788 | NEI 2019
Hinds Energy Facility | 55218_G_H01 | 55218 | G | H01 | 4155 | Combined Cycle | MIS_MS | Mississippi | Hinds | 145.6 | 2001 | 9999 | 2019 | 36.4286 | 2131637 | 0.044658 | NEI 2019
Hinds Energy Facility | 55218_G_H02 | 55218 | G | H02 | 4156 | Combined Cycle | MIS_MS | Mississippi | Hinds | 145.6 | 2001 | 9999 | 2019 | 34.4809 | 1044047 | 0.044658 | NEI 2019
Hinds Energy Facility | 55218_G_H03 | 55218 | G | H03 | 4155 | Combined Cycle | MIS_MS | Mississippi | Hinds | 163.4 | 2001 | 9999 |  |  |  | 0.044658 | NEI 2019
Hinds Energy Facility | 55218_G_H04BS | 55218 | G | H04BS |  | Combustion Turbine | MIS_MS | Mississippi | Hinds | 36.4 | 2019 | 9999 |  |  |  | 0.046393 | Default Emission Factor
Attala | 55220_G_A01 | 55220 | G | A01 | 4165 | Combined Cycle | MIS_MS | Mississippi | Attala | 145.8 | 2001 | 9999 | 2019 | 19.3248 | 547022 | 0.045379 | NEI 2019
Attala | 55220_G_A02 | 55220 | G | A02 | 4166 | Combined Cycle | MIS_MS | Mississippi | Attala | 145.8 | 2001 | 9999 | 2019 | 18.3142 | 542399 | 0.045379 | NEI 2019
Attala | 55220_G_A03 | 55220 | G | A03 | 4165 | Combined Cycle | MIS_MS | Mississippi | Attala | 163.6 | 2001 | 9999 |  |  |  | 0.045379 | NEI 2019
Harry L. Oswald | 55221_G_G1 | 55221 | G | G1 | 4167 | Combined Cycle | MIS_AR | Arkansas | Pulaski | 47 | 2002 | 9999 |  |  |  | 0.030815 | Default Emission Factor
Harry L. Oswald | 55221_G_G2 | 55221 | G | G2 | 4168 | Combined Cycle | MIS_AR | Arkansas | Pulaski | 47 | 2002 | 9999 |  |  |  | 0.030815 | Default Emission Factor
Harry L. Oswald | 55221_G_G3 | 55221 | G | G3 | 4169 | Combined Cycle | MIS_AR | Arkansas | Pulaski | 47 | 2002 | 9999 |  |  |  | 0.030815 | Default Emission Factor
Harry L. Oswald | 55221_G_G4 | 55221 | G | G4 | 4170 | Combined Cycle | MIS_AR | Arkansas | Pulaski | 47 | 2002 | 9999 |  |  |  | 0.030815 | Default Emission Factor
Harry L. Oswald | 55221_G_G5 | 55221 | G | G5 | 4171 | Combined Cycle | MIS_AR | Arkansas | Pulaski | 47 | 2002 | 9999 |  |  |  | 0.030815 | Default Emission Factor
Harry L. Oswald | 55221_G_G6 | 55221 | G | G6 | 4172 | Combined Cycle | MIS_AR | Arkansas | Pulaski | 47 | 2002 | 9999 |  |  |  | 0.030815 | Default Emission Factor
Harry L. Oswald | 55221_G_G7 | 55221 | G | G7 | 4173 | Combined Cycle | MIS_AR | Arkansas | Pulaski | 76 | 2002 | 9999 |  |  |  | 0.030815 | Default Emission Factor
Harry L. Oswald | 55221_G_G8 | 55221 | G | G8 | 4167 | Combined Cycle | MIS_AR | Arkansas | Pulaski | 95 | 2002 | 9999 |  |  |  | 0.030815 | Default Emission Factor
Harry L. Oswald | 55221_G_G9 | 55221 | G | G9 | 4167 | Combined Cycle | MIS_AR | Arkansas | Pulaski | 95 | 2002 | 9999 |  |  |  | 0.030815 | Default Emission Factor
Lincoln Generating Facility | 55222_G_CTG1 | 55222 | G | CTG1 | 4174 | Combustion Turbine | PJM_COMD | Illinois | Will | 77.5 | 2000 | 2045 |  |  |  | 0.088964 | Default Emission Factor
Lincoln Generating Facility | 55222_G_CTG2 | 55222 | G | CTG2 | 4175 | Combustion Turbine | PJM_COMD | Illinois | Will | 77.8 | 2000 | 2045 |  |  |  | 0.088964 | Default Emission Factor
Lincoln Generating Facility | 55222_G_CTG3 | 55222 | G | CTG3 | 4176 | Combustion Turbine | PJM_COMD | Illinois | Will | 78 | 2000 | 2045 |  |  |  | 0.088964 | Default Emission Factor
Lincoln Generating Facility | 55222_G_CTG4 | 55222 | G | CTG4 | 4177 | Combustion Turbine | PJM_COMD | Illinois | Will | 78 | 2000 | 2045 |  |  |  | 0.088964 | Default Emission Factor
Lincoln Generating Facility | 55222_G_CTG5 | 55222 | G | CTG5 | 4178 | Combustion Turbine | PJM_COMD | Illinois | Will | 77.5 | 2000 | 2045 |  |  |  | 0.088964 | Default Emission Factor
Lincoln Generating Facility | 55222_G_CTG6 | 55222 | G | CTG6 | 4179 | Combustion Turbine | PJM_COMD | Illinois | Will | 77.3 | 2000 | 2045 |  |  |  | 0.088964 | Default Emission Factor
Lincoln Generating Facility | 55222_G_CTG7 | 55222 | G | CTG7 | 4180 | Combustion Turbine | PJM_COMD | Illinois | Will | 78.2 | 2000 | 2045 |  |  |  | 0.088964 | Default Emission Factor
Lincoln Generating Facility | 55222_G_CTG8 | 55222 | G | CTG8 | 4181 | Combustion Turbine | PJM_COMD | Illinois | Will | 78.6 | 2000 | 2045 |  |  |  | 0.088964 | Default Emission Factor
Ennis Power Company LLC | 55223_G_GT1 | 55223 | G | GT1 | 4182 | Combined Cycle | ERC_REST | Texas | Ellis | 245.1 | 2002 | 9999 | 2019 | 10.0976 | 993168 | 0.013419 | NEI 2019
Ennis Power Company LLC | 55223_G_ST1 | 55223 | G | ST1 | 4182 | Combined Cycle | ERC_REST | Texas | Ellis | 114.4 | 2002 | 9999 |  |  |  | 0.013419 | NEI 2019
Wheatland Generating Facility | 55224_G_CTG1 | 55224 | G | CTG1 | 4183 | Combustion Turbine | MIS_INKY | Indiana | Knox | 111 | 2000 | 9999 | 2019 | 1.1703 | 28307.7133 | 0.082684 | NEI 2019
Wheatland Generating Facility | 55224_G_CTG2 | 55224 | G | CTG2 | 4184 | Combustion Turbine | MIS_INKY | Indiana | Knox | 114 | 2000 | 9999 | 2017 | 1.3533 | 18193.1333 | 0.14877 | NEI 2019
Wheatland Generating Facility | 55224_G_CTG3 | 55224 | G | CTG3 | 4185 | Combustion Turbine | MIS_INKY | Indiana | Knox | 114 | 2000 | 9999 | 2017 | 0.3653 | 18193.1333 | 0.040158 | NEI 2019
Wheatland Generating Facility | 55224_G_CTG4 | 55224 | G | CTG4 | 4186 | Combustion Turbine | MIS_INKY | Indiana | Knox | 111 | 2000 | 9999 | 2017 | 0.97657 | 17714.3667 | 0.11026 | NEI 2019
Oneta Energy Center | 55225_G_CTG1 | 55225 | G | CTG1 | 4187 | Combined Cycle | SPP_WEST | Oklahoma | Wagoner | 149.3 | 2002 | 9999 | 2019 | 30.3404 | 746903 | 0.048315 | NEI 2019
Oneta Energy Center | 55225_G_CTG2 | 55225 | G | CTG2 | 4188 | Combined Cycle | SPP_WEST | Oklahoma | Wagoner | 149.3 | 2002 | 9999 | 2019 | 28.4811 | 716599 | 0.048315 | NEI 2019
Oneta Energy Center | 55225_G_CTG3 | 55225 | G | CTG3 | 4189 | Combined Cycle | SPP_WEST | Oklahoma | Wagoner | 149.3 | 2003 | 9999 | 2019 | 34.32 | 907579 | 0.047301 | NEI 2019
Oneta Energy Center | 55225_G_CTG4 | 55225 | G | CTG4 | 4190 | Combined Cycle | SPP_WEST | Oklahoma | Wagoner | 149.3 | 2003 | 9999 | 2019 | 34.8184 | 910371 | 0.047301 | NEI 2019
Oneta Energy Center | 55225_G_STG1 | 55225 | G | STG1 | 4187 | Combined Cycle | SPP_WEST | Oklahoma | Wagoner | 244.6 | 2002 | 9999 |  |  |  | 0.048315 | NEI 2019
Oneta Energy Center | 55225_G_STG2 | 55225 | G | STG2 | 4189 | Combined Cycle | SPP_WEST | Oklahoma | Wagoner | 244.6 | 2003 | 9999 |  |  |  | 0.047301 | NEI 2019
Freestone Energy Center | 55226_G_GT1 | 55226 | G | GT1 | 4192 | Combined Cycle | ERC_REST | Texas | Freestone | 153 | 2002 | 9999 | 2019 | 42.4605 | 2505700 | 0.045807 | NEI 2019
Freestone Energy Center | 55226_G_GT2 | 55226 | G | GT2 | 4193 | Combined Cycle | ERC_REST | Texas | Freestone | 153 | 2002 | 9999 | 2019 | 41.5395 | 1161822 | 0.045807 | NEI 2019
Freestone Energy Center | 55226_G_GT3 | 55226 | G | GT3 | 4194 | Combined Cycle | ERC_REST | Texas | Freestone | 149 | 2002 | 9999 | 2019 | 41.5647 | 2498874 | 0.04609 | NEI 2019
Freestone Energy Center | 55226_G_GT4 | 55226 | G | GT4 | 4195 | Combined Cycle | ERC_REST | Texas | Freestone | 149 | 2002 | 9999 | 2019 | 44.024 | 1215135 | 0.04609 | NEI 2019
Freestone Energy Center | 55226_G_ST3 | 55226 | G | ST3 | 4192 | Combined Cycle | ERC_REST | Texas | Freestone | 177 | 2002 | 9999 |  |  |  | 0.045807 | NEI 2019
Freestone Energy Center | 55226_G_ST6 | 55226 | G | ST6 | 4194 | Combined Cycle | ERC_REST | Texas | Freestone | 172 | 2002 | 9999 |  |  |  | 0.04609 | NEI 2019
Greenville Electric Generating Station | 55228_G_GT1 | 55228 | G | GT1 | 4212 | Combustion Turbine | PJM_West | Ohio | Darke | 49 | 2000 | 9999 |  |  |  | 0.088964 | Default Emission Factor
Greenville Electric Generating Station | 55228_G_GT2 | 55228 | G | GT2 | 4214 | Combustion Turbine | PJM_West | Ohio | Darke | 49 | 2000 | 9999 |  |  |  | 0.088964 | Default Emission Factor
Greenville Electric Generating Station | 55228_G_GT3 | 55228 | G | GT3 | 4216 | Combustion Turbine | PJM_West | Ohio | Darke | 49 | 2000 | 9999 |  |  |  | 0.088964 | Default Emission Factor
Greenville Electric Generating Station | 55228_G_GT4 | 55228 | G | GT4 | 4218 | Combustion Turbine | PJM_West | Ohio | Darke | 49 | 2000 | 9999 |  |  |  | 0.088964 | Default Emission Factor
Montpelier Electric Generating Station | 55229_G_GT1 | 55229 | G | GT1 | 4220 | Combustion Turbine | MIS_INKY | Indiana | Wells | 59 | 2001 | 9999 |  |  |  | 0.088964 | Default Emission Factor
Montpelier Electric Generating Station | 55229_G_GT2 | 55229 | G | GT2 | 4222 | Combustion Turbine | MIS_INKY | Indiana | Wells | 59 | 2001 | 9999 |  |  |  | 0.088964 | Default Emission Factor
Montpelier Electric Generating Station | 55229_G_GT3 | 55229 | G | GT3 | 4224 | Combustion Turbine | MIS_INKY | Indiana | Wells | 59 | 2001 | 9999 |  |  |  | 0.088964 | Default Emission Factor
Montpelier Electric Generating Station | 55229_G_GT4 | 55229 | G | GT4 | 4226 | Combustion Turbine | MIS_INKY | Indiana | Wells | 59 | 2001 | 9999 |  |  |  | 0.088964 | Default Emission Factor
Jack County | 55230_G_CT1 | 55230 | G | CT1 | 4236 | Combined Cycle | ERC_REST | Texas | Wise | 165 | 2006 | 9999 | 2019 | 2.15 | 656404 | 0.004244 | NEI 2019
Jack County | 55230_G_CT2 | 55230 | G | CT2 | 4237 | Combined Cycle | ERC_REST | Texas | Wise | 165 | 2006 | 9999 | 2019 | 2.37 | 614021 | 0.004244 | NEI 2019
Jack County | 55230_G_CT3 | 55230 | G | CT3 | 90582 | Combined Cycle | ERC_REST | Texas | Wise | 165 | 2011 | 9999 | 2019 | 10.12 | 616990 | 0.016181 | NEI 2019
Jack County | 55230_G_CT4 | 55230 | G | CT4 | 90583 | Combined Cycle | ERC_REST | Texas | Wise | 165 | 2011 | 9999 | 2019 | 5.55 | 512954 | 0.016181 | NEI 2019
Jack County | 55230_G_ST1 | 55230 | G | ST1 | 4236 | Combined Cycle | ERC_REST | Texas | Wise | 290.5 | 2006 | 9999 |  |  |  | 0.004244 | NEI 2019
Jack County | 55230_G_ST2 | 55230 | G | ST2 | 90582 | Combined Cycle | ERC_REST | Texas | Wise | 290.5 | 2011 | 9999 |  |  |  | 0.016181 | NEI 2019
Liberty Electric Power Plant | 55231_G_GTG1 | 55231 | G | GTG1 | 4238 | Combined Cycle | PJM_EMAC | Pennsylvania | Delaware | 169.1 | 2002 | 9999 | 2019 | 4.6 | 1227025 | 0.003411 | NEI 2019
Liberty Electric Power Plant | 55231_G_GTG2 | 55231 | G | GTG2 | 4239 | Combined Cycle | PJM_EMAC | Pennsylvania | Delaware | 169.1 | 2002 | 9999 | 2019 | 2.1 | 1239470 | 0.003411 | NEI 2019
Liberty Electric Power Plant | 55231_G_STG | 55231 | G | STG | 4238 | Combined Cycle | PJM_EMAC | Pennsylvania | Delaware | 223.8 | 2002 | 9999 |  |  |  | 0.003411 | NEI 2019
Marshall Energy Facility | 55232_G_CT1 | 55232 | G | CT1 | 4240 | Combustion Turbine | S_C_TVA | Kentucky | Marshall | 72.7 | 2002 | 9999 |  |  |  | 0.088964 | Default Emission Factor
Marshall Energy Facility | 55232_G_CT2 | 55232 | G | CT2 | 4241 | Combustion Turbine | S_C_TVA | Kentucky | Marshall | 72.7 | 2002 | 9999 |  |  |  | 0.088964 | Default Emission Factor
Marshall Energy Facility | 55232_G_CT3 | 55232 | G | CT3 | 4242 | Combustion Turbine | S_C_TVA | Kentucky | Marshall | 72.7 | 2002 | 9999 |  |  |  | 0.088964 | Default Emission Factor
Marshall Energy Facility | 55232_G_CT4 | 55232 | G | CT4 | 4243 | Combustion Turbine | S_C_TVA | Kentucky | Marshall | 72.7 | 2002 | 9999 |  |  |  | 0.088964 | Default Emission Factor
Marshall Energy Facility | 55232_G_CT5 | 55232 | G | CT5 | 4244 | Combustion Turbine | S_C_TVA | Kentucky | Marshall | 72.7 | 2002 | 9999 |  |  |  | 0.088964 | Default Emission Factor
Marshall Energy Facility | 55232_G_CT6 | 55232 | G | CT6 | 4245 | Combustion Turbine | S_C_TVA | Kentucky | Marshall | 72.7 | 2002 | 9999 |  |  |  | 0.088964 | Default Emission Factor
Marshall Energy Facility | 55232_G_CT7 | 55232 | G | CT7 | 4246 | Combustion Turbine | S_C_TVA | Kentucky | Marshall | 72.7 | 2002 | 9999 |  |  |  | 0.088964 | Default Emission Factor
Marshall Energy Facility | 55232_G_CT8 | 55232 | G | CT8 | 4247 | Combustion Turbine | S_C_TVA | Kentucky | Marshall | 72.7 | 2002 | 9999 |  |  |  | 0.088964 | Default Emission Factor
Handsome Lake Energy LLC | 55233_G_GT01 | 55233 | G | GT01 | 4248 | Combustion Turbine | PJM_PENE | Pennsylvania | Venango | 53.5 | 2001 | 9999 |  |  |  | 0.088964 | Default Emission Factor
Handsome Lake Energy LLC | 55233_G_GT02 | 55233 | G | GT02 | 4250 | Combustion Turbine | PJM_PENE | Pennsylvania | Venango | 53.5 | 2001 | 9999 |  |  |  | 0.088964 | Default Emission Factor
Handsome Lake Energy LLC | 55233_G_GT03 | 55233 | G | GT03 | 4252 | Combustion Turbine | PJM_PENE | Pennsylvania | Venango | 53.5 | 2001 | 9999 |  |  |  | 0.088964 | Default Emission Factor
Handsome Lake Energy LLC | 55233_G_GT04 | 55233 | G | GT04 | 4254 | Combustion Turbine | PJM_PENE | Pennsylvania | Venango | 53.5 | 2001 | 9999 |  |  |  | 0.088964 | Default Emission Factor
Handsome Lake Energy LLC | 55233_G_GT05 | 55233 | G | GT05 | 4256 | Combustion Turbine | PJM_PENE | Pennsylvania | Venango | 53.5 | 2001 | 9999 |  |  |  | 0.088964 | Default Emission Factor
Audrain Generating Station | 55234_G_GT1 | 55234 | G | GT1 | 4258 | Combustion Turbine | MIS_MO | Missouri | Audrain | 75 | 2001 | 9999 |  |  |  | 0.088964 | Default Emission Factor
Audrain Generating Station | 55234_G_GT2 | 55234 | G | GT2 | 4259 | Combustion Turbine | MIS_MO | Missouri | Audrain | 75 | 2001 | 9999 |  |  |  | 0.088964 | Default Emission Factor
Audrain Generating Station | 55234_G_GT3 | 55234 | G | GT3 | 4260 | Combustion Turbine | MIS_MO | Missouri | Audrain | 75 | 2001 | 9999 |  |  |  | 0.088964 | Default Emission Factor
Audrain Generating Station | 55234_G_GT4 | 55234 | G | GT4 | 4261 | Combustion Turbine | MIS_MO | Missouri | Audrain | 75 | 2001 | 9999 |  |  |  | 0.088964 | Default Emission Factor
Audrain Generating Station | 55234_G_GT5 | 55234 | G | GT5 | 4262 | Combustion Turbine | MIS_MO | Missouri | Audrain | 75 | 2001 | 9999 |  |  |  | 0.088964 | Default Emission Factor
Audrain Generating Station | 55234_G_GT6 | 55234 | G | GT6 | 4263 | Combustion Turbine | MIS_MO | Missouri | Audrain | 75 | 2001 | 9999 |  |  |  | 0.088964 | Default Emission Factor
Audrain Generating Station | 55234_G_GT7 | 55234 | G | GT7 | 4264 | Combustion Turbine | MIS_MO | Missouri | Audrain | 75 | 2001 | 9999 |  |  |  | 0.088964 | Default Emission Factor
Audrain Generating Station | 55234_G_GT8 | 55234 | G | GT8 | 4265 | Combustion Turbine | MIS_MO | Missouri | Audrain | 75 | 2001 | 9999 |  |  |  | 0.088964 | Default Emission Factor
Lee Energy Facility | 55236_G_CT1 | 55236 | G | CT1 | 4266 | Combustion Turbine | PJM_COMD | Illinois | Lee | 84.9 | 2001 | 2045 |  |  |  | 0.088964 | Default Emission Factor
Lee Energy Facility | 55236_G_CT2 | 55236 | G | CT2 | 4267 | Combustion Turbine | PJM_COMD | Illinois | Lee | 84.9 | 2001 | 2045 |  |  |  | 0.088964 | Default Emission Factor
Lee Energy Facility | 55236_G_CT3 | 55236 | G | CT3 | 4268 | Combustion Turbine | PJM_COMD | Illinois | Lee | 84.9 | 2001 | 2045 |  |  |  | 0.088964 | Default Emission Factor
Lee Energy Facility | 55236_G_CT4 | 55236 | G | CT4 | 4269 | Combustion Turbine | PJM_COMD | Illinois | Lee | 84.1 | 2001 | 2045 |  |  |  | 0.088964 | Default Emission Factor
Lee Energy Facility | 55236_G_CT5 | 55236 | G | CT5 | 4270 | Combustion Turbine | PJM_COMD | Illinois | Lee | 85.1 | 2001 | 2045 |  |  |  | 0.088964 | Default Emission Factor
Lee Energy Facility | 55236_G_CT6 | 55236 | G | CT6 | 4271 | Combustion Turbine | PJM_COMD | Illinois | Lee | 85.1 | 2001 | 2045 |  |  |  | 0.088964 | Default Emission Factor
Lee Energy Facility | 55236_G_CT7 | 55236 | G | CT7 | 4272 | Combustion Turbine | PJM_COMD | Illinois | Lee | 83.9 | 2001 | 2045 |  |  |  | 0.088964 | Default Emission Factor
Lee Energy Facility | 55236_G_CT8 | 55236 | G | CT8 | 4273 | Combustion Turbine | PJM_COMD | Illinois | Lee | 83.9 | 2001 | 2045 |  |  |  | 0.088964 | Default Emission Factor
Energy Shelby County | 55237_G_CTG1 | 55237 | G | CTG1 | 4274 | Combustion Turbine | MIS_IL | Illinois | Shelby | 42 | 2000 | 2045 |  |  |  | 0.088964 | Default Emission Factor
Energy Shelby County | 55237_G_CTG2 | 55237 | G | CTG2 | 4275 | Combustion Turbine | MIS_IL | Illinois | Shelby | 42 | 2000 | 2045 |  |  |  | 0.088964 | Default Emission Factor
Energy Shelby County | 55237_G_CTG3 | 55237 | G | CTG3 | 4276 | Combustion Turbine | MIS_IL | Illinois | Shelby | 42 | 2000 | 2045 |  |  |  | 0.088964 | Default Emission Factor
Energy Shelby County | 55237_G_CTG4 | 55237 | G | CTG4 | 4277 | Combustion Turbine | MIS_IL | Illinois | Shelby | 42 | 2000 | 2045 |  |  |  | 0.088964 | Default Emission Factor
Energy Shelby County | 55237_G_CTG5 | 55237 | G | CTG5 | 4278 | Combustion Turbine | MIS_IL | Illinois | Shelby | 42 | 2000 | 2045 |  |  |  | 0.088964 | Default Emission Factor
Energy Shelby County | 55237_G_CTG6 | 55237 | G | CTG6 | 4279 | Combustion Turbine | MIS_IL | Illinois | Shelby | 42 | 2000 | 2045 |  |  |  | 0.088964 | Default Emission Factor
Energy Shelby County | 55237_G_CTG7 | 55237 | G | CTG7 | 4280 | Combustion Turbine | MIS_IL | Illinois | Shelby | 42 | 2001 | 2045 |  |  |  | 0.088964 | Default Emission Factor
Energy Shelby County | 55237_G_CTG8 | 55237 | G | CTG8 | 4281 | Combustion Turbine | MIS_IL | Illinois | Shelby | 42 | 2001 | 2045 |  |  |  | 0.088964 | Default Emission Factor
NRG Rockford I | 55238_G_0001 | 55238 | G | 0001 | 4282 | Combustion Turbine | PJM_COMD | Illinois | Winnebago | 151 | 2000 | 2045 |  |  |  | 0.088964 | Default Emission Factor
NRG Rockford I | 55238_G_0002 | 55238 | G | 0002 | 4283 | Combustion Turbine | PJM_COMD | Illinois | Winnebago | 149.1 | 2000 | 2045 |  |  |  | 0.088964 | Default Emission Factor
Red Oak Power LLC | 55239_G_0001 | 55239 | G | 0001 | 8480 | Combined Cycle | PJM_EMAC | New Jersey | Middlesex | 165.3 | 2002 | 9999 | 2019 | 47.11 | 5092128 | 0.018503 | NEI 2019
Red Oak Power LLC | 55239_G_0002 | 55239 | G | 0002 | 8482 | Combined Cycle | PJM_EMAC | New Jersey | Middlesex | 165.3 | 2002 | 9999 |  |  |  | 0.018503 | NEI 2019
Red Oak Power LLC | 55239_G_0003 | 55239 | G | 0003 | 8484 | Combined Cycle | PJM_EMAC | New Jersey | Middlesex | 165.3 | 2002 | 9999 |  |  |  | 0.018503 | NEI 2019
Red Oak Power LLC | 55239_G_0004 | 55239 | G | 0004 | 8480 | Combined Cycle | PJM_EMAC | New Jersey | Middlesex | 270 | 2002 | 9999 |  |  |  | 0.018503 | NEI 2019
Hog Bayou Energy Center | 55241_G_CT01 | 55241 | G | CT01 | 4286 | Combined Cycle | S_SOU | Alabama | Mobile | 155 | 2001 | 9999 | 2019 | 9.4 | 1088349 | 0.017274 | NEI 2019
Hog Bayou Energy Center | 55241_G_ST01 | 55241 | G | ST01 | 4286 | Combined Cycle | S_SOU | Alabama | Mobile | 75 | 2001 | 9999 |  |  |  | 0.017274 | NEI 2019
Santa Rosa Energy Center | 55242_G_CT01 | 55242 | G | CT01 | 4287 | Combined Cycle | S_SOU | Florida | Santa Rosa | 161.4 | 2003 | 9999 |  |  |  | 0.030815 | Default Emission Factor
Santa Rosa Energy Center | 55242_G_ST01 | 55242 | G | ST01 | 4287 | Combined Cycle | S_SOU | Florida | Santa Rosa | 74.5 | 2003 | 9999 |  |  |  | 0.030815 | Default Emission Factor
Doyle Energy Facility | 55244_G_CTG1 | 55244 | G | CTG1 | 4308 | Combustion Turbine | S_SOU | Georgia | Walton | 56 | 2000 | 9999 |  |  |  | 0.088964 | Default Emission Factor
Doyle Energy Facility | 55244_G_CTG2 | 55244 | G | CTG2 | 4309 | Combustion Turbine | S_SOU | Georgia | Walton | 56 | 2000 | 9999 |  |  |  | 0.088964 | Default Emission Factor
Doyle Energy Facility | 55244_G_CTG3 | 55244 | G | CTG3 | 4310 | Combustion Turbine | S_SOU | Georgia | Walton | 58 | 2000 | 9999 |  |  |  | 0.088964 | Default Emission Factor
Doyle Energy Facility | 55244_G_CTG4 | 55244 | G | CTG4 | 4311 | Combustion Turbine | S_SOU | Georgia | Walton | 75 | 2000 | 9999 |  |  |  | 0.088964 | Default Emission Factor
Doyle Energy Facility | 55244_G_CTG5 | 55244 | G | CTG5 | 4312 | Combustion Turbine | S_SOU | Georgia | Walton | 75 | 2000 | 9999 |  |  |  | 0.088964 | Default Emission Factor
Darby Power, LLC | 55247_G_GT1 | 55247 | G | GT1 | 4313 | Combustion Turbine | PJM_West | Ohio | Pickaway | 72.5 | 2001 | 9999 |  |  |  | 0.088964 | Default Emission Factor
Darby Power, LLC | 55247_G_GT2 | 55247 | G | GT2 | 4314 | Combustion Turbine | PJM_West | Ohio | Pickaway | 72.5 | 2001 | 9999 |  |  |  | 0.088964 | Default Emission Factor
Darby Power, LLC | 55247_G_GT3 | 55247 | G | GT3 | 4315 | Combustion Turbine | PJM_West | Ohio | Pickaway | 72.5 | 2001 | 9999 |  |  |  | 0.088964 | Default Emission Factor
Darby Power, LLC | 55247_G_GT4 | 55247 | G | GT4 | 4316 | Combustion Turbine | PJM_West | Ohio | Pickaway | 72.5 | 2001 | 9999 |  |  |  | 0.088964 | Default Emission Factor
Darby Power, LLC | 55247_G_GT5 | 55247 | G | GT5 | 4317 | Combustion Turbine | PJM_West | Ohio | Pickaway | 72.5 | 2002 | 9999 |  |  |  | 0.088964 | Default Emission Factor
Darby Power, LLC | 55247_G_GT6 | 55247 | G | GT6 | 4318 | Combustion Turbine | PJM_West | Ohio | Pickaway | 72.5 | 2002 | 9999 |  |  |  | 0.088964 | Default Emission Factor
Tait Electric Generating Station | 55248_G_GT4 | 55248 | G | GT4 | 4319 | Combustion Turbine | PJM_West | Ohio | Montgomery | 85 | 2002 | 9999 |  |  |  | 0.088964 | Default Emission Factor
Tait Electric Generating Station | 55248_G_GT5 | 55248 | G | GT5 | 4320 | Combustion Turbine | PJM_West | Ohio | Montgomery | 85 | 2002 | 9999 |  |  |  | 0.088964 | Default Emission Factor
Tait Electric Generating Station | 55248_G_GT6 | 55248 | G | GT6 | 4321 | Combustion Turbine | PJM_West | Ohio | Montgomery | 85 | 2002 | 9999 |  |  |  | 0.088964 | Default Emission Factor
Tait Electric Generating Station | 55248_G_GT7 | 55248 | G | GT7 | 4322 | Combustion Turbine | PJM_West | Ohio | Montgomery | 85 | 2002 | 9999 |  |  |  | 0.088964 | Default Emission Factor
University Park South | 55250_G_UPG1 | 55250 | G | UPG1 | 4323 | Combustion Turbine | PJM_COMD | Illinois | Will | 50 | 2001 | 2045 |  |  |  | 0.088964 | Default Emission Factor
University Park South | 55250_G_UPG2 | 55250 | G | UPG2 | 4327 | Combustion Turbine | PJM_COMD | Illinois | Will | 50 | 2001 | 2045 |  |  |  | 0.088964 | Default Emission Factor
University Park South | 55250_G_UPG3 | 55250 | G | UPG3 | 4328 | Combustion Turbine | PJM_COMD | Illinois | Will | 50 | 2001 | 2045 |  |  |  | 0.088964 | Default Emission Factor
University Park South | 55250_G_UPG4 | 55250 | G | UPG4 | 4324 | Combustion Turbine | PJM_COMD | Illinois | Will | 50 | 2001 | 2045 |  |  |  | 0.088964 | Default Emission Factor
University Park South | 55250_G_UPG5 | 55250 | G | UPG5 | 4325 | Combustion Turbine | PJM_COMD | Illinois | Will | 50 | 2001 | 2045 |  |  |  | 0.088964 | Default Emission Factor
University Park South | 55250_G_UPG6 | 55250 | G | UPG6 | 4326 | Combustion Turbine | PJM_COMD | Illinois | Will | 50 | 2001 | 2045 |  |  |  | 0.088964 | Default Emission Factor
Gleason Generating Facility | 55251_G_CTG1 | 55251 | G | CTG1 | 4335 | Combustion Turbine | S_C_TVA | Tennessee | Weakley | 120 | 2000 | 9999 |  |  |  | 0.088964 | Default Emission Factor
Gleason Generating Facility | 55251_G_CTG2 | 55251 | G | CTG2 | 4336 | Combustion Turbine | S_C_TVA | Tennessee | Weakley | 100 | 2000 | 9999 |  |  |  | 0.088964 | Default Emission Factor
Gleason Generating Facility | 55251_G_CTG3 | 55251 | G | CTG3 | 4337 | Combustion Turbine | S_C_TVA | Tennessee | Weakley | 140 | 2000 | 9999 |  |  |  | 0.088964 | Default Emission Factor
Crete Energy Venture LLC | 55253_G_GT1 | 55253 | G | GT1 | 4339 | Combustion Turbine | PJM_COMD | Illinois | Will | 75 | 2002 | 2045 |  |  |  | 0.088964 | Default Emission Factor
Crete Energy Venture LLC | 55253_G_GT2 | 55253 | G | GT2 | 4340 | Combustion Turbine | PJM_COMD | Illinois | Will | 75 | 2002 | 2045 |  |  |  | 0.088964 | Default Emission Factor
Crete Energy Venture LLC | 55253_G_GT3 | 55253 | G | GT3 | 4341 | Combustion Turbine | PJM_COMD | Illinois | Will | 75 | 2002 | 2045 |  |  |  | 0.088964 | Default Emission Factor
Crete Energy Venture LLC | 55253_G_GT4 | 55253 | G | GT4 | 4342 | Combustion Turbine | PJM_COMD | Illinois | Will | 75 | 2002 | 2045 |  |  |  | 0.088964 | Default Emission Factor
Whiting Clean Energy | 55259_G_CT1 | 55259 | G | CT1 | 4357 | Combined Cycle | MIS_INKY | Indiana | Lake | 150 | 2002 | 9999 | 2019 | 8 | 1029490 | 0.011399 | NEI 2019
Whiting Clean Energy | 55259_G_CT2 | 55259 | G | CT2 | 4358 | Combined Cycle | MIS_INKY | Indiana | Lake | 150 | 2002 | 9999 | 2019 | 7.8 | 998935 | 0.011399 | NEI 2019
Whiting Clean Energy | 55259_G_ST1 | 55259 | G | ST1 | 4357 | Combined Cycle | MIS_INKY | Indiana | Lake | 213 | 2002 | 9999 |  |  |  | 0.011399 | NEI 2019
Bowling Green Generating Station | 55262_G_CT1 | 55262 | G | CT1 | 4361 | Combustion Turbine | PJM_ATSI | Ohio | Wood | 26 | 2000 | 9999 |  |  |  | 0.088964 | Default Emission Factor
Bowling Green Generating Station | 55262_G_CT2 | 55262 | G | CT2 | 4361 | Combustion Turbine | PJM_ATSI | Ohio | Wood | 12 | 2000 | 9999 |  |  |  | 0.088964 | Default Emission Factor
Galion Generating Station | 55263_G_CT1 | 55263 | G | CT1 | 4363 | Combustion Turbine | PJM_ATSI | Ohio | Crawford | 26 | 2000 | 9999 |  |  |  | 0.088964 | Default Emission Factor
Galion Generating Station | 55263_G_CT2 | 55263 | G | CT2 | 4363 | Combustion Turbine | PJM_ATSI | Ohio | Crawford | 12 | 2000 | 9999 |  |  |  | 0.088964 | Default Emission Factor
Napoleon Peaking Station | 55264_G_CT1 | 55264 | G | CT1 | 4365 | Combustion Turbine | PJM_ATSI | Ohio | Henry | 26 | 2000 | 9999 |  |  |  | 0.088964 | Default Emission Factor
Napoleon Peaking Station | 55264_G_CT2 | 55264 | G | CT2 | 4365 | Combustion Turbine | PJM_ATSI | Ohio | Henry | 12 | 2000 | 9999 |  |  |  | 0.088964 | Default Emission Factor
Edward L. Addison Generating Plant | 55267_G_712 | 55267 | G | 712 | 4369 | Combustion Turbine | S_SOU | Georgia | Upson | 148.5 | 2000 | 9999 |  |  |  | 0.088964 | Default Emission Factor
Edward L. Addison Generating Plant | 55267_G_713 | 55267 | G | 713 | 4370 | Combustion Turbine | S_SOU | Georgia | Upson | 149 | 2000 | 9999 |  |  |  | 0.088964 | Default Emission Factor
Edward L. Addison Generating Plant | 55267_G_714 | 55267 | G | 714 | 4371 | Combustion Turbine | S_SOU | Georgia | Upson | 148.5 | 2000 | 9999 |  |  |  | 0.088964 | Default Emission Factor
Edward L. Addison Generating Plant | 55267_G_715 | 55267 | G | 715 | 4372 | Combustion Turbine | S_SOU | Georgia | Upson | 145.7 | 2000 | 9999 |  |  |  | 0.088964 | Default Emission Factor
TVA Southaven Combined Cycle | 55269_G_CTG1 | 55269 | G | CTG1 | 4373 | Combined Cycle | S_C_TVA | Mississippi | Desoto | 157 | 2003 | 9999 |  |  |  | 0.030815 | Default Emission Factor
TVA Southaven Combined Cycle | 55269_G_CTG2 | 55269 | G | CTG2 | 4374 | Combined Cycle | S_C_TVA | Mississippi | Desoto | 157 | 2003 | 9999 |  |  |  | 0.030815 | Default Emission Factor
TVA Southaven Combined Cycle | 55269_G_CTG3 | 55269 | G | CTG3 | 4375 | Combined Cycle | S_C_TVA | Mississippi | Desoto | 157 | 2003 | 9999 |  |  |  | 0.030815 | Default Emission Factor
TVA Southaven Combined Cycle | 55269_G_STG1 | 55269 | G | STG1 | 4373 | Combined Cycle | S_C_TVA | Mississippi | Desoto | 103 | 2003 | 9999 |  |  |  | 0.030815 | Default Emission Factor
TVA Southaven Combined Cycle | 55269_G_STG2 | 55269 | G | STG2 | 4374 | Combined Cycle | S_C_TVA | Mississippi | Desoto | 103 | 2003 | 9999 |  |  |  | 0.030815 | Default Emission Factor
TVA Southaven Combined Cycle | 55269_G_STG3 | 55269 | G | STG3 | 4375 | Combined Cycle | S_C_TVA | Mississippi | Desoto | 103 | 2003 | 9999 |  |  |  | 0.030815 | Default Emission Factor
Jackson Generating Station | 55270_G_7EA | 55270 | G | 7EA | 4376 | Combined Cycle | MIS_LMI | Michigan | Jackson | 73.2 | 2002 | 9999 |  |  |  | 0.030815 | Default Emission Factor
Jackson Generating Station | 55270_G_LM1 | 55270 | G | LM1 | 4377 | Combined Cycle | MIS_LMI | Michigan | Jackson | 46.7 | 2002 | 9999 |  |  |  | 0.030815 | Default Emission Factor
Jackson Generating Station | 55270_G_LM2 | 55270 | G | LM2 | 4378 | Combined Cycle | MIS_LMI | Michigan | Jackson | 45.4 | 2002 | 9999 |  |  |  | 0.030815 | Default Emission Factor
Jackson Generating Station | 55270_G_LM3 | 55270 | G | LM3 | 4379 | Combined Cycle | MIS_LMI | Michigan | Jackson | 44.7 | 2002 | 9999 |  |  |  | 0.030815 | Default Emission Factor
Jackson Generating Station | 55270_G_LM4 | 55270 | G | LM4 | 4380 | Combined Cycle | MIS_LMI | Michigan | Jackson | 44.8 | 2002 | 9999 |  |  |  | 0.030815 | Default Emission Factor
Jackson Generating Station | 55270_G_LM5 | 55270 | G | LM5 | 4381 | Combined Cycle | MIS_LMI | Michigan | Jackson | 43.3 | 2002 | 9999 |  |  |  | 0.030815 | Default Emission Factor
Jackson Generating Station | 55270_G_LM6 | 55270 | G | LM6 | 4382 | Combined Cycle | MIS_LMI | Michigan | Jackson | 45 | 2002 | 9999 |  |  |  | 0.030815 | Default Emission Factor
Jackson Generating Station | 55270_G_ST1 | 55270 | G | ST1 | 4376 | Combined Cycle | MIS_LMI | Michigan | Jackson | 101.6 | 2002 | 9999 |  |  |  | 0.030815 | Default Emission Factor
Jackson Generating Station | 55270_G_ST2 | 55270 | G | ST2 | 4380 | Combined Cycle | MIS_LMI | Michigan | Jackson | 98.3 | 2002 | 9999 |  |  |  | 0.030815 | Default Emission Factor
Tenaska Lindsay Hill Generating Station | 55271_G_GTG1 | 55271 | G | GTG1 | 4383 | Combined Cycle | S_SOU | Alabama | Autauga | 152 | 2002 | 9999 | 2019 | 2.14 | 1100405 | 0.006044 | NEI 2019
Tenaska Lindsay Hill Generating Station | 55271_G_GTG2 | 55271 | G | GTG2 | 4384 | Combined Cycle | S_SOU | Alabama | Autauga | 152 | 2002 | 9999 | 2019 | 1.5 | 307528 | 0.006044 | NEI 2019
Tenaska Lindsay Hill Generating Station | 55271_G_GTG3 | 55271 | G | GTG3 | 4385 | Combined Cycle | S_SOU | Alabama | Autauga | 152 | 2002 | 9999 | 2019 | 1.57 | 316052 | 0.006044 | NEI 2019
Tenaska Lindsay Hill Generating Station | 55271_G_STG1 | 55271 | G | STG1 | 4383 | Combined Cycle | S_SOU | Alabama | Autauga | 392 | 2002 | 9999 |  |  |  | 0.006044 | NEI 2019
Ceredo Generating Station | 55276_G_01 | 55276 | G | 01 | 4397 | Combustion Turbine | PJM_West | West Virginia | Wayne | 75 | 2001 | 9999 |  |  |  | 0.088964 | Default Emission Factor
Ceredo Generating Station | 55276_G_02 | 55276 | G | 02 | 4398 | Combustion Turbine | PJM_West | West Virginia | Wayne | 75 | 2001 | 9999 |  |  |  | 0.088964 | Default Emission Factor
Ceredo Generating Station | 55276_G_03 | 55276 | G | 03 | 4399 | Combustion Turbine | PJM_West | West Virginia | Wayne | 75 | 2001 | 9999 |  |  |  | 0.088964 | Default Emission Factor
Ceredo Generating Station | 55276_G_04 | 55276 | G | 04 | 4400 | Combustion Turbine | PJM_West | West Virginia | Wayne | 75 | 2001 | 9999 |  |  |  | 0.088964 | Default Emission Factor
Ceredo Generating Station | 55276_G_05 | 55276 | G | 05 | 4401 | Combustion Turbine | PJM_West | West Virginia | Wayne | 75 | 2001 | 9999 |  |  |  | 0.088964 | Default Emission Factor
Ceredo Generating Station | 55276_G_06 | 55276 | G | 06 | 4402 | Combustion Turbine | PJM_West | West Virginia | Wayne | 75 | 2001 | 9999 |  |  |  | 0.088964 | Default Emission Factor
Beaver Creek Gas Plant | 55278_G_1 | 55278 | G | 1 |  | Combustion Turbine | WECC_WY | Wyoming | Fremont | 1.8 | 1983 | 9999 |  |  |  | 0.088964 | Default Emission Factor
Beaver Creek Gas Plant | 55278_G_2 | 55278 | G | 2 |  | Combustion Turbine | WECC_WY | Wyoming | Fremont | 1.8 | 1992 | 9999 |  |  |  | 0.088964 | Default Emission Factor
Beaver Creek Gas Plant | 55278_G_STG-1 | 55278 | G | STG-1 |  | Non-Fossil Waste | WECC_WY | Wyoming | Fremont | 0.9 | 2018 | 9999 |  |  |  | 0.029032 | Default Emission Factor
Aurora | 55279_G_CTG1 | 55279 | G | CTG1 | 4407 | Combustion Turbine | PJM_COMD | Illinois | DuPage | 168.2 | 2002 | 2045 |  |  |  | 0.088964 | Default Emission Factor
Aurora | 55279_G_CTG10 | 55279 | G | CTG10 | 4408 | Combustion Turbine | PJM_COMD | Illinois | DuPage | 49 | 2001 | 2045 |  |  |  | 0.088964 | Default Emission Factor
Aurora | 55279_G_CTG2 | 55279 | G | CTG2 | 4409 | Combustion Turbine | PJM_COMD | Illinois | DuPage | 166 | 2001 | 2045 |  |  |  | 0.088964 | Default Emission Factor
Aurora | 55279_G_CTG3 | 55279 | G | CTG3 | 4410 | Combustion Turbine | PJM_COMD | Illinois | DuPage | 163.9 | 2001 | 2045 |  |  |  | 0.088964 | Default Emission Factor
Aurora | 55279_G_CTG4 | 55279 | G | CTG4 | 4411 | Combustion Turbine | PJM_COMD | Illinois | DuPage | 163.9 | 2001 | 2045 |  |  |  | 0.088964 | Default Emission Factor
Aurora | 55279_G_CTG5 | 55279 | G | CTG5 | 4412 | Combustion Turbine | PJM_COMD | Illinois | DuPage | 49 | 2001 | 2045 |  |  |  | 0.088964 | Default Emission Factor
Aurora | 55279_G_CTG6 | 55279 | G | CTG6 | 4413 | Combustion Turbine | PJM_COMD | Illinois | DuPage | 49 | 2001 | 2045 |  |  |  | 0.088964 | Default Emission Factor
Aurora | 55279_G_CTG7 | 55279 | G | CTG7 | 4414 | Combustion Turbine | PJM_COMD | Illinois | DuPage | 49 | 2001 | 2045 |  |  |  | 0.088964 | Default Emission Factor
Aurora | 55279_G_CTG8 | 55279 | G | CTG8 | 4415 | Combustion Turbine | PJM_COMD | Illinois | DuPage | 49 | 2001 | 2045 |  |  |  | 0.088964 | Default Emission Factor
Aurora | 55279_G_CTG9 | 55279 | G | CTG9 | 4416 | Combustion Turbine | PJM_COMD | Illinois | DuPage | 49 | 2001 | 2045 |  |  |  | 0.088964 | Default Emission Factor
Southeast Chicago Energy Project | 55281_G_GT05 | 55281 | G | GT05 | 8494 | Combustion Turbine | PJM_COMD | Illinois | Cook | 37 | 2002 | 2045 |  |  |  | 0.088964 | Default Emission Factor
Southeast Chicago Energy Project | 55281_G_GT06 | 55281 | G | GT06 | 8496 | Combustion Turbine | PJM_COMD | Illinois | Cook | 37 | 2002 | 2045 |  |  |  | 0.088964 | Default Emission Factor
Southeast Chicago Energy Project | 55281_G_GT07 | 55281 | G | GT07 | 8498 | Combustion Turbine | PJM_COMD | Illinois | Cook | 37 | 2002 | 2045 |  |  |  | 0.088964 | Default Emission Factor
Southeast Chicago Energy Project | 55281_G_GT08 | 55281 | G | GT08 | 8500 | Combustion Turbine | PJM_COMD | Illinois | Cook | 37 | 2002 | 2045 |  |  |  | 0.088964 | Default Emission Factor
Southeast Chicago Energy Project | 55281_G_GT09 | 55281 | G | GT09 | 8502 | Combustion Turbine | PJM_COMD | Illinois | Cook | 37 | 2002 | 2045 |  |  |  | 0.088964 | Default Emission Factor
Southeast Chicago Energy Project | 55281_G_GT10 | 55281 | G | GT10 | 8488 | Combustion Turbine | PJM_COMD | Illinois | Cook | 37 | 2002 | 2045 |  |  |  | 0.088964 | Default Emission Factor
Southeast Chicago Energy Project | 55281_G_GT11 | 55281 | G | GT11 | 8490 | Combustion Turbine | PJM_COMD | Illinois | Cook | 37 | 2002 | 2045 |  |  |  | 0.088964 | Default Emission Factor
Southeast Chicago Energy Project | 55281_G_GT12 | 55281 | G | GT12 | 8492 | Combustion Turbine | PJM_COMD | Illinois | Cook | 37 | 2002 | 2045 |  |  |  | 0.088964 | Default Emission Factor
Arlington Valley Energy Facility | 55282_G_CTG1 | 55282 | G | CTG1 | 4420 | Combined Cycle | WECC_AZ | Arizona | Maricopa | 162 | 2002 | 9999 | 2019 | 5.2241 | 2029210 | 0.006716 | NEI 2019
Arlington Valley Energy Facility | 55282_G_CTG2 | 55282 | G | CTG2 | 4421 | Combined Cycle | WECC_AZ | Arizona | Maricopa | 163 | 2002 | 9999 | 2017 | 3.7003 | 628260 | 0.006716 | NEI 2019
Arlington Valley Energy Facility | 55282_G_STG1 | 55282 | G | STG1 | 4420 | Combined Cycle | WECC_AZ | Arizona | Maricopa | 255 | 2002 | 9999 |  |  |  | 0.006716 | NEI 2019
Front Range Power Plant | 55283_G_1 | 55283 | G | 1 | 4422 | Combined Cycle | WECC_CO | Colorado | El Paso | 135 | 2003 | 9999 |  |  |  | 0.030815 | Default Emission Factor
Front Range Power Plant | 55283_G_2 | 55283 | G | 2 | 4423 | Combined Cycle | WECC_CO | Colorado | El Paso | 135 | 2003 | 9999 |  |  |  | 0.030815 | Default Emission Factor
Front Range Power Plant | 55283_G_3 | 55283 | G | 3 | 4422 | Combined Cycle | WECC_CO | Colorado | El Paso | 190 | 2003 | 9999 |  |  |  | 0.030815 | Default Emission Factor
Big Sandy Peaker Plant | 55284_G_BSG1 | 55284 | G | BSG1 | 4424 | Combustion Turbine | PJM_West | West Virginia | Wayne | 50 | 2001 | 9999 |  |  |  | 0.088964 | Default Emission Factor
Big Sandy Peaker Plant | 55284_G_BSG2 | 55284 | G | BSG2 | 4425 | Combustion Turbine | PJM_West | West Virginia | Wayne | 50 | 2001 | 9999 |  |  |  | 0.088964 | Default Emission Factor
Big Sandy Peaker Plant | 55284_G_BSG3 | 55284 | G | BSG3 | 4426 | Combustion Turbine | PJM_West | West Virginia | Wayne | 50 | 2001 | 9999 |  |  |  | 0.088964 | Default Emission Factor
Big Sandy Peaker Plant | 55284_G_BSG4 | 55284 | G | BSG4 | 4427 | Combustion Turbine | PJM_West | West Virginia | Wayne | 50 | 2001 | 9999 |  |  |  | 0.088964 | Default Emission Factor
Big Sandy Peaker Plant | 55284_G_BSG5 | 55284 | G | BSG5 | 4428 | Combustion Turbine | PJM_West | West Virginia | Wayne | 50 | 2001 | 9999 |  |  |  | 0.088964 | Default Emission Factor
Big Sandy Peaker Plant | 55284_G_BSG6 | 55284 | G | BSG6 | 4429 | Combustion Turbine | PJM_West | West Virginia | Wayne | 50 | 2001 | 9999 |  |  |  | 0.088964 | Default Emission Factor
Wolf Hills Energy | 55285_G_WHG1 | 55285 | G | WHG1 | 4436 | Combustion Turbine | PJM_West | Virginia | Washington | 50 | 2001 | 9999 |  |  |  | 0.088964 | Default Emission Factor
Wolf Hills Energy | 55285_G_WHG2 | 55285 | G | WHG2 | 4437 | Combustion Turbine | PJM_West | Virginia | Washington | 50 | 2001 | 9999 |  |  |  | 0.088964 | Default Emission Factor
Wolf Hills Energy | 55285_G_WHG3 | 55285 | G | WHG3 | 4438 | Combustion Turbine | PJM_West | Virginia | Washington | 50 | 2001 | 9999 |  |  |  | 0.088964 | Default Emission Factor
Wolf Hills Energy | 55285_G_WHG4 | 55285 | G | WHG4 | 4439 | Combustion Turbine | PJM_West | Virginia | Washington | 50 | 2001 | 9999 |  |  |  | 0.088964 | Default Emission Factor
Wolf Hills Energy | 55285_G_WHG5 | 55285 | G | WHG5 | 4440 | Combustion Turbine | PJM_West | Virginia | Washington | 50 | 2001 | 9999 |  |  |  | 0.088964 | Default Emission Factor
Oleander Power Project LP | 55286_G_OG1 | 55286 | G | OG1 | 4446 | Combustion Turbine | FRCC | Florida | Brevard | 155 | 2002 | 9999 |  |  |  | 0.088964 | Default Emission Factor
Oleander Power Project LP | 55286_G_OG2 | 55286 | G | OG2 | 4447 | Combustion Turbine | FRCC | Florida | Brevard | 155 | 2002 | 9999 |  |  |  | 0.088964 | Default Emission Factor
Oleander Power Project LP | 55286_G_OG3 | 55286 | G | OG3 | 4448 | Combustion Turbine | FRCC | Florida | Brevard | 155 | 2002 | 9999 |  |  |  | 0.088964 | Default Emission Factor
Oleander Power Project LP | 55286_G_OG4 | 55286 | G | OG4 | 4449 | Combustion Turbine | FRCC | Florida | Brevard | 156 | 2002 | 9999 |  |  |  | 0.088964 | Default Emission Factor
Oleander Power Project LP | 55286_G_OG5 | 55286 | G | OG5 | 4450 | Combustion Turbine | FRCC | Florida | Brevard | 157 | 2007 | 9999 |  |  |  | 0.088964 | Default Emission Factor
Decatur Energy Center | 55292_G_CTG1 | 55292 | G | CTG1 | 4459 | Combined Cycle | S_C_TVA | Alabama | Morgan | 155 | 2002 | 9999 | 2019 | 8.44 | 1203686 | 0.024468 | NEI 2019
Decatur Energy Center | 55292_G_CTG2 | 55292 | G | CTG2 | 4460 | Combined Cycle | S_C_TVA | Alabama | Morgan | 155 | 2002 | 9999 | 2019 | 8.7 | 469769 | 0.024468 | NEI 2019
Decatur Energy Center | 55292_G_CTG3 | 55292 | G | CTG3 | 4461 | Combined Cycle | S_C_TVA | Alabama | Morgan | 155 | 2003 | 9999 | 2019 | 9.1 | 471352 | 0.024468 | NEI 2019
Decatur Energy Center | 55292_G_STG1 | 55292 | G | STG1 | 4459 | Combined Cycle | S_C_TVA | Alabama | Morgan | 260 | 2002 | 9999 |  |  |  | 0.024468 | NEI 2019
Morgan Energy Center | 55293_G_CTG1 | 55293 | G | CTG1 | 4462 | Combined Cycle | S_C_TVA | Alabama | Morgan | 161 | 2004 | 9999 | 2019 | 28.9 | 832821 | 0.045942 | NEI 2019
Morgan Energy Center | 55293_G_CTG2 | 55293 | G | CTG2 | 4463 | Combined Cycle | S_C_TVA | Alabama | Morgan | 161 | 2003 | 9999 | 2019 | 22.4 | 644993 | 0.045942 | NEI 2019
Morgan Energy Center | 55293_G_CTG3 | 55293 | G | CTG3 | 4464 | Combined Cycle | S_C_TVA | Alabama | Morgan | 161 | 2003 | 9999 | 2019 | 20.4 | 600177 | 0.045942 | NEI 2019
Morgan Energy Center | 55293_G_STG1 | 55293 | G | STG1 | 4462 | Combined Cycle | S_C_TVA | Alabama | Morgan | 266 | 2003 | 9999 |  |  |  | 0.045942 | NEI 2019
Westbrook Energy Center Power Plant | 55294_G_GTG1 | 55294 | G | GTG1 | 4465 | Combined Cycle | NENG_ME | Maine | Cumberland | 174.8 | 2001 | 9999 | 2019 | 1.57 | 311180 | 0.004911 | NEI 2019
Westbrook Energy Center Power Plant | 55294_G_GTG2 | 55294 | G | GTG2 | 4466 | Combined Cycle | NENG_ME | Maine | Cumberland | 173.9 | 2001 | 9999 | 2019 | 0.78 | 645875 | 0.004911 | NEI 2019
Westbrook Energy Center Power Plant | 55294_G_STG3 | 55294 | G | STG3 | 4465 | Combined Cycle | NENG_ME | Maine | Cumberland | 191.6 | 2001 | 9999 |  |  |  | 0.004911 | NEI 2019
Blythe Energy Inc | 55295_G_CT1 | 55295 | G | CT1 | 4467 | Combined Cycle | WECC_SCE | California | Riverside | 156.5 | 2003 | 9999 | 2017 | 17.0408 | 534486 | 0.041802 | NEI 2019
Blythe Energy Inc | 55295_G_CT2 | 55295 | G | CT2 | 4468 | Combined Cycle | WECC_SCE | California | Riverside | 156.5 | 2003 | 9999 | 2017 | 19.3065 | 581125 | 0.041802 | NEI 2019
Blythe Energy Inc | 55295_G_ST1 | 55295 | G | ST1 | 4467 | Combined Cycle | WECC_SCE | California | Riverside | 201 | 2003 | 9999 |  |  |  | 0.041802 | NEI 2019
Calumet Energy Team LLC | 55296_G_CT11 | 55296 | G | CT11 | 4469 | Combustion Turbine | PJM_COMD | Illinois | Cook | 157.2 | 2002 | 2045 |  |  |  | 0.088964 | Default Emission Factor
Calumet Energy Team LLC | 55296_G_CT12 | 55296 | G | CT12 | 4470 | Combustion Turbine | PJM_COMD | Illinois | Cook | 162.5 | 2002 | 2045 |  |  |  | 0.088964 | Default Emission Factor
New Covert Generating Facility | 55297_G_1 | 55297 | G | 1 | 4471 | Combined Cycle | MIS_LMI | Michigan | Van Buren | 220.5 | 2004 | 9999 | 2019 | 79.25 | 2465001 | 0.0643 | NEI 2019
New Covert Generating Facility | 55297_G_1A | 55297 | G | 1A | 4471 | Combined Cycle | MIS_LMI | Michigan | Van Buren | 134 | 2004 | 9999 |  |  |  | 0.0643 | NEI 2019
New Covert Generating Facility | 55297_G_2 | 55297 | G | 2 | 4472 | Combined Cycle | MIS_LMI | Michigan | Van Buren | 218.2 | 2004 | 9999 | 2019 | 75.75 | 2719704 | 0.055705 | NEI 2019
New Covert Generating Facility | 55297_G_2A | 55297 | G | 2A | 4472 | Combined Cycle | MIS_LMI | Michigan | Van Buren | 134 | 2004 | 9999 |  |  |  | 0.055705 | NEI 2019
New Covert Generating Facility | 55297_G_3 | 55297 | G | 3 | 4473 | Combined Cycle | MIS_LMI | Michigan | Van Buren | 214.8 | 2004 | 9999 | 2019 | 31.28 | 2221065 | 0.028167 | NEI 2019
New Covert Generating Facility | 55297_G_3A | 55297 | G | 3A | 4473 | Combined Cycle | MIS_LMI | Michigan | Van Buren | 134 | 2004 | 9999 |  |  |  | 0.028167 | NEI 2019
Fairless Energy Center | 55298_G_CT1A | 55298 | G | CT1A | 4475 | Combined Cycle | PJM_EMAC | Pennsylvania | Bucks | 183 | 2004 | 9999 | 2019 | 9.57 | 1245876 | 0.008932 | NEI 2019
Fairless Energy Center | 55298_G_CT1B | 55298 | G | CT1B | 4476 | Combined Cycle | PJM_EMAC | Pennsylvania | Bucks | 191 | 2004 | 9999 | 2019 | 6.012 | 1031522 | 0.008932 | NEI 2019
Fairless Energy Center | 55298_G_CT2A | 55298 | G | CT2A | 88254 | Combined Cycle | PJM_EMAC | Pennsylvania | Bucks | 198 | 2004 | 9999 | 2019 | 4.2149 | 1115902 | 0.003465 | NEI 2019
Fairless Energy Center | 55298_G_CT2B | 55298 | G | CT2B | 88255 | Combined Cycle | PJM_EMAC | Pennsylvania | Bucks | 198 | 2004 | 9999 | 2019 | 1.905 | 1150549 | 0.003465 | NEI 2019
Fairless Energy Center | 55298_G_ST1 | 55298 | G | ST1 | 4475 | Combined Cycle | PJM_EMAC | Pennsylvania | Bucks | 258 | 2004 | 9999 |  |  |  | 0.008932 | NEI 2019
Fairless Energy Center | 55298_G_ST2 | 55298 | G | ST2 | 88254 | Combined Cycle | PJM_EMAC | Pennsylvania | Bucks | 258 | 2004 | 9999 |  |  |  | 0.003465 | NEI 2019
Channel Energy Center LLC | 55299_G_CTG1 | 55299 | G | CTG1 | 4477 | Combined Cycle | ERC_REST | Texas | Harris | 185 | 2001 | 9999 | 2019 | 30.2 | 1293318 | 0.026403 | NEI 2019
Channel Energy Center LLC | 55299_G_CTG2 | 55299 | G | CTG2 | 4478 | Combined Cycle | ERC_REST | Texas | Harris | 185 | 2002 | 9999 | 2019 | 6.83 | 1008701 | 0.026403 | NEI 2019
Channel Energy Center LLC | 55299_G_CTG3 | 55299 | G | CTG3 | 4479 | Combined Cycle | ERC_REST | Texas | Harris | 183 | 2014 | 9999 | 2019 | 17.98 | 1039699 | 0.026403 | NEI 2019
Channel Energy Center LLC | 55299_G_ST-1 | 55299 | G | ST-1 | 4477 | Combined Cycle | ERC_REST | Texas | Harris | 215 | 2002 | 9999 |  |  |  | 0.030815 | Default Emission Factor
Baconton Power Plant | 55304_G_CT1 | 55304 | G | CT1 | 4484 | Combustion Turbine | S_SOU | Georgia | Mitchell | 49 | 2000 | 9999 |  |  |  | 0.088964 | Default Emission Factor
Baconton Power Plant | 55304_G_CT4 | 55304 | G | CT4 | 4485 | Combustion Turbine | S_SOU | Georgia | Mitchell | 49 | 2000 | 9999 |  |  |  | 0.088964 | Default Emission Factor
Baconton Power Plant | 55304_G_CT5 | 55304 | G | CT5 | 4486 | Combustion Turbine | S_SOU | Georgia | Mitchell | 49 | 2000 | 9999 |  |  |  | 0.088964 | Default Emission Factor
Baconton Power Plant | 55304_G_CT6 | 55304 | G | CT6 | 4487 | Combustion Turbine | S_SOU | Georgia | Mitchell | 49 | 2000 | 9999 |  |  |  | 0.088964 | Default Emission Factor
Gila River Power Block 4 | 55306_G_CTG7 | 55306 | G | CTG7 | 8520 | Combined Cycle | WECC_AZ | Arizona | Maricopa | 146 | 2003 | 9999 | 2019 | 7.008 | 695327 | 0.028275 | NEI 2019
Gila River Power Block 4 | 55306_G_CTG8 | 55306 | G | CTG8 | 8522 | Combined Cycle | WECC_AZ | Arizona | Maricopa | 146 | 2003 | 9999 | 2019 | 8.1473 | 376661 | 0.028275 | NEI 2019
Gila River Power Block 4 | 55306_G_ST12 | 55306 | G | ST12 | 8520 | Combined Cycle | WECC_AZ | Arizona | Maricopa | 223 | 2003 | 9999 |  |  |  | 0.028275 | NEI 2019
Calvert City | 55308_G_GEN1 | 55308 | G | GEN1 | 88083 | Combustion Turbine | S_C_TVA | Kentucky | Marshall | 23 | 2000 | 9999 |  |  |  | 0.088964 | Default Emission Factor
Air Products Port Arthur | 55309_G_GEN 5 | 55309 | G | GEN 5 |  | Combustion Turbine | MIS_WOTA | Texas | Jefferson | 32.8 | 2012 | 9999 | 2019 | 3.6845 | 219583.4393 | 0.033559 | NEI 2019
Air Products Port Arthur | 55309_G_GEN1 | 55309 | G | GEN1 |  | Combustion Turbine | MIS_WOTA | Texas | Jefferson | 33.2 | 2000 | 9999 |  |  |  | 0.088964 | Default Emission Factor
Air Products Port Arthur | 55309_G_GEN4 | 55309 | G | GEN4 |  | Combustion Turbine | MIS_WOTA | Texas | Jefferson | 72.4 | 2006 | 9999 | 2019 | 0.807 | 484690.2746 | 0.00333 | NEI 2019
Ingleside Cogeneration | 55313_G_CTG1 | 55313 | G | CTG1 |  | Combined Cycle | ERC_REST | Texas | San Patricio | 155 | 1999 | 9999 |  |  |  | 0.030815 | Default Emission Factor
Ingleside Cogeneration | 55313_G_CTG2 | 55313 | G | CTG2 |  | Combined Cycle | ERC_REST | Texas | San Patricio | 155 | 1999 | 9999 |  |  |  | 0.030815 | Default Emission Factor
Ingleside Cogeneration | 55313_G_STG | 55313 | G | STG |  | Fossil Waste | ERC_REST | Texas | San Patricio | 150 | 1999 | 9999 |  |  |  | 0.028605 | Default Emission Factor
Fore River Generating Station | 55317_G_GT11 | 55317 | G | GT11 | 4488 | Combined Cycle | NENGREST | Massachusetts | Norfolk | 228.8 | 2003 | 9999 | 2019 | 5.416 | 3064132 | 0.004823 | NEI 2019
Fore River Generating Station | 55317_G_GT12 | 55317 | G | GT12 | 4489 | Combined Cycle | NENGREST | Massachusetts | Norfolk | 228.1 | 2003 | 9999 | 2019 | 5.2013 | 1339052 | 0.004823 | NEI 2019
Fore River Generating Station | 55317_G_ST15 | 55317 | G | ST15 | 4488 | Combined Cycle | NENGREST | Massachusetts | Norfolk | 269.1 | 2003 | 9999 |  |  |  | 0.004823 | NEI 2019
Wise County Power LLC | 55320_G_GT1 | 55320 | G | GT1 | 8524 | Combined Cycle | ERC_REST | Texas | Wise | 225 | 2004 | 9999 | 2019 | 16.3358 | 1976173 | 0.016751 | NEI 2019
Wise County Power LLC | 55320_G_GT2 | 55320 | G | GT2 | 8526 | Combined Cycle | ERC_REST | Texas | Wise | 225 | 2004 | 9999 | 2019 | 7.4604 | 864961 | 0.016751 | NEI 2019
Wise County Power LLC | 55320_G_ST1 | 55320 | G | ST1 | 8524 | Combined Cycle | ERC_REST | Texas | Wise | 230 | 2004 | 9999 |  |  |  | 0.016751 | NEI 2019
Chuck Lenzie Generating Station | 55322_G_CTG1 | 55322 | G | CTG1 | 9006 | Combined Cycle | WECC_SNV | Nevada | Clark | 165 | 2006 | 9999 | 2019 | 42.0163 | 1119202 | 0.047371 | NEI 2019
Chuck Lenzie Generating Station | 55322_G_CTG2 | 55322 | G | CTG2 | 9007 | Combined Cycle | WECC_SNV | Nevada | Clark | 165 | 2006 | 9999 | 2019 | 42.1746 | 1140947 | 0.047371 | NEI 2019
Chuck Lenzie Generating Station | 55322_G_CTG3 | 55322 | G | CTG3 | 9008 | Combined Cycle | WECC_SNV | Nevada | Clark | 165 | 2006 | 9999 | 2019 | 35.4472 | 963286 | 0.047509 | NEI 2019
Chuck Lenzie Generating Station | 55322_G_CTG4 | 55322 | G | CTG4 | 9009 | Combined Cycle | WECC_SNV | Nevada | Clark | 165 | 2006 | 9999 | 2019 | 36.3967 | 952163 | 0.047509 | NEI 2019
Chuck Lenzie Generating Station | 55322_G_ST1 | 55322 | G | ST1 | 9006 | Combined Cycle | WECC_SNV | Nevada | Clark | 255 | 2006 | 9999 |  |  |  | 0.047371 | NEI 2019
Chuck Lenzie Generating Station | 55322_G_ST2 | 55322 | G | ST2 | 9008 | Combined Cycle | WECC_SNV | Nevada | Clark | 255 | 2006 | 9999 |  |  |  | 0.047509 | NEI 2019
Baytown Energy Center | 55327_G_CTG1 | 55327 | G | CTG1 | 4097 | Combined Cycle | ERC_REST | Texas | Chambers | 165 | 2002 | 9999 | 2019 | 8.92 | 1040515 | 0.016612 | NEI 2019
Baytown Energy Center | 55327_G_CTG2 | 55327 | G | CTG2 | 4098 | Combined Cycle | ERC_REST | Texas | Chambers | 165 | 2002 | 9999 | 2019 | 11.86 | 1103577 | 0.016612 | NEI 2019
Baytown Energy Center | 55327_G_CTG3 | 55327 | G | CTG3 | 4099 | Combined Cycle | ERC_REST | Texas | Chambers | 165 | 2002 | 9999 | 2019 | 18.44 | 1188183 | 0.016612 | NEI 2019
Baytown Energy Center | 55327_G_STG1 | 55327 | G | STG1 | 4097 | Combined Cycle | ERC_REST | Texas | Chambers | 275 | 2002 | 9999 |  |  |  | 0.016612 | NEI 2019
Hermiston Power Partnership | 55328_G_CTG1 | 55328 | G | CTG1 | 4493 | Combined Cycle | WECC_PNW | Oregon | Umatilla | 184 | 2002 | 9999 |  |  |  | 0.030815 | Default Emission Factor
Hermiston Power Partnership | 55328_G_CTG2 | 55328 | G | CTG2 | 4494 | Combined Cycle | WECC_PNW | Oregon | Umatilla | 184 | 2002 | 9999 |  |  |  | 0.030815 | Default Emission Factor
Hermiston Power Partnership | 55328_G_STG1 | 55328 | G | STG1 | 4493 | Combined Cycle | WECC_PNW | Oregon | Umatilla | 247 | 2002 | 9999 |  |  |  | 0.030815 | Default Emission Factor
Washington County Power LLC | 55332_G_1 | 55332 | G | 1 | 4503 | Combustion Turbine | S_SOU | Georgia | Washington | 151 | 2003 | 9999 |  |  |  | 0.088964 | Default Emission Factor
Washington County Power LLC | 55332_G_2 | 55332 | G | 2 | 4504 | Combustion Turbine | S_SOU | Georgia | Washington | 157.9 | 2003 | 9999 |  |  |  | 0.088964 | Default Emission Factor
Washington County Power LLC | 55332_G_3 | 55332 | G | 3 | 4505 | Combustion Turbine | S_SOU | Georgia | Washington | 150 | 2003 | 9999 |  |  |  | 0.088964 | Default Emission Factor
Washington County Power LLC | 55332_G_4 | 55332 | G | 4 | 4506 | Combustion Turbine | S_SOU | Georgia | Washington | 156.6 | 2003 | 9999 |  |  |  | 0.088964 | Default Emission Factor
Delta Energy Center | 55333_G_CTG1 | 55333 | G | CTG1 | 3739 | Combined Cycle | WEC_CALN | California | Contra Costa | 176 | 2002 | 9999 | 2017 | 8.463 | 102810 | 0.021919 | NEI 2019
Delta Energy Center | 55333_G_CTG2 | 55333 | G | CTG2 | 3740 | Combined Cycle | WEC_CALN | California | Contra Costa | 165 | 2002 | 9999 | 2019 | 7.7345 | 722222 | 0.021919 | NEI 2019
Delta Energy Center | 55333_G_CTG3 | 55333 | G | CTG3 | 3741 | Combined Cycle | WEC_CALN | California | Contra Costa | 165 | 2002 | 9999 | 2017 | 8.4013 | 141326 | 0.021919 | NEI 2019
Delta Energy Center | 55333_G_STG1 | 55333 | G | STG1 | 3739 | Combined Cycle | WEC_CALN | California | Contra Costa | 263.1 | 2002 | 9999 |  |  |  | 0.021919 | NEI 2019
Holland Energy Facility | 55334_G_CTG1 | 55334 | G | CTG1 | 4508 | Combined Cycle | MIS_IL | Illinois | Shelby | 151.7 | 2002 | 2045 |  |  |  | 0.030815 | Default Emission Factor
Holland Energy Facility | 55334_G_CTG2 | 55334 | G | CTG2 | 4509 | Combined Cycle | MIS_IL | Illinois | Shelby | 146.2 | 2002 | 2045 |  |  |  | 0.030815 | Default Emission Factor
Holland Energy Facility | 55334_G_STG1 | 55334 | G | STG1 | 4508 | Combined Cycle | MIS_IL | Illinois | Shelby | 326.4 | 2002 | 2045 |  |  |  | 0.030815 | Default Emission Factor
Ironwood LLC | 55337_G_CT1 | 55337 | G | CT1 | 88084 | Combined Cycle | PJM_WMAC | Pennsylvania | Lebanon | 238.7 | 2001 | 9999 | 2019 | 14.21 | 1655480 | 0.01209 | NEI 2019
Ironwood LLC | 55337_G_CT2 | 55337 | G | CT2 | 88085 | Combined Cycle | PJM_WMAC | Pennsylvania | Lebanon | 241.7 | 2001 | 9999 | 2019 | 15.07 | 1570946 | 0.01209 | NEI 2019
Ironwood LLC | 55337_G_ST4 | 55337 | G | ST4 | 88084 | Combined Cycle | PJM_WMAC | Pennsylvania | Lebanon | 219.7 | 2001 | 9999 |  |  |  | 0.01209 | NEI 2019
Dell Power Station | 55340_G_CTG1 | 55340 | G | CTG1 | 4517 | Combined Cycle | S_D_AECI | Arkansas | Mississippi | 147 | 2007 | 9999 |  |  |  | 0.00409 | NEI 2019
Dell Power Station | 55340_G_CTG2 | 55340 | G | CTG2 | 4518 | Combined Cycle | S_D_AECI | Arkansas | Mississippi | 148 | 2007 | 9999 | 2019 | 6.6033 | 2024048 | 0.00409 | NEI 2019
Dell Power Station | 55340_G_STG | 55340 | G | STG | 4517 | Combined Cycle | S_D_AECI | Arkansas | Mississippi | 151 | 2007 | 9999 |  |  |  | 0.00409 | NEI 2019
Luna Energy Facility | 55343_G_CTG1 | 55343 | G | CTG1 | 4521 | Combined Cycle | WECC_NM | New Mexico | Luna | 150.5 | 2006 | 9999 | 2019 | 43.43 | 897985 | 0.065427 | NEI 2019
Luna Energy Facility | 55343_G_CTG2 | 55343 | G | CTG2 | 4522 | Combined Cycle | WECC_NM | New Mexico | Luna | 150.5 | 2006 | 9999 | 2019 | 42.87 | 863052 | 0.065427 | NEI 2019
Luna Energy Facility | 55343_G_STG1 | 55343 | G | STG1 | 4521 | Combined Cycle | WECC_NM | New Mexico | Luna | 258 | 2006 | 9999 |  |  |  | 0.065427 | NEI 2019
Otay Mesa Generating Project | 55345_G_1-01 | 55345 | G | 1-01 | 4523 | Combined Cycle | WEC_SDGE | California | San Diego | 152.8 | 2009 | 9999 |  |  |  | 0.030815 | Default Emission Factor
Otay Mesa Generating Project | 55345_G_1-02 | 55345 | G | 1-02 | 4524 | Combined Cycle | WEC_SDGE | California | San Diego | 152.8 | 2009 | 9999 |  |  |  | 0.030815 | Default Emission Factor
Otay Mesa Generating Project | 55345_G_1-03 | 55345 | G | 1-03 | 4523 | Combined Cycle | WEC_SDGE | California | San Diego | 265.4 | 2009 | 9999 |  |  |  | 0.030815 | Default Emission Factor
Armstrong | 55347_G_1 | 55347 | G | 1 | 4531 | Combustion Turbine | PJM_AP | Pennsylvania | Armstrong | 168.4 | 2002 | 9999 |  |  |  | 0.088964 | Default Emission Factor
Armstrong | 55347_G_2 | 55347 | G | 2 | 4532 | Combustion Turbine | PJM_AP | Pennsylvania | Armstrong | 163.6 | 2002 | 9999 |  |  |  | 0.088964 | Default Emission Factor
Armstrong | 55347_G_3 | 55347 | G | 3 | 4533 | Combustion Turbine | PJM_AP | Pennsylvania | Armstrong | 169 | 2002 | 9999 |  |  |  | 0.088964 | Default Emission Factor
Armstrong | 55347_G_4 | 55347 | G | 4 | 4534 | Combustion Turbine | PJM_AP | Pennsylvania | Armstrong | 169.7 | 2002 | 9999 |  |  |  | 0.088964 | Default Emission Factor
Troy Energy LLC | 55348_G_1 | 55348 | G | 1 | 4535 | Combustion Turbine | PJM_ATSI | Ohio | Wood | 178.5 | 2002 | 9999 |  |  |  | 0.088964 | Default Emission Factor
Troy Energy LLC | 55348_G_2 | 55348 | G | 2 | 4536 | Combustion Turbine | PJM_ATSI | Ohio | Wood | 173.1 | 2002 | 9999 |  |  |  | 0.088964 | Default Emission Factor
Troy Energy LLC | 55348_G_3 | 55348 | G | 3 | 4537 | Combustion Turbine | PJM_ATSI | Ohio | Wood | 173.4 | 2002 | 9999 |  |  |  | 0.088964 | Default Emission Factor
Troy Energy LLC | 55348_G_4 | 55348 | G | 4 | 4538 | Combustion Turbine | PJM_ATSI | Ohio | Wood | 176.1 | 2002 | 9999 |  |  |  | 0.088964 | Default Emission Factor
Pleasants Energy LLC | 55349_G_1 | 55349 | G | 1 | 4539 | Combustion Turbine | PJM_AP | West Virginia | Pleasants | 171.7 | 2002 | 9999 |  |  |  | 0.088964 | Default Emission Factor
Pleasants Energy LLC | 55349_G_2 | 55349 | G | 2 | 4540 | Combustion Turbine | PJM_AP | West Virginia | Pleasants | 171.7 | 2002 | 9999 |  |  |  | 0.088964 | Default Emission Factor
Dresden Energy Facility | 55350_G_1 | 55350 | G | 1 | 8528 | Combined Cycle | PJM_West | Ohio | Muskingum | 158.3 | 2012 | 9999 | 2019 | 11.29 | 3039413 | 0.006911 | NEI 2019
Dresden Energy Facility | 55350_G_2 | 55350 | G | 2 | 8528 | Combined Cycle | PJM_West | Ohio | Muskingum | 158.3 | 2012 | 9999 | 2019 | 4.12 | 1420459 | 0.006911 | NEI 2019
Dresden Energy Facility | 55350_G_3 | 55350 | G | 3 | 8528 | Combined Cycle | PJM_West | Ohio | Muskingum | 223.4 | 2012 | 9999 |  |  |  | 0.006911 | NEI 2019
Jack Fusco Energy Center | 55357_G_CTG1 | 55357 | G | CTG1 | 4543 | Combined Cycle | ERC_REST | Texas | Fort Bend | 166 | 2003 | 9999 | 2019 | 0.004 | 710572 | 0.001618 | NEI 2019
Jack Fusco Energy Center | 55357_G_CTG2 | 55357 | G | CTG2 | 4544 | Combined Cycle | ERC_REST | Texas | Fort Bend | 166 | 2003 | 9999 | 2019 | 1.89 | 730381 | 0.001618 | NEI 2019
Jack Fusco Energy Center | 55357_G_STG1 | 55357 | G | STG1 | 4543 | Combined Cycle | ERC_REST | Texas | Fort Bend | 193 | 2003 | 9999 |  |  |  | 0.001618 | NEI 2019
Cottonwood Energy Project | 55358_G_CT1 | 55358 | G | CT1 | 4545 | Combined Cycle | MIS_WOTA | Texas | Newton | 163.7 | 2003 | 9999 | 2019 | 5.3717 | 1832772 | 0.005862 | NEI 2019
Cottonwood Energy Project | 55358_G_CT2 | 55358 | G | CT2 | 4546 | Combined Cycle | MIS_WOTA | Texas | Newton | 163.7 | 2003 | 9999 | 2019 | 4.1553 | 1807724 | 0.004597 | NEI 2019
Cottonwood Energy Project | 55358_G_CT3 | 55358 | G | CT3 | 4547 | Combined Cycle | MIS_WOTA | Texas | Newton | 163.7 | 2003 | 9999 | 2019 | 1.1362 | 1898139 | 0.001197 | NEI 2019
Cottonwood Energy Project | 55358_G_CT4 | 55358 | G | CT4 | 4548 | Combined Cycle | MIS_WOTA | Texas | Newton | 163.7 | 2003 | 9999 | 2019 | 5.0066 | 1707978 | 0.005863 | NEI 2019
Cottonwood Energy Project | 55358_G_ST1 | 55358 | G | ST1 | 4545 | Combined Cycle | MIS_WOTA | Texas | Newton | 131.3 | 2003 | 9999 |  |  |  | 0.005862 | NEI 2019
Cottonwood Energy Project | 55358_G_ST2 | 55358 | G | ST2 | 4546 | Combined Cycle | MIS_WOTA | Texas | Newton | 131.3 | 2003 | 9999 |  |  |  | 0.004597 | NEI 2019
Cottonwood Energy Project | 55358_G_ST3 | 55358 | G | ST3 | 4547 | Combined Cycle | MIS_WOTA | Texas | Newton | 131.3 | 2003 | 9999 |  |  |  | 0.001197 | NEI 2019
Cottonwood Energy Project | 55358_G_ST4 | 55358 | G | ST4 | 4548 | Combined Cycle | MIS_WOTA | Texas | Newton | 131.3 | 2003 | 9999 |  |  |  | 0.005863 | NEI 2019
Sugar Creek Power | 55364_G_CT01 | 55364 | G | CT01 | 4555 | Combined Cycle | MIS_INKY | Indiana | Vigo | 164.4 | 2002 | 9999 |  |  |  | 0.011194 | NEI 2019
Sugar Creek Power | 55364_G_CT02 | 55364 | G | CT02 | 4556 | Combined Cycle | MIS_INKY | Indiana | Vigo | 166.6 | 2002 | 9999 | 2019 | 20.8043 | 3717060 | 0.011194 | NEI 2019
Sugar Creek Power | 55364_G_ST1 | 55364 | G | ST1 | 4555 | Combined Cycle | MIS_INKY | Indiana | Vigo | 218 | 2003 | 9999 |  |  |  | 0.011194 | NEI 2019
Exelon LaPorte Generating Station | 55365_G_GT1 | 55365 | G | GT1 | 4559 | Combustion Turbine | ERC_REST | Texas | Harris | 38 | 2001 | 9999 |  |  |  | 0.088964 | Default Emission Factor
Exelon LaPorte Generating Station | 55365_G_GT2 | 55365 | G | GT2 | 4560 | Combustion Turbine | ERC_REST | Texas | Harris | 38 | 2001 | 9999 |  |  |  | 0.088964 | Default Emission Factor
Exelon LaPorte Generating Station | 55365_G_GT3 | 55365 | G | GT3 | 4561 | Combustion Turbine | ERC_REST | Texas | Harris | 38 | 2001 | 9999 |  |  |  | 0.088964 | Default Emission Factor
Exelon LaPorte Generating Station | 55365_G_GT4 | 55365 | G | GT4 | 4562 | Combustion Turbine | ERC_REST | Texas | Harris | 38 | 2001 | 9999 |  |  |  | 0.088964 | Default Emission Factor
Harquahala Generating Project | 55372_G_CTG1 | 55372 | G | CTG1 | 8536 | Combined Cycle | WECC_AZ | Arizona | Maricopa | 239.9 | 2004 | 9999 |  |  |  | 0.030815 | Default Emission Factor
Harquahala Generating Project | 55372_G_CTG2 | 55372 | G | CTG2 | 8538 | Combined Cycle | WECC_AZ | Arizona | Maricopa | 226.6 | 2004 | 9999 |  |  |  | 0.030815 | Default Emission Factor
Harquahala Generating Project | 55372_G_CTG3 | 55372 | G | CTG3 | 8540 | Combined Cycle | WECC_AZ | Arizona | Maricopa | 226.2 | 2004 | 9999 |  |  |  | 0.030815 | Default Emission Factor
Harquahala Generating Project | 55372_G_STG1 | 55372 | G | STG1 | 8536 | Combined Cycle | WECC_AZ | Arizona | Maricopa | 119.8 | 2004 | 9999 |  |  |  | 0.030815 | Default Emission Factor
Harquahala Generating Project | 55372_G_STG2 | 55372 | G | STG2 | 8538 | Combined Cycle | WECC_AZ | Arizona | Maricopa | 114.9 | 2004 | 9999 |  |  |  | 0.030815 | Default Emission Factor
Harquahala Generating Project | 55372_G_STG3 | 55372 | G | STG3 | 8540 | Combined Cycle | WECC_AZ | Arizona | Maricopa | 115.5 | 2004 | 9999 |  |  |  | 0.030815 | Default Emission Factor
Astoria Energy | 55375_G_CT1 | 55375 | G | CT1 | 4581 | Combined Cycle | NY_Z_J | New York | Queens | 156 | 2006 | 9999 |  |  |  | 0.030815 | Default Emission Factor
Astoria Energy | 55375_G_CT2 | 55375 | G | CT2 | 4582 | Combined Cycle | NY_Z_J | New York | Queens | 156 | 2006 | 9999 |  |  |  | 0.030815 | Default Emission Factor
Astoria Energy | 55375_G_ST1 | 55375 | G | ST1 | 4581 | Combined Cycle | NY_Z_J | New York | Queens | 228 | 2006 | 9999 |  |  |  | 0.030815 | Default Emission Factor
Gans | 55377_G_UNT8 | 55377 | G | UNT8 | 4585 | Combustion Turbine | PJM_AP | Pennsylvania | FAYETTE | 44 | 2000 | 9999 |  |  |  | 0.088964 | Default Emission Factor
Gans | 55377_G_UNT9 | 55377 | G | UNT9 | 4586 | Combustion Turbine | PJM_AP | Pennsylvania | FAYETTE | 44 | 2000 | 9999 |  |  |  | 0.088964 | Default Emission Factor
Union Power Station | 55380_G_CTG1 | 55380 | G | CTG1 | 4590 | Combined Cycle | MIS_AR | Arkansas | Union | 147.1 | 2003 | 9999 |  |  |  | 0.030815 | Default Emission Factor
Union Power Station | 55380_G_CTG2 | 55380 | G | CTG2 | 4592 | Combined Cycle | MIS_AR | Arkansas | Union | 147.1 | 2003 | 9999 |  |  |  | 0.030815 | Default Emission Factor
Union Power Station | 55380_G_CTG3 | 55380 | G | CTG3 | 4593 | Combined Cycle | MIS_AR | Arkansas | Union | 144.5 | 2003 | 9999 |  |  |  | 0.030815 | Default Emission Factor
Union Power Station | 55380_G_CTG4 | 55380 | G | CTG4 | 4594 | Combined Cycle | MIS_AR | Arkansas | Union | 144.5 | 2003 | 9999 |  |  |  | 0.030815 | Default Emission Factor
Union Power Station | 55380_G_CTG5 | 55380 | G | CTG5 | 4595 | Combined Cycle | MIS_AR | Arkansas | Union | 145.7 | 2003 | 9999 |  |  |  | 0.030815 | Default Emission Factor
Union Power Station | 55380_G_CTG6 | 55380 | G | CTG6 | 4596 | Combined Cycle | MIS_AR | Arkansas | Union | 145.7 | 2003 | 9999 |  |  |  | 0.030815 | Default Emission Factor
Union Power Station | 55380_G_CTG7 | 55380 | G | CTG7 | 4597 | Combined Cycle | MIS_AR | Arkansas | Union | 145.1 | 2003 | 9999 |  |  |  | 0.050323 | NEI 2019
Union Power Station | 55380_G_CTG8 | 55380 | G | CTG8 | 4598 | Combined Cycle | MIS_AR | Arkansas | Union | 145.1 | 2003 | 9999 | 2019 | 72.58 | 11267495 | 0.050323 | NEI 2019
Union Power Station | 55380_G_STG1 | 55380 | G | STG1 | 4590 | Combined Cycle | MIS_AR | Arkansas | Union | 213.1 | 2003 | 9999 |  |  |  | 0.030815 | Default Emission Factor
Union Power Station | 55380_G_STG2 | 55380 | G | STG2 | 4593 | Combined Cycle | MIS_AR | Arkansas | Union | 209.4 | 2003 | 9999 |  |  |  | 0.030815 | Default Emission Factor
Union Power Station | 55380_G_STG3 | 55380 | G | STG3 | 4595 | Combined Cycle | MIS_AR | Arkansas | Union | 211.1 | 2003 | 9999 |  |  |  | 0.030815 | Default Emission Factor
Union Power Station | 55380_G_STG4 | 55380 | G | STG4 | 4597 | Combined Cycle | MIS_AR | Arkansas | Union | 210.3 | 2003 | 9999 |  |  |  | 0.050323 | NEI 2019
Commonwealth Chesapeake | 55381_G_UNT1 | 55381 | G | UNT1 | 4600 | Combustion Turbine | PJM_EMAC | Virginia | Accomack | 46.3 | 2000 | 9999 |  |  |  | 0.12949 | Default Emission Factor
Commonwealth Chesapeake | 55381_G_UNT2 | 55381 | G | UNT2 | 4601 | Combustion Turbine | PJM_EMAC | Virginia | Accomack | 46.8 | 2000 | 9999 |  |  |  | 0.12949 | Default Emission Factor
Commonwealth Chesapeake | 55381_G_UNT3 | 55381 | G | UNT3 | 4602 | Combustion Turbine | PJM_EMAC | Virginia | Accomack | 46 | 2000 | 9999 |  |  |  | 0.12949 | Default Emission Factor
Commonwealth Chesapeake | 55381_G_UNT4 | 55381 | G | UNT4 | 4603 | Combustion Turbine | PJM_EMAC | Virginia | Accomack | 44.6 | 2001 | 9999 |  |  |  | 0.12949 | Default Emission Factor
Commonwealth Chesapeake | 55381_G_UNT5 | 55381 | G | UNT5 | 4604 | Combustion Turbine | PJM_EMAC | Virginia | Accomack | 46.1 | 2001 | 9999 |  |  |  | 0.12949 | Default Emission Factor
Commonwealth Chesapeake | 55381_G_UNT6 | 55381 | G | UNT6 | 4605 | Combustion Turbine | PJM_EMAC | Virginia | Accomack | 45 | 2001 | 9999 |  |  |  | 0.12949 | Default Emission Factor
Commonwealth Chesapeake | 55381_G_UNT7 | 55381 | G | UNT7 | 4606 | Combustion Turbine | PJM_EMAC | Virginia | Accomack | 45.7 | 2001 | 9999 |  |  |  | 0.12949 | Default Emission Factor
Thomas A Smith Energy Facility | 55382_G_1GT1 | 55382 | G | 1GT1 | 4607 | Combined Cycle | S_SOU | Georgia | Murray | 210 | 2002 | 9999 | 2019 | 74.7 | 914894 | 0.10029 | NEI 2019
Thomas A Smith Energy Facility | 55382_G_1GT2 | 55382 | G | 1GT2 | 4608 | Combined Cycle | S_SOU | Georgia | Murray | 210 | 2002 | 9999 | 2019 | 72.8 | 891529 | 0.10029 | NEI 2019
Thomas A Smith Energy Facility | 55382_G_1STG | 55382 | G | 1STG | 4607 | Combined Cycle | S_SOU | Georgia | Murray | 210 | 2002 | 9999 |  |  |  | 0.10029 | NEI 2019
Thomas A Smith Energy Facility | 55382_G_2GT1 | 55382 | G | 2GT1 | 4609 | Combined Cycle | S_SOU | Georgia | Murray | 210 | 2002 | 9999 | 2019 | 85.8 | 1015922 | 0.10051 | NEI 2019
Thomas A Smith Energy Facility | 55382_G_2GT2 | 55382 | G | 2GT2 | 4610 | Combined Cycle | S_SOU | Georgia | Murray | 210 | 2002 | 9999 | 2019 | 84.3 | 996536 | 0.10051 | NEI 2019
Thomas A Smith Energy Facility | 55382_G_2STG | 55382 | G | 2STG | 4609 | Combined Cycle | S_SOU | Georgia | Murray | 210 | 2002 | 9999 |  |  |  | 0.10051 | NEI 2019
Columbia Energy Center (SC) | 55386_G_CT1 | 55386 | G | CT1 | 4636 | Combined Cycle | S_VACA | South Carolina | Calhoun | 151.5 | 2004 | 9999 | 2019 | 14.347 | 1059101 | 0.017549 | NEI 2019
Columbia Energy Center (SC) | 55386_G_CT2 | 55386 | G | CT2 | 4637 | Combined Cycle | S_VACA | South Carolina | Calhoun | 151.5 | 2004 | 9999 | 2019 | 14.1797 | 1030127 | 0.017549 | NEI 2019
Columbia Energy Center (SC) | 55386_G_ST1 | 55386 | G | ST1 | 4636 | Combined Cycle | S_VACA | South Carolina | Calhoun | 240 | 2004 | 9999 |  |  |  | 0.017549 | NEI 2019
RockGen Energy Center | 55391_G_01 | 55391 | G | 01 | 4652 | Combustion Turbine | MIS_WUMS | Wisconsin | Dane | 163 | 2001 | 9999 |  |  |  | 0.088964 | Default Emission Factor
RockGen Energy Center | 55391_G_02 | 55391 | G | 02 | 4653 | Combustion Turbine | MIS_WUMS | Wisconsin | Dane | 163 | 2001 | 9999 |  |  |  | 0.088964 | Default Emission Factor
RockGen Energy Center | 55391_G_03 | 55391 | G | 03 | 4654 | Combustion Turbine | MIS_WUMS | Wisconsin | Dane | 163 | 2001 | 9999 |  |  |  | 0.088964 | Default Emission Factor
Zion Energy Center | 55392_G_CTG1 | 55392 | G | CTG1 | 4660 | Combustion Turbine | PJM_COMD | Illinois | Lake | 152 | 2002 | 2045 |  |  |  | 0.088964 | Default Emission Factor
Zion Energy Center | 55392_G_CTG2 | 55392 | G | CTG2 | 4661 | Combustion Turbine | PJM_COMD | Illinois | Lake | 152 | 2002 | 2045 |  |  |  | 0.088964 | Default Emission Factor
Zion Energy Center | 55392_G_CTG3 | 55392 | G | CTG3 | 4662 | Combustion Turbine | PJM_COMD | Illinois | Lake | 152 | 2003 | 2045 |  |  |  | 0.088964 | Default Emission Factor
Metcalf Energy Center | 55393_G_CTG1 | 55393 | G | CTG1 | 4665 | Combined Cycle | WEC_CALN | California | Santa Clara | 172 | 2005 | 9999 | 2017 | 13.8124 | 1438875 | 0.022772 | NEI 2019
Metcalf Energy Center | 55393_G_CTG2 | 55393 | G | CTG2 | 4666 | Combined Cycle | WEC_CALN | California | Santa Clara | 172 | 2005 | 9999 | 2019 | 13.707 | 793035 | 0.022772 | NEI 2019
Metcalf Energy Center | 55393_G_STG1 | 55393 | G | STG1 | 4665 | Combined Cycle | WEC_CALN | California | Santa Clara | 202.1 | 2005 | 9999 |  |  |  | 0.022772 | NEI 2019
Crossroads Energy Center | 55395_G_CT01 | 55395 | G | CT01 | 9056 | Combustion Turbine | MIS_MS | Mississippi | Coahoma | 77 | 2002 | 9999 |  |  |  | 0.088964 | Default Emission Factor
Crossroads Energy Center | 55395_G_CT02 | 55395 | G | CT02 | 9057 | Combustion Turbine | MIS_MS | Mississippi | Coahoma | 77 | 2002 | 9999 |  |  |  | 0.088964 | Default Emission Factor
Crossroads Energy Center | 55395_G_CT03 | 55395 | G | CT03 | 9058 | Combustion Turbine | MIS_MS | Mississippi | Coahoma | 77 | 2002 | 9999 |  |  |  | 0.088964 | Default Emission Factor
Crossroads Energy Center | 55395_G_CT04 | 55395 | G | CT04 | 9059 | Combustion Turbine | MIS_MS | Mississippi | Coahoma | 77 | 2002 | 9999 |  |  |  | 0.088964 | Default Emission Factor
Washington Energy Facility | 55397_G_CT1 | 55397 | G | CT1 | 9212 | Combined Cycle | PJM_West | Ohio | Washington | 179 | 2002 | 9999 | 2019 | 100.6 | 1533309 | 0.07952 | NEI 2019
Washington Energy Facility | 55397_G_CT2 | 55397 | G | CT2 | 9213 | Combined Cycle | PJM_West | Ohio | Washington | 179 | 2002 | 9999 | 2019 | 100.6 | 1529888 | 0.07952 | NEI 2019
Washington Energy Facility | 55397_G_ST1 | 55397 | G | ST1 | 9212 | Combined Cycle | PJM_West | Ohio | Washington | 303 | 2002 | 9999 |  |  |  | 0.07952 | NEI 2019
Elk Hills Power LLC | 55400_G_CTG1 | 55400 | G | CTG1 | 88308 | Combined Cycle | WEC_CALN | California | Kern | 156 | 2003 | 9999 | 2017 | 29.1614 | 1222878 | 0.035501 | NEI 2019
Elk Hills Power LLC | 55400_G_CTG2 | 55400 | G | CTG2 | 88309 | Combined Cycle | WEC_CALN | California | Kern | 156 | 2003 | 9999 | 2019 | 38.9334 | 1206220 | 0.035501 | NEI 2019
Elk Hills Power LLC | 55400_G_STG | 55400 | G | STG | 88308 | Combined Cycle | WEC_CALN | California | Kern | 213 | 2003 | 9999 |  |  |  | 0.035501 | NEI 2019
Rolling Hills Generating | 55401_G_CT1 | 55401 | G | CT1 | 4669 | Combustion Turbine | PJM_West | Ohio | Vinton | 166.5 | 2003 | 9999 |  |  |  | 0.088964 | Default Emission Factor
Rolling Hills Generating | 55401_G_CT2 | 55401 | G | CT2 | 4670 | Combustion Turbine | PJM_West | Ohio | Vinton | 165.6 | 2003 | 9999 |  |  |  | 0.088964 | Default Emission Factor
Rolling Hills Generating | 55401_G_CT3 | 55401 | G | CT3 | 4671 | Combustion Turbine | PJM_West | Ohio | Vinton | 169.6 | 2003 | 9999 |  |  |  | 0.088964 | Default Emission Factor
Rolling Hills Generating | 55401_G_CT4 | 55401 | G | CT4 | 4672 | Combustion Turbine | PJM_West | Ohio | Vinton | 165.5 | 2003 | 9999 |  |  |  | 0.088964 | Default Emission Factor
Rolling Hills Generating | 55401_G_CT5 | 55401 | G | CT5 | 4673 | Combustion Turbine | PJM_West | Ohio | Vinton | 168.2 | 2003 | 9999 |  |  |  | 0.088964 | Default Emission Factor
Renaissance Power Plant | 55402_G_CT1 | 55402 | G | CT1 | 4674 | Combustion Turbine | MIS_LMI | Michigan | Montcalm | 163 | 2002 | 9999 |  |  |  | 0.088964 | Default Emission Factor
Renaissance Power Plant | 55402_G_CT2 | 55402 | G | CT2 | 4675 | Combustion Turbine | MIS_LMI | Michigan | Montcalm | 163 | 2002 | 9999 |  |  |  | 0.088964 | Default Emission Factor
Renaissance Power Plant | 55402_G_CT3 | 55402 | G | CT3 | 4676 | Combustion Turbine | MIS_LMI | Michigan | Montcalm | 163 | 2002 | 9999 |  |  |  | 0.088964 | Default Emission Factor
Renaissance Power Plant | 55402_G_CT4 | 55402 | G | CT4 | 4677 | Combustion Turbine | MIS_LMI | Michigan | Montcalm | 163 | 2002 | 9999 |  |  |  | 0.088964 | Default Emission Factor
Carville Energy LLC | 55404_G_CTG1 | 55404 | G | CTG1 | 4678 | Combined Cycle | MIS_LA | Louisiana | Iberville | 170 | 2003 | 9999 | 2019 | 46.4972 | 1295270 | 0.0528 | NEI 2019
Carville Energy LLC | 55404_G_CTG2 | 55404 | G | CTG2 | 4679 | Combined Cycle | MIS_LA | Louisiana | Iberville | 170 | 2003 | 9999 | 2019 | 31.9219 | 861690 | 0.0528 | NEI 2019
Carville Energy LLC | 55404_G_STG | 55404 | G | STG | 4678 | Combined Cycle | MIS_LA | Louisiana | Iberville | 181 | 2003 | 9999 |  |  |  | 0.0528 | NEI 2019
Athens Generating Plant | 55405_G_CT1 | 55405 | G | CT1 | 8542 | Combined Cycle | NY_Z_F | New York | Greene | 224.1 | 2004 | 9999 | 2019 | 9.3655 | 1149826 | 0.01629 | NEI 2019
Athens Generating Plant | 55405_G_CT2 | 55405 | G | CT2 | 8544 | Combined Cycle | NY_Z_F | New York | Greene | 222.6 | 2004 | 9999 | 2019 | 1.0655 | 574943 | 0.003706 | NEI 2019
Athens Generating Plant | 55405_G_CT3 | 55405 | G | CT3 | 8546 | Combined Cycle | NY_Z_F | New York | Greene | 222.7 | 2003 | 9999 | 2019 | 5.512 | 1192378 | 0.009245 | NEI 2019
Athens Generating Plant | 55405_G_ST1 | 55405 | G | ST1 | 8542 | Combined Cycle | NY_Z_F | New York | Greene | 106.9 | 2004 | 9999 |  |  |  | 0.01629 | NEI 2019
Athens Generating Plant | 55405_G_ST2 | 55405 | G | ST2 | 8544 | Combined Cycle | NY_Z_F | New York | Greene | 106.2 | 2004 | 9999 |  |  |  | 0.003706 | NEI 2019
Athens Generating Plant | 55405_G_ST3 | 55405 | G | ST3 | 8546 | Combined Cycle | NY_Z_F | New York | Greene | 106.3 | 2004 | 9999 |  |  |  | 0.009245 | NEI 2019
Effingham County Power Project | 55406_G_STG | 55406 | G | STG | 4680 | Combined Cycle | S_SOU | Georgia | Effingham | 176 | 2003 | 9999 |  |  |  | 0.046782 | NEI 2019
Effingham County Power Project | 55406_G_UNT1 | 55406 | G | UNT1 | 4680 | Combined Cycle | S_SOU | Georgia | Effingham | 169 | 2003 | 9999 | 2019 | 26.3153 | 723394 | 0.046782 | NEI 2019
Effingham County Power Project | 55406_G_UNT2 | 55406 | G | UNT2 | 4681 | Combined Cycle | S_SOU | Georgia | Effingham | 164 | 2003 | 9999 | 2019 | 23.6249 | 653005 | 0.046782 | NEI 2019
Calhoun Energy Center | 55409_G_CAL1 | 55409 | G | CAL1 | 4688 | Combustion Turbine | S_SOU | Alabama | Calhoun | 158 | 2003 | 9999 |  |  |  | 0.088964 | Default Emission Factor
Calhoun Energy Center | 55409_G_CAL2 | 55409 | G | CAL2 | 4689 | Combustion Turbine | S_SOU | Alabama | Calhoun | 158 | 2003 | 9999 |  |  |  | 0.088964 | Default Emission Factor
Calhoun Energy Center | 55409_G_CAL3 | 55409 | G | CAL3 | 4690 | Combustion Turbine | S_SOU | Alabama | Calhoun | 158 | 2003 | 9999 |  |  |  | 0.088964 | Default Emission Factor
Calhoun Energy Center | 55409_G_CAL4 | 55409 | G | CAL4 | 4691 | Combustion Turbine | S_SOU | Alabama | Calhoun | 158 | 2003 | 9999 |  |  |  | 0.088964 | Default Emission Factor
Hillabee Energy Center | 55411_G_HEC1 | 55411 | G | HEC1 | 4695 | Combined Cycle | S_SOU | Alabama | Tallapoosa | 234.4 | 2010 | 9999 | 2019 | 32.43 | 3461224 | 0.026081 | NEI 2019
Hillabee Energy Center | 55411_G_HEC2 | 55411 | G | HEC2 | 4696 | Combined Cycle | S_SOU | Alabama | Tallapoosa | 234.4 | 2010 | 9999 | 2019 | 33.23 | 1573949 | 0.026081 | NEI 2019
Hillabee Energy Center | 55411_G_HECS | 55411 | G | HECS | 4695 | Combined Cycle | S_SOU | Alabama | Tallapoosa | 283.9 | 2010 | 9999 |  |  |  | 0.026081 | NEI 2019
Osprey Energy Center Power Plant | 55412_G_OEC1 | 55412 | G | OEC1 | 8548 | Combined Cycle | FRCC | Florida | Polk | 171 | 2004 | 9999 | 2019 | 4.25 | 1669678 | 0.00719 | NEI 2019
Osprey Energy Center Power Plant | 55412_G_OEC2 | 55412 | G | OEC2 | 8550 | Combined Cycle | FRCC | Florida | Polk | 180 | 2004 | 9999 | 2019 | 3.71 | 544474 | 0.00719 | NEI 2019
Osprey Energy Center Power Plant | 55412_G_OECS | 55412 | G | OECS | 8548 | Combined Cycle | FRCC | Florida | Polk | 231 | 2004 | 9999 |  |  |  | 0.00719 | NEI 2019
Shady Hills Generating Station | 55414_G_G101 | 55414 | G | G101 | 4697 | Combustion Turbine | FRCC | Florida | Pasco | 154.4 | 2002 | 9999 | 2019 | 2.909 | 84324.0007 | 0.068997 | NEI 2019
Shady Hills Generating Station | 55414_G_G201 | 55414 | G | G201 | 4698 | Combustion Turbine | FRCC | Florida | Pasco | 154.4 | 2002 | 9999 | 2019 | 3.2156 | 84324.0007 | 0.076268 | NEI 2019
Shady Hills Generating Station | 55414_G_G301 | 55414 | G | G301 | 4699 | Combustion Turbine | FRCC | Florida | Pasco | 154.4 | 2002 | 9999 | 2019 | 2.3206 | 84324.0007 | 0.05504 | NEI 2019
Vandolah Power Station | 55415_G_G101 | 55415 | G | G101 | 4700 | Combustion Turbine | FRCC | Florida | Hardee | 165.5 | 2002 | 9999 |  |  |  | 0.088964 | Default Emission Factor
Vandolah Power Station | 55415_G_G201 | 55415 | G | G201 | 4701 | Combustion Turbine | FRCC | Florida | Hardee | 165.5 | 2002 | 9999 |  |  |  | 0.088964 | Default Emission Factor
Vandolah Power Station | 55415_G_G301 | 55415 | G | G301 | 4702 | Combustion Turbine | FRCC | Florida | Hardee | 165.5 | 2002 | 9999 |  |  |  | 0.088964 | Default Emission Factor
Vandolah Power Station | 55415_G_G401 | 55415 | G | G401 | 4703 | Combustion Turbine | FRCC | Florida | Hardee | 165.5 | 2002 | 9999 |  |  |  | 0.088964 | Default Emission Factor
Raccoon Creek Energy Center | 55417_G_CT01 | 55417 | G | CT01 | 9216 | Combustion Turbine | MIS_IL | Illinois | Clay | 75 | 2002 | 2045 |  |  |  | 0.088964 | Default Emission Factor
Raccoon Creek Energy Center | 55417_G_CT02 | 55417 | G | CT02 | 9217 | Combustion Turbine | MIS_IL | Illinois | Clay | 75 | 2002 | 2045 |  |  |  | 0.088964 | Default Emission Factor
Raccoon Creek Energy Center | 55417_G_CT03 | 55417 | G | CT03 | 9218 | Combustion Turbine | MIS_IL | Illinois | Clay | 75 | 2002 | 2045 |  |  |  | 0.088964 | Default Emission Factor
Raccoon Creek Energy Center | 55417_G_CT04 | 55417 | G | CT04 | 9219 | Combustion Turbine | MIS_IL | Illinois | Clay | 75 | 2002 | 2045 |  |  |  | 0.088964 | Default Emission Factor
Hot Spring Generating Facility | 55418_G_CT1 | 55418 | G | CT1 | 4705 | Combined Cycle | MIS_AR | Arkansas | Hot Spring | 168.4 | 2002 | 9999 | 2019 | 2.5518 | 827537 | 0.003472 | NEI 2019
Hot Spring Generating Facility | 55418_G_CT2 | 55418 | G | CT2 | 4706 | Combined Cycle | MIS_AR | Arkansas | Hot Spring | 168.4 | 2002 | 9999 | 2019 | 2.5484 | 868460 | 0.003472 | NEI 2019
Hot Spring Generating Facility | 55418_G_ST1 | 55418 | G | ST1 | 4706 | Combined Cycle | MIS_AR | Arkansas | Hot Spring | 268.4 | 2002 | 9999 |  |  |  | 0.003472 | NEI 2019
Plaquemine Cogeneration Plant | 55419_G_G500 | 55419 | G | G500 | 4709 | Combined Cycle | MIS_AMSO | Louisiana | Iberville | 151 | 2004 | 9999 | 2019 | 153.81 | 1530041 | 0.23056 | NEI 2019
Plaquemine Cogeneration Plant | 55419_G_G600 | 55419 | G | G600 | 4710 | Combined Cycle | MIS_AMSO | Louisiana | Iberville | 151 | 2004 | 9999 | 2019 | 152.064 | 1269676 | 0.23056 | NEI 2019
Plaquemine Cogeneration Plant | 55419_G_G700 | 55419 | G | G700 | 4711 | Combined Cycle | MIS_AMSO | Louisiana | Iberville | 151 | 2004 | 9999 | 2019 | 152.82 | 1247304 | 0.23056 | NEI 2019
Plaquemine Cogeneration Plant | 55419_G_G800 | 55419 | G | G800 | 4712 | Combined Cycle | MIS_AMSO | Louisiana | Iberville | 151 | 2004 | 9999 | 2019 | 157.122 | 1294848 | 0.23056 | NEI 2019
Plaquemine Cogeneration Plant | 55419_G_ST5 | 55419 | G | ST5 | 4709 | Combined Cycle | MIS_AMSO | Louisiana | Iberville | 189 | 2004 | 9999 |  |  |  | 0.23056 | NEI 2019
Bayou Cove Peaking Power | 55433_G_0001 | 55433 | G | 0001 | 8562 | Combustion Turbine | MIS_WOTA | Louisiana | Acadia | 72 | 2002 | 9999 |  |  |  | 0.088964 | Default Emission Factor
Bayou Cove Peaking Power | 55433_G_0002 | 55433 | G | 0002 | 8564 | Combustion Turbine | MIS_WOTA | Louisiana | Acadia | 72 | 2002 | 9999 |  |  |  | 0.088964 | Default Emission Factor
Bayou Cove Peaking Power | 55433_G_0003 | 55433 | G | 0003 | 8566 | Combustion Turbine | MIS_WOTA | Louisiana | Acadia | 72 | 2002 | 9999 |  |  |  | 0.088964 | Default Emission Factor
Bayou Cove Peaking Power | 55433_G_0004 | 55433 | G | 0004 | 8568 | Combustion Turbine | MIS_WOTA | Louisiana | Acadia | 72 | 2002 | 9999 |  |  |  | 0.088964 | Default Emission Factor
Elgin Energy Center LLC | 55438_G_CT01 | 55438 | G | CT01 | 4751 | Combustion Turbine | PJM_COMD | Illinois | Kane | 124.8 | 2002 | 2045 |  |  |  | 0.088964 | Default Emission Factor
Elgin Energy Center LLC | 55438_G_CT02 | 55438 | G | CT02 | 4752 | Combustion Turbine | PJM_COMD | Illinois | Kane | 122.9 | 2002 | 2045 |  |  |  | 0.088964 | Default Emission Factor
Elgin Energy Center LLC | 55438_G_CT03 | 55438 | G | CT03 | 4753 | Combustion Turbine | PJM_COMD | Illinois | Kane | 123.5 | 2002 | 2045 |  |  |  | 0.088964 | Default Emission Factor
Elgin Energy Center LLC | 55438_G_CT04 | 55438 | G | CT04 | 4754 | Combustion Turbine | PJM_COMD | Illinois | Kane | 123.8 | 2002 | 2045 |  |  |  | 0.088964 | Default Emission Factor
Tenaska Virginia Generating Station | 55439_G_CTG1 | 55439 | G | CTG1 | 4755 | Combined Cycle | PJM_Dom | Virginia | Fluvanna | 171.9 | 2004 | 9999 | 2019 | 3.2742 | 3507200 | 0.002787 | NEI 2019
Tenaska Virginia Generating Station | 55439_G_CTG2 | 55439 | G | CTG2 | 4756 | Combined Cycle | PJM_Dom | Virginia | Fluvanna | 177.8 | 2004 | 9999 | 2019 | 3.4858 | 1212524 | 0.002787 | NEI 2019
Tenaska Virginia Generating Station | 55439_G_CTG3 | 55439 | G | CTG3 | 4757 | Combined Cycle | PJM_Dom | Virginia | Fluvanna | 181.2 | 2004 | 9999 | 2019 | 1.515 | 1218306 | 0.002787 | NEI 2019
Tenaska Virginia Generating Station | 55439_G_STG1 | 55439 | G | STG1 | 4755 | Combined Cycle | PJM_Dom | Virginia | Fluvanna | 402.1 | 2004 | 9999 |  |  |  | 0.002787 | NEI 2019
Tenaska Central Alabama Generating Stn | 55440_G_CTG1 | 55440 | G | CTG1 | 4758 | Combined Cycle | S_SOU | Alabama | Autauga | 170.4 | 2003 | 9999 | 2019 | 3.26 | 939996 | 0.006402 | NEI 2019
Tenaska Central Alabama Generating Stn | 55440_G_CTG2 | 55440 | G | CTG2 | 4759 | Combined Cycle | S_SOU | Alabama | Autauga | 175.8 | 2003 | 9999 | 2019 | 5.99 | 944611 | 0.006402 | NEI 2019
Tenaska Central Alabama Generating Stn | 55440_G_CTG3 | 55440 | G | CTG3 | 4760 | Combined Cycle | S_SOU | Alabama | Autauga | 171.4 | 2003 | 9999 | 2019 | 6.22 | 964991 | 0.006402 | NEI 2019
Tenaska Central Alabama Generating Stn | 55440_G_ST1 | 55440 | G | ST1 | 4758 | Combined Cycle | S_SOU | Alabama | Autauga | 399.4 | 2003 | 9999 |  |  |  | 0.006402 | NEI 2019
Columbia Energy Center | 55447_G_CT01 | 55447 | G | CT01 | 4780 | Combustion Turbine | MIS_MO | Missouri | Boone | 35 | 2001 | 9999 |  |  |  | 0.088964 | Default Emission Factor
Columbia Energy Center | 55447_G_CT02 | 55447 | G | CT02 | 4781 | Combustion Turbine | MIS_MO | Missouri | Boone | 35 | 2001 | 9999 |  |  |  | 0.088964 | Default Emission Factor
Columbia Energy Center | 55447_G_CT03 | 55447 | G | CT03 | 4782 | Combustion Turbine | MIS_MO | Missouri | Boone | 35 | 2001 | 9999 |  |  |  | 0.088964 | Default Emission Factor
Columbia Energy Center | 55447_G_CT04 | 55447 | G | CT04 | 4783 | Combustion Turbine | MIS_MO | Missouri | Boone | 35 | 2001 | 9999 |  |  |  | 0.088964 | Default Emission Factor
Magnolia Power Plant | 55451_G_CTG1 | 55451 | G | CTG1 | 4784 | Combined Cycle | S_C_TVA | Mississippi | Benton | 156 | 2003 | 9999 |  |  |  | 0.030815 | Default Emission Factor
Magnolia Power Plant | 55451_G_CTG2 | 55451 | G | CTG2 | 4785 | Combined Cycle | S_C_TVA | Mississippi | Benton | 156 | 2003 | 9999 |  |  |  | 0.030815 | Default Emission Factor
Magnolia Power Plant | 55451_G_CTG3 | 55451 | G | CTG3 | 4786 | Combined Cycle | S_C_TVA | Mississippi | Benton | 156 | 2003 | 9999 |  |  |  | 0.030815 | Default Emission Factor
Magnolia Power Plant | 55451_G_STG1 | 55451 | G | STG1 | 4784 | Combined Cycle | S_C_TVA | Mississippi | Benton | 150 | 2003 | 9999 |  |  |  | 0.030815 | Default Emission Factor
Magnolia Power Plant | 55451_G_STG2 | 55451 | G | STG2 | 4785 | Combined Cycle | S_C_TVA | Mississippi | Benton | 150 | 2003 | 9999 |  |  |  | 0.030815 | Default Emission Factor
Magnolia Power Plant | 55451_G_STG3 | 55451 | G | STG3 | 4786 | Combined Cycle | S_C_TVA | Mississippi | Benton | 150 | 2003 | 9999 |  |  |  | 0.030815 | Default Emission Factor
Fountain Valley Power Facility | 55453_G_S1 | 55453 | G | S1 | 4790 | Combustion Turbine | WECC_CO | Colorado | El Paso | 39 | 2001 | 9999 | 2019 | 0.39885 | 7795.6667 | 0.10233 | NEI 2019
Fountain Valley Power Facility | 55453_G_S2 | 55453 | G | S2 | 4791 | Combustion Turbine | WECC_CO | Colorado | El Paso | 39 | 2001 | 9999 | 2019 | 0.21077 | 7795.6667 | 0.054074 | NEI 2019
Fountain Valley Power Facility | 55453_G_S3 | 55453 | G | S3 | 4792 | Combustion Turbine | WECC_CO | Colorado | El Paso | 39 | 2001 | 9999 | 2019 | 0.40751 | 7795.6667 | 0.10455 | NEI 2019
Fountain Valley Power Facility | 55453_G_S4 | 55453 | G | S4 | 4793 | Combustion Turbine | WECC_CO | Colorado | El Paso | 39 | 2001 | 9999 | 2019 | 0.17833 | 7795.6667 | 0.04575 | NEI 2019
Fountain Valley Power Facility | 55453_G_S5 | 55453 | G | S5 | 4794 | Combustion Turbine | WECC_CO | Colorado | El Paso | 39 | 2001 | 9999 | 2019 | 0.34061 | 7795.6667 | 0.087383 | NEI 2019
Fountain Valley Power Facility | 55453_G_S6 | 55453 | G | S6 | 4795 | Combustion Turbine | WECC_CO | Colorado | El Paso | 39 | 2001 | 9999 | 2019 | 0.19335 | 7795.6667 | 0.049604 | NEI 2019
Red Hawk | 55455_G_CT1A | 55455 | G | CT1A | 4796 | Combined Cycle | WECC_AZ | Arizona | Maricopa | 148 | 2002 | 9999 | 2019 | 10.789 | 803465 | 0.018134 | NEI 2019
Red Hawk | 55455_G_CT1B | 55455 | G | CT1B | 4797 | Combined Cycle | WECC_AZ | Arizona | Maricopa | 148 | 2002 | 9999 | 2019 | 11.5235 | 1657416 | 0.018134 | NEI 2019
Red Hawk | 55455_G_CT2A | 55455 | G | CT2A | 4799 | Combined Cycle | WECC_AZ | Arizona | Maricopa | 148 | 2002 | 9999 | 2019 | 4.892 | 727584 | 0.007589 | NEI 2019
Red Hawk | 55455_G_CT2B | 55455 | G | CT2B | 4800 | Combined Cycle | WECC_AZ | Arizona | Maricopa | 148 | 2002 | 9999 | 2019 | 3.4155 | 1461761 | 0.007589 | NEI 2019
Red Hawk | 55455_G_ST1 | 55455 | G | ST1 | 4796 | Combined Cycle | WECC_AZ | Arizona | Maricopa | 171 | 2002 | 9999 |  |  |  | 0.018134 | NEI 2019
Red Hawk | 55455_G_ST2 | 55455 | G | ST2 | 4799 | Combined Cycle | WECC_AZ | Arizona | Maricopa | 171 | 2002 | 9999 |  |  |  | 0.007589 | NEI 2019
McClain Energy Facility | 55457_G_CT1 | 55457 | G | CT1 | 4808 | Combined Cycle | SPP_WEST | Oklahoma | McClain | 157.8 | 2001 | 9999 | 2019 | 32.2894 | 961159 | 0.043296 | NEI 2019
McClain Energy Facility | 55457_G_CT2 | 55457 | G | CT2 | 4809 | Combined Cycle | SPP_WEST | Oklahoma | McClain | 157.7 | 2001 | 9999 | 2019 | 31.7119 | 947016 | 0.043296 | NEI 2019
McClain Energy Facility | 55457_G_ST1 | 55457 | G | ST1 | 4808 | Combined Cycle | SPP_WEST | Oklahoma | McClain | 171.5 | 2001 | 9999 |  |  |  | 0.043296 | NEI 2019
Redbud Power Plant | 55463_G_CT01 | 55463 | G | CT01 | 4817 | Combined Cycle | SPP_WEST | Oklahoma | Oklahoma | 167.6 | 2004 | 9999 | 2019 | 0.60286 | 1507452 | 0.0008 | NEI 2019
Redbud Power Plant | 55463_G_CT02 | 55463 | G | CT02 | 4818 | Combined Cycle | SPP_WEST | Oklahoma | Oklahoma | 167.6 | 2004 | 9999 |  |  |  | 0.030815 | Default Emission Factor
Redbud Power Plant | 55463_G_CT03 | 55463 | G | CT03 | 4819 | Combined Cycle | SPP_WEST | Oklahoma | Oklahoma | 166.5 | 2004 | 9999 | 2019 | 0.78343 | 1646431 | 0.000952 | NEI 2019
Redbud Power Plant | 55463_G_CT04 | 55463 | G | CT04 | 4820 | Combined Cycle | SPP_WEST | Oklahoma | Oklahoma | 167 | 2004 | 9999 | 2017 | 0.62577 | 1197319 | 0.001045 | NEI 2019
Redbud Power Plant | 55463_G_ST01 | 55463 | G | ST01 | 4817 | Combined Cycle | SPP_WEST | Oklahoma | Oklahoma | 134.4 | 2004 | 9999 |  |  |  | 0.0008 | NEI 2019
Redbud Power Plant | 55463_G_ST02 | 55463 | G | ST02 | 4818 | Combined Cycle | SPP_WEST | Oklahoma | Oklahoma | 134.4 | 2004 | 9999 |  |  |  | 0.030815 | Default Emission Factor
Redbud Power Plant | 55463_G_ST03 | 55463 | G | ST03 | 4819 | Combined Cycle | SPP_WEST | Oklahoma | Oklahoma | 133.5 | 2004 | 9999 |  |  |  | 0.000952 | NEI 2019
Redbud Power Plant | 55463_G_ST04 | 55463 | G | ST04 | 4820 | Combined Cycle | SPP_WEST | Oklahoma | Oklahoma | 134 | 2004 | 9999 |  |  |  | 0.001045 | NEI 2019
Deer Park Energy Center | 55464_G_CTG1 | 55464 | G | CTG1 | 4821 | Combined Cycle | ERC_REST | Texas | Harris | 169.8 | 2003 | 9999 | 2019 | 21.9108 | 874400 | 0.022564 | NEI 2019
Deer Park Energy Center | 55464_G_CTG2 | 55464 | G | CTG2 | 4822 | Combined Cycle | ERC_REST | Texas | Harris | 169.8 | 2003 | 9999 | 2019 | 22.3385 | 1158763 | 0.022564 | NEI 2019
Deer Park Energy Center | 55464_G_CTG3 | 55464 | G | CTG3 | 4823 | Combined Cycle | ERC_REST | Texas | Harris | 169.8 | 2004 | 9999 | 2019 | 11.2545 | 1224271 | 0.022564 | NEI 2019
Deer Park Energy Center | 55464_G_CTG4 | 55464 | G | CTG4 | 4824 | Combined Cycle | ERC_REST | Texas | Harris | 169.8 | 2004 | 9999 | 2019 | 10.2871 | 1296237 | 0.022564 | NEI 2019
Deer Park Energy Center | 55464_G_CTG6 | 55464 | G | CTG6 | 90258 | Combined Cycle | ERC_REST | Texas | Harris | 154.8 | 2014 | 9999 | 2019 | 11.0348 | 1215350 | 0.022564 | NEI 2019
Deer Park Energy Center | 55464_G_STG1 | 55464 | G | STG1 | 4821 | Combined Cycle | ERC_REST | Texas | Harris | 282 | 2004 | 9999 |  |  |  | 0.022564 | NEI 2019
Ouachita | 55467_G_CTG1 | 55467 | G | CTG1 | 4829 | Combined Cycle | MIS_LA | Louisiana | Ouachita | 144.7 | 2002 | 9999 | 2019 | 58.6721 | 1247990 | 0.094027 | NEI 2019
Ouachita | 55467_G_CTG2 | 55467 | G | CTG2 | 4830 | Combined Cycle | MIS_LA | Louisiana | Ouachita | 147.9 | 2002 | 9999 | 2019 | 53.7148 | 1137847 | 0.094415 | NEI 2019
Ouachita | 55467_G_CTG3 | 55467 | G | CTG3 | 4831 | Combined Cycle | MIS_LA | Louisiana | Ouachita | 145.6 | 2002 | 9999 | 2019 | 57.5333 | 1209626 | 0.095126 | NEI 2019
Ouachita | 55467_G_STG1 | 55467 | G | STG1 | 4829 | Combined Cycle | MIS_LA | Louisiana | Ouachita | 98.5 | 2002 | 9999 |  |  |  | 0.094027 | NEI 2019
Ouachita | 55467_G_STG2 | 55467 | G | STG2 | 4830 | Combined Cycle | MIS_LA | Louisiana | Ouachita | 100.7 | 2002 | 9999 |  |  |  | 0.094415 | NEI 2019
Ouachita | 55467_G_STG3 | 55467 | G | STG3 | 4831 | Combined Cycle | MIS_LA | Louisiana | Ouachita | 99 | 2002 | 9999 |  |  |  | 0.095126 | NEI 2019
Green Power 2 | 55470_G_ST1 | 55470 | G | ST1 | 4843 | Combined Cycle | ERC_REST | Texas | Galveston | 75 | 2003 | 9999 |  |  |  | 0.03209 | NEI 2019
Green Power 2 | 55470_G_ST805 | 55470 | G | ST805 | 4843 | Combined Cycle | ERC_REST | Texas | Galveston | 75 | 2009 | 9999 |  |  |  | 0.030815 | Default Emission Factor
Green Power 2 | 55470_G_TR1 | 55470 | G | TR1 | 4843 | Combined Cycle | ERC_REST | Texas | Galveston | 158 | 2003 | 9999 | 2019 | 25.1321 | 1548965 | 0.03209 | NEI 2019
Green Power 2 | 55470_G_TR2 | 55470 | G | TR2 | 4844 | Combined Cycle | ERC_REST | Texas | Galveston | 158 | 2003 | 9999 | 2019 | 15.072 | 1054817 | 0.03209 | NEI 2019
Green Power 2 | 55470_G_TR3 | 55470 | G | TR3 | 4845 | Combined Cycle | ERC_REST | Texas | Galveston | 158 | 2003 | 9999 | 2019 | 20.6837 | 1325918 | 0.03209 | NEI 2019
Neil Simpson Gas Turbine #2 | 55477_G_GT2 | 55477 | G | GT2 | 4849 | Combustion Turbine | WECC_WY | Wyoming | Campbell | 34 | 2001 | 9999 |  |  |  | 0.088964 | Default Emission Factor
Lange Gas Turbines | 55478_G_0001 | 55478 | G | 0001 | 4850 | Combustion Turbine | WECC_WY | South Dakota | Pennington | 34 | 2002 | 9999 |  |  |  | 0.088964 | Default Emission Factor
Forney Energy Center | 55480_G_ST1 | 55480 | G | ST1 | 4853 | Combined Cycle | ERC_REST | Texas | Kaufman | 408 | 2003 | 9999 |  |  |  | 0.046431 | NEI 2019
Forney Energy Center | 55480_G_ST2 | 55480 | G | ST2 | 4856 | Combined Cycle | ERC_REST | Texas | Kaufman | 408 | 2003 | 9999 |  |  |  | 0.045404 | NEI 2019
Forney Energy Center | 55480_G_U1 | 55480 | G | U1 | 4853 | Combined Cycle | ERC_REST | Texas | Kaufman | 167 | 2003 | 9999 | 2019 | 34.7311 | 953625 | 0.046431 | NEI 2019
Forney Energy Center | 55480_G_U2 | 55480 | G | U2 | 4854 | Combined Cycle | ERC_REST | Texas | Kaufman | 159 | 2003 | 9999 | 2019 | 34.7556 | 880108 | 0.046431 | NEI 2019
Forney Energy Center | 55480_G_U3 | 55480 | G | U3 | 4855 | Combined Cycle | ERC_REST | Texas | Kaufman | 159 | 2003 | 9999 | 2019 | 34.3091 | 870955 | 0.046431 | NEI 2019
Forney Energy Center | 55480_G_U4 | 55480 | G | U4 | 4856 | Combined Cycle | ERC_REST | Texas | Kaufman | 167 | 2003 | 9999 | 2019 | 45.828 | 1230871 | 0.045404 | NEI 2019
Forney Energy Center | 55480_G_U5 | 55480 | G | U5 | 4857 | Combined Cycle | ERC_REST | Texas | Kaufman | 159 | 2003 | 9999 | 2019 | 45.8808 | 1191078 | 0.045404 | NEI 2019
Forney Energy Center | 55480_G_U6 | 55480 | G | U6 | 4858 | Combined Cycle | ERC_REST | Texas | Kaufman | 159 | 2003 | 9999 | 2019 | 45.7693 | 1181698 | 0.045404 | NEI 2019
Mesquite Generating Station Block 2 | 55481_G_GT3 | 55481 | G | GT3 | 4861 | Combined Cycle | WECC_AZ | Arizona | Maricopa | 153 | 2003 | 9999 | 2019 | 18.2404 | 2446643 | 0.024602 | NEI 2019
Mesquite Generating Station Block 2 | 55481_G_GT4 | 55481 | G | GT4 | 4862 | Combined Cycle | WECC_AZ | Arizona | Maricopa | 153 | 2003 | 9999 | 2019 | 23.7632 | 968058 | 0.024602 | NEI 2019
Mesquite Generating Station Block 2 | 55481_G_ST2 | 55481 | G | ST2 | 4861 | Combined Cycle | WECC_AZ | Arizona | Maricopa | 289 | 2003 | 9999 |  |  |  | 0.024602 | NEI 2019
Goldendale Generating Station | 55482_G_G1 | 55482 | G | G1 | 4863 | Combined Cycle | WECC_PNW | Washington | Klickitat | 153.1 | 2004 | 9999 |  |  |  | 0.006824 | NEI 2019
Goldendale Generating Station | 55482_G_G2 | 55482 | G | G2 | 4863 | Combined Cycle | WECC_PNW | Washington | Klickitat | 110.6 | 2004 | 9999 | 2019 | 6.5 | 1905173 | 0.006824 | NEI 2019
Blackburn Landfill Co-Generation | 55488_G_BB1 | 55488 | G | BB1 |  | Landfill Gas | S_VACA | North Carolina | Catawba | 1 | 1999 | 9999 |  |  |  | 0.056969 | Default Emission Factor
Blackburn Landfill Co-Generation | 55488_G_BB2 | 55488 | G | BB2 |  | Landfill Gas | S_VACA | North Carolina | Catawba | 1 | 1999 | 9999 |  |  |  | 0.056969 | Default Emission Factor
Blackburn Landfill Co-Generation | 55488_G_BB3 | 55488 | G | BB3 |  | Landfill Gas | S_VACA | North Carolina | Catawba | 0.9 | 2002 | 9999 |  |  |  | 0.056969 | Default Emission Factor
Goose Creek Energy Center | 55496_G_CT01 | 55496 | G | CT01 | 10123 | Combustion Turbine | MIS_IL | Illinois | Piatt | 72 | 2003 | 2045 |  |  |  | 0.088964 | Default Emission Factor
Goose Creek Energy Center | 55496_G_CT02 | 55496 | G | CT02 | 10124 | Combustion Turbine | MIS_IL | Illinois | Piatt | 72 | 2003 | 2045 |  |  |  | 0.088964 | Default Emission Factor
Goose Creek Energy Center | 55496_G_CT03 | 55496 | G | CT03 | 10125 | Combustion Turbine | MIS_IL | Illinois | Piatt | 72 | 2003 | 2045 |  |  |  | 0.088964 | Default Emission Factor
Goose Creek Energy Center | 55496_G_CT04 | 55496 | G | CT04 | 10126 | Combustion Turbine | MIS_IL | Illinois | Piatt | 72 | 2003 | 2045 |  |  |  | 0.088964 | Default Emission Factor
Goose Creek Energy Center | 55496_G_CT05 | 55496 | G | CT05 | 10127 | Combustion Turbine | MIS_IL | Illinois | Piatt | 72 | 2003 | 2045 |  |  |  | 0.088964 | Default Emission Factor
Goose Creek Energy Center | 55496_G_CT06 | 55496 | G | CT06 | 10128 | Combustion Turbine | MIS_IL | Illinois | Piatt | 72 | 2003 | 2045 |  |  |  | 0.088964 | Default Emission Factor
CalPeak Power Vaca Dixon Peaker Plant | 55499_G_CPP1 | 55499 | G | CPP1 | 4893 | Combustion Turbine | WEC_CALN | California | Solano | 48 | 2002 | 9999 |  |  |  | 0.088964 | Default Emission Factor
Kiamichi Energy Facility | 55501_G_CTG1 | 55501 | G | CTG1 | 4899 | Combined Cycle | SPP_KIAM | Oklahoma | Pittsburg | 142.2 | 2003 | 9999 | 2019 | 34.5364 | 854656 | 0.046917 | NEI 2019
Kiamichi Energy Facility | 55501_G_CTG2 | 55501 | G | CTG2 | 4900 | Combined Cycle | SPP_KIAM | Oklahoma | Pittsburg | 144.9 | 2003 | 9999 | 2019 | 34.9162 | 833714 | 0.047433 | NEI 2019
Kiamichi Energy Facility | 55501_G_CTG3 | 55501 | G | CTG3 | 4901 | Combined Cycle | SPP_KIAM | Oklahoma | Pittsburg | 142.9 | 2003 | 9999 | 2019 | 28.9264 | 769761 | 0.047433 | NEI 2019
Kiamichi Energy Facility | 55501_G_CTG4 | 55501 | G | CTG4 | 4902 | Combined Cycle | SPP_KIAM | Oklahoma | Pittsburg | 141.4 | 2003 | 9999 | 2019 | 31.3576 | 709410 | 0.046917 | NEI 2019
Kiamichi Energy Facility | 55501_G_STG1 | 55501 | G | STG1 | 4899 | Combined Cycle | SPP_KIAM | Oklahoma | Pittsburg | 302.4 | 2003 | 9999 |  |  |  | 0.046917 | NEI 2019
Kiamichi Energy Facility | 55501_G_STG2 | 55501 | G | STG2 | 4901 | Combined Cycle | SPP_KIAM | Oklahoma | Pittsburg | 304.6 | 2003 | 9999 |  |  |  | 0.047433 | NEI 2019
Lawrenceburg Power, LLC | 55502_G_0100 | 55502 | G | 0100 | 8612 | Combined Cycle | PJM_West | Indiana | Dearborn | 258 | 2004 | 9999 |  |  |  | 0.009263 | NEI 2019
Lawrenceburg Power, LLC | 55502_G_0200 | 55502 | G | 0200 | 8616 | Combined Cycle | PJM_West | Indiana | Dearborn | 246 | 2004 | 9999 |  |  |  | 0.012088 | NEI 2019
Lawrenceburg Power, LLC | 55502_G_1100 | 55502 | G | 1100 | 8612 | Combined Cycle | PJM_West | Indiana | Dearborn | 166 | 2004 | 9999 | 2017 | 9 | 2357610 | 0.009263 | NEI 2019
Lawrenceburg Power, LLC | 55502_G_1200 | 55502 | G | 1200 | 8614 | Combined Cycle | PJM_West | Indiana | Dearborn | 171 | 2004 | 9999 | 2019 | 9.21 | 1362623 | 0.009263 | NEI 2019
Lawrenceburg Power, LLC | 55502_G_2100 | 55502 | G | 2100 | 8616 | Combined Cycle | PJM_West | Indiana | Dearborn | 166 | 2004 | 9999 | 2019 | 12.46 | 2509441 | 0.012088 | NEI 2019
Lawrenceburg Power, LLC | 55502_G_2200 | 55502 | G | 2200 | 8618 | Combined Cycle | PJM_West | Indiana | Dearborn | 166 | 2004 | 9999 | 2019 | 9.82 | 1176862 | 0.012088 | NEI 2019
Waterford Power, LLC | 55503_G_CTG1 | 55503 | G | CTG1 | 8620 | Combined Cycle | PJM_West | Ohio | Washington | 168 | 2003 | 9999 | 2019 | 2.94 | 1319306 | 0.002769 | NEI 2019
Waterford Power, LLC | 55503_G_CTG2 | 55503 | G | CTG2 | 8622 | Combined Cycle | PJM_West | Ohio | Washington | 168 | 2003 | 9999 | 2019 | 2.79 | 1323354 | 0.002769 | NEI 2019
Waterford Power, LLC | 55503_G_CTG3 | 55503 | G | CTG3 | 8624 | Combined Cycle | PJM_West | Ohio | Washington | 168 | 2003 | 9999 | 2019 | 2.66 | 1210869 | 0.002769 | NEI 2019
Waterford Power, LLC | 55503_G_ST1 | 55503 | G | ST1 | 8620 | Combined Cycle | PJM_West | Ohio | Washington | 362 | 2003 | 9999 |  |  |  | 0.002769 | NEI 2019
Limon Generating Station | 55504_G_L1 | 55504 | G | L1 | 4903 | Combustion Turbine | WECC_CO | Colorado | Lincoln | 67 | 2002 | 9999 |  |  |  | 0.088964 | Default Emission Factor
Limon Generating Station | 55504_G_L2 | 55504 | G | L2 | 4904 | Combustion Turbine | WECC_CO | Colorado | Lincoln | 67 | 2002 | 9999 |  |  |  | 0.088964 | Default Emission Factor
Frank Knutson | 55505_G_BR1 | 55505 | G | BR1 | 4905 | Combustion Turbine | WECC_CO | Colorado | Adams | 67 | 2002 | 9999 |  |  |  | 0.088964 | Default Emission Factor
Frank Knutson | 55505_G_BR2 | 55505 | G | BR2 | 4906 | Combustion Turbine | WECC_CO | Colorado | Adams | 67 | 2002 | 9999 |  |  |  | 0.088964 | Default Emission Factor
CalPeak Power Panoche Peaker Plant | 55508_G_CPP2 | 55508 | G | CPP2 | 4913 | Combustion Turbine | WEC_CALN | California | Fresno | 48 | 2001 | 9999 | 2017 | 0.18227 | 15571 | 0.023412 | NEI 2019
CalPeak Power Border Peaker Plant | 55510_G_CPP4 | 55510 | G | CPP4 | 4917 | Combustion Turbine | WEC_SDGE | California | San Diego | 48 | 2001 | 9999 |  |  |  | 0.088964 | Default Emission Factor
Cuyamaca Peak Energy Plant | 55512_G_CPP6 | 55512 | G | CPP6 | 4921 | Combustion Turbine | WEC_SDGE | California | San Diego | 48.7 | 2002 | 9999 |  |  |  | 0.088964 | Default Emission Factor
CalPeak Power Enterprise Peaker Plant | 55513_G_CPP7 | 55513 | G | CPP7 | 4923 | Combustion Turbine | WEC_SDGE | California | San Diego | 48 | 2001 | 9999 |  |  |  | 0.088964 | Default Emission Factor
Apex Generating Station | 55514_G_CTG1 | 55514 | G | CTG1 | 4925 | Combined Cycle | WECC_SNV | Nevada | Clark | 164.6 | 2003 | 9999 | 2019 | 3.6 | 1362884 | 0.004552 | NEI 2019
Apex Generating Station | 55514_G_CTG2 | 55514 | G | CTG2 | 4926 | Combined Cycle | WECC_SNV | Nevada | Clark | 164.6 | 2003 | 9999 | 2019 | 1.2 | 746178 | 0.004552 | NEI 2019
Apex Generating Station | 55514_G_STG1 | 55514 | G | STG1 | 4925 | Combined Cycle | WECC_SNV | Nevada | Clark | 195.2 | 2003 | 9999 |  |  |  | 0.004552 | NEI 2019
Fayette Energy Facility | 55516_G_CTG1 | 55516 | G | CTG1 | 10129 | Combined Cycle | PJM_AP | Pennsylvania | Fayette | 174 | 2003 | 9999 | 2019 | 27.1 | 1484503 | 0.017708 | NEI 2019
Fayette Energy Facility | 55516_G_CTG2 | 55516 | G | CTG2 | 10130 | Combined Cycle | PJM_AP | Pennsylvania | Fayette | 174 | 2003 | 9999 | 2019 | 17.59 | 1490982 | 0.017708 | NEI 2019
Fayette Energy Facility | 55516_G_STG1 | 55516 | G | STG1 | 10129 | Combined Cycle | PJM_AP | Pennsylvania | Fayette | 314 | 2003 | 9999 |  |  |  | 0.017708 | NEI 2019
Wallingford Energy | 55517_G_CTG1 | 55517 | G | CTG1 | 4927 | Combustion Turbine | NENG_CT | Connecticut | New Haven | 42.3 | 2001 | 9999 | 2019 | 0.275 | 14830.1134 | 0.037087 | NEI 2019
Wallingford Energy | 55517_G_CTG2 | 55517 | G | CTG2 | 4928 | Combustion Turbine | NENG_CT | Connecticut | New Haven | 42.3 | 2001 | 9999 | 2019 | 0.271 | 14830.1134 | 0.036547 | NEI 2019
Wallingford Energy | 55517_G_CTG3 | 55517 | G | CTG3 | 4929 | Combustion Turbine | NENG_CT | Connecticut | New Haven | 42.3 | 2001 | 9999 | 2019 | 0.29 | 14830.1134 | 0.03911 | NEI 2019
Wallingford Energy | 55517_G_CTG4 | 55517 | G | CTG4 | 4930 | Combustion Turbine | NENG_CT | Connecticut | New Haven | 42.3 | 2001 | 9999 | 2019 | 0.25 | 14830.1134 | 0.033715 | NEI 2019
Wallingford Energy | 55517_G_CTG5 | 55517 | G | CTG5 | 4931 | Combustion Turbine | NENG_CT | Connecticut | New Haven | 42.3 | 2001 | 9999 | 2019 | 0.19 | 14830.1134 | 0.025624 | NEI 2019
Wallingford Energy | 55517_G_CTG6 | 55517 | G | CTG6 | 91275 | Combustion Turbine | NENG_CT | Connecticut | New Haven | 45 | 2018 | 9999 | 2019 | 0.1202 | 15776.7164 | 0.015238 | NEI 2019
Wallingford Energy | 55517_G_CTG7 | 55517 | G | CTG7 | 91276 | Combustion Turbine | NENG_CT | Connecticut | New Haven | 45 | 2018 | 9999 | 2019 | 0.1309 | 15776.7164 | 0.016594 | NEI 2019
High Desert Power Plant | 55518_G_CTG1 | 55518 | G | CTG1 | 4932 | Combined Cycle | WECC_SCE | California | San Bernardino | 157.6 | 2003 | 9999 | 2019 | 11.4201 | 662602 | 0.022824 | NEI 2019
High Desert Power Plant | 55518_G_CTG2 | 55518 | G | CTG2 | 4933 | Combined Cycle | WECC_SCE | California | San Bernardino | 157.6 | 2003 | 9999 | 2017 | 10.6173 | 492831 | 0.022824 | NEI 2019
High Desert Power Plant | 55518_G_CTG3 | 55518 | G | CTG3 | 4934 | Combined Cycle | WECC_SCE | California | San Bernardino | 156.5 | 2003 | 9999 | 2017 | 10.1898 | 424840 | 0.022824 | NEI 2019
High Desert Power Plant | 55518_G_STG1 | 55518 | G | STG1 | 4932 | Combined Cycle | WECC_SCE | California | San Bernardino | 304.8 | 2003 | 9999 |  |  |  | 0.022824 | NEI 2019
Sundance | 55522_G_CT1 | 55522 | G | CT1 | 9951 | Combustion Turbine | WECC_AZ | Arizona | Pinal | 41 | 2002 | 9999 |  |  |  | 0.088964 | Default Emission Factor
Sundance | 55522_G_CT10 | 55522 | G | CT10 | 9960 | Combustion Turbine | WECC_AZ | Arizona | Pinal | 41 | 2002 | 9999 |  |  |  | 0.088964 | Default Emission Factor
Sundance | 55522_G_CT2 | 55522 | G | CT2 | 9952 | Combustion Turbine | WECC_AZ | Arizona | Pinal | 41 | 2002 | 9999 |  |  |  | 0.088964 | Default Emission Factor
Sundance | 55522_G_CT3 | 55522 | G | CT3 | 9953 | Combustion Turbine | WECC_AZ | Arizona | Pinal | 41 | 2002 | 9999 |  |  |  | 0.088964 | Default Emission Factor
Sundance | 55522_G_CT4 | 55522 | G | CT4 | 9954 | Combustion Turbine | WECC_AZ | Arizona | Pinal | 41 | 2002 | 9999 |  |  |  | 0.088964 | Default Emission Factor
Sundance | 55522_G_CT5 | 55522 | G | CT5 | 9955 | Combustion Turbine | WECC_AZ | Arizona | Pinal | 41 | 2002 | 9999 |  |  |  | 0.088964 | Default Emission Factor
Sundance | 55522_G_CT6 | 55522 | G | CT6 | 9956 | Combustion Turbine | WECC_AZ | Arizona | Pinal | 41 | 2002 | 9999 |  |  |  | 0.088964 | Default Emission Factor
Sundance | 55522_G_CT7 | 55522 | G | CT7 | 9957 | Combustion Turbine | WECC_AZ | Arizona | Pinal | 41 | 2002 | 9999 |  |  |  | 0.088964 | Default Emission Factor
Sundance | 55522_G_CT8 | 55522 | G | CT8 | 9958 | Combustion Turbine | WECC_AZ | Arizona | Pinal | 41 | 2002 | 9999 |  |  |  | 0.088964 | Default Emission Factor
Sundance | 55522_G_CT9 | 55522 | G | CT9 | 9959 | Combustion Turbine | WECC_AZ | Arizona | Pinal | 41 | 2002 | 9999 |  |  |  | 0.088964 | Default Emission Factor
York Energy Center | 55524_G_CTG1 | 55524 | G | CTG1 | 4937 | Combined Cycle | PJM_EMAC | Pennsylvania | York | 113 | 2011 | 9999 | 2019 | 6.9 | 788397 | 0.032029 | NEI 2019
York Energy Center | 55524_G_CTG2 | 55524 | G | CTG2 | 4938 | Combined Cycle | PJM_EMAC | Pennsylvania | York | 122 | 2011 | 9999 | 2019 | 7.4 | 300736 | 0.032029 | NEI 2019
York Energy Center | 55524_G_CTG3 | 55524 | G | CTG3 | 4939 | Combined Cycle | PJM_EMAC | Pennsylvania | York | 122 | 2011 | 9999 | 2019 | 7.8 | 290863 | 0.032029 | NEI 2019
York Energy Center | 55524_G_CTG5 | 55524 | G | CTG5 | 4940 | Combined Cycle | PJM_EMAC | Pennsylvania | York | 216.3 | 2019 | 9999 | 2019 | 3.8 | 1273005 | 0.003535 | NEI 2019
York Energy Center | 55524_G_CTG6 | 55524 | G | CTG6 | 4941 | Combined Cycle | PJM_EMAC | Pennsylvania | York | 216.3 | 2019 | 9999 | 2019 | 3.2 | 1217225 | 0.003535 | NEI 2019
York Energy Center | 55524_G_STG1 | 55524 | G | STG1 | 4937 | Combined Cycle | PJM_EMAC | Pennsylvania | York | 188 | 2011 | 9999 |  |  |  | 0.032029 | NEI 2019
York Energy Center | 55524_G_STG2 | 55524 | G | STG2 | 4940 | Combined Cycle | PJM_EMAC | Pennsylvania | York | 395.1 | 2019 | 9999 |  |  |  | 0.003535 | NEI 2019
Water Filter Plant #2 | 55534_G_1299 | 55534 | G | 1299 |  | Combustion Turbine | S_VACA | North Carolina | Burke | 1.7 | 2013 | 9999 |  |  |  | 0.69077 | Default Emission Factor
Escondido Energy Center | 55538_G_CTG1 | 55538 | G | CTG1 | 90893 | Combustion Turbine | WEC_SDGE | California | San Diego | 45 | 2014 | 9999 |  |  |  | 0.088964 | Default Emission Factor
Chula Vista Energy Center | 55540_G_GEN1 | 55540 | G | GEN1 | 4973 | Combustion Turbine | WEC_SDGE | California | San Diego | 33.6 | 2001 | 9999 |  |  |  | 0.088964 | Default Emission Factor
Indigo Energy Facility | 55541_G_CTG1 | 55541 | G | CTG1 | 8640 | Combustion Turbine | WECC_SCE | California | Riverside | 46.7 | 2001 | 9999 | 2017 | 0.87951 | 22841.0519 | 0.077011 | NEI 2019
Indigo Energy Facility | 55541_G_CTG2 | 55541 | G | CTG2 | 8642 | Combustion Turbine | WECC_SCE | California | Riverside | 47.6 | 2001 | 9999 | 2017 | 0.80061 | 23281.2435 | 0.068777 | NEI 2019
Indigo Energy Facility | 55541_G_CTG3 | 55541 | G | CTG3 | 8644 | Combustion Turbine | WECC_SCE | California | Riverside | 48.2 | 2001 | 9999 | 2017 | 0.87143 | 23574.7046 | 0.07393 | NEI 2019
Larkspur Energy Facility | 55542_G_CTG1 | 55542 | G | CTG1 | 8646 | Combustion Turbine | WEC_SDGE | California | San Diego | 45.6 | 2001 | 9999 |  |  |  | 0.088964 | Default Emission Factor
Larkspur Energy Facility | 55542_G_CTG2 | 55542 | G | CTG2 | 8648 | Combustion Turbine | WEC_SDGE | California | San Diego | 46 | 2001 | 9999 |  |  |  | 0.088964 | Default Emission Factor
Klamath Expansion Project | 55544_G_GT1 | 55544 | G | GT1 | 4975 | Combustion Turbine | WECC_PNW | Oregon | Klamath | 25 | 2002 | 9999 |  |  |  | 0.088964 | Default Emission Factor
Klamath Expansion Project | 55544_G_GT2 | 55544 | G | GT2 | 4976 | Combustion Turbine | WECC_PNW | Oregon | Klamath | 25 | 2002 | 9999 |  |  |  | 0.088964 | Default Emission Factor
Klamath Expansion Project | 55544_G_GT3 | 55544 | G | GT3 | 4977 | Combustion Turbine | WECC_PNW | Oregon | Klamath | 25 | 2002 | 9999 |  |  |  | 0.088964 | Default Emission Factor
Klamath Expansion Project | 55544_G_GT4 | 55544 | G | GT4 | 4978 | Combustion Turbine | WECC_PNW | Oregon | Klamath | 25 | 2002 | 9999 |  |  |  | 0.088964 | Default Emission Factor
Hidalgo Energy Center | 55545_G_CTG1 | 55545 | G | CTG1 | 3171 | Combined Cycle | ERC_REST | Texas | Hidalgo | 149 | 2000 | 9999 | 2019 | 32.0027 | 906264 | 0.045515 | NEI 2019
Hidalgo Energy Center | 55545_G_CTG2 | 55545 | G | CTG2 | 3172 | Combined Cycle | ERC_REST | Texas | Hidalgo | 149 | 2000 | 9999 | 2019 | 29.9464 | 825283 | 0.045515 | NEI 2019
Hidalgo Energy Center | 55545_G_STG1 | 55545 | G | STG1 | 3171 | Combined Cycle | ERC_REST | Texas | Hidalgo | 172 | 2000 | 9999 |  |  |  | 0.045515 | NEI 2019
Security | 55556_G_UNT2 | 55556 | G | UNT2 |  | Landfill Gas | MIS_WOTA | Texas | Montgomery | 1.7 | 2003 | 9999 |  |  |  | 0.056969 | Default Emission Factor
Wilmington Hydrogen Plant | 55557_G_T101 | 55557 | G | T101 |  | Non-Fossil Waste | WEC_LADW | California | Los Angeles | 28.1 | 1996 | 9999 |  |  |  | 0.029032 | Default Emission Factor
Combined Locks Energy Center | 55558_G_GEN1 | 55558 | G | GEN1 | 4988 | Combined Cycle | MIS_WUMS | Wisconsin | Outagamie | 45.9 | 2002 | 9999 | 2019 | 5.4532 | 330895 | 0.030088 | NEI 2019
Combined Locks Energy Center | 55558_G_GEN2 | 55558 | G | GEN2 | 4988 | Combined Cycle | MIS_WUMS | Wisconsin | Outagamie | 6 | 2002 | 9999 |  |  |  | 0.030088 | NEI 2019
GRS Fall River | 55589_G_3 | 55589 | G | 3 |  | Landfill Gas | NENGREST | Massachusetts | Bristol | 4.4 | 2000 | 9999 |  |  |  | 0.056969 | Default Emission Factor
GRS Arbor Hills | 55596_G_0001 | 55596 | G | 0001 |  | Landfill Gas | MIS_LMI | Michigan | Washtenaw | 3.8 | 1996 | 9999 |  |  |  | 0.056969 | Default Emission Factor
GRS Arbor Hills | 55596_G_0002 | 55596 | G | 0002 |  | Landfill Gas | MIS_LMI | Michigan | Washtenaw | 3.8 | 1996 | 9999 |  |  |  | 0.056969 | Default Emission Factor
GRS Arbor Hills | 55596_G_0003 | 55596 | G | 0003 |  | Landfill Gas | MIS_LMI | Michigan | Washtenaw | 3.8 | 1996 | 9999 |  |  |  | 0.056969 | Default Emission Factor
GRS Arbor Hills | 55596_G_0004 | 55596 | G | 0004 |  | Landfill Gas | MIS_LMI | Michigan | Washtenaw | 7.6 | 1996 | 9999 |  |  |  | 0.056969 | Default Emission Factor
GRS Arbor Hills | 55596_G_0005 | 55596 | G | 0005 |  | Landfill Gas | MIS_LMI | Michigan | Washtenaw | 4.8 | 2005 | 9999 |  |  |  | 0.056969 | Default Emission Factor
GRS C&C | 55597_G_1 | 55597 | G | 1 |  | Landfill Gas | MIS_LMI | Michigan | Calhoun | 0.9 | 1995 | 9999 |  |  |  | 0.056969 | Default Emission Factor
GRS C&C | 55597_G_3 | 55597 | G | 3 |  | Landfill Gas | MIS_LMI | Michigan | Calhoun | 0.9 | 1995 | 9999 |  |  |  | 0.056969 | Default Emission Factor
GRS C&C | 55597_G_4 | 55597 | G | 4 |  | Landfill Gas | MIS_LMI | Michigan | Calhoun | 2.3 | 2007 | 9999 |  |  |  | 0.056969 | Default Emission Factor
GRS CMS | 55599_G_1 | 55599 | G | 1 |  | Landfill Gas | S_VACA | North Carolina | Cabarrus | 4.3 | 1999 | 9999 |  |  |  | 0.056969 | Default Emission Factor
Binghamton Cogen | 55600_G_1 | 55600 | G | 1 | 10131 | Combustion Turbine | NY_Z_C&E | New York | Broome | 42 | 1992 | 9999 |  |  |  | 0.088964 | Default Emission Factor
Prima Plant | 55601_G_UNT1 | 55601 | G | UNT1 |  | Landfill Gas | WEC_SDGE | California | Orange | 2.7 | 1999 | 9999 |  |  |  | 0.056969 | Default Emission Factor
Prima Plant | 55601_G_UNT2 | 55601 | G | UNT2 |  | Landfill Gas | WEC_SDGE | California | Orange | 2.7 | 1999 | 9999 |  |  |  | 0.056969 | Default Emission Factor
MM San Diego-North City | 55602_G_UNT1 | 55602 | G | UNT1 |  | Landfill Gas | WEC_SDGE | California | San Diego | 0.9 | 1999 | 9999 |  |  |  | 0.056969 | Default Emission Factor
MM San Diego-North City | 55602_G_UNT2 | 55602 | G | UNT2 |  | Landfill Gas | WEC_SDGE | California | San Diego | 0.9 | 1999 | 9999 |  |  |  | 0.056969 | Default Emission Factor
MM San Diego-North City | 55602_G_UNT3 | 55602 | G | UNT3 |  | Landfill Gas | WEC_SDGE | California | San Diego | 0.9 | 1999 | 9999 |  |  |  | 0.056969 | Default Emission Factor
MM San Diego-North City | 55602_G_UNT4 | 55602 | G | UNT4 |  | Landfill Gas | WEC_SDGE | California | San Diego | 0.9 | 1999 | 9999 |  |  |  | 0.056969 | Default Emission Factor
Watchtower Educational Center | 55619_G_GEN1 | 55619 | G | GEN1 |  | Combustion Turbine | NY_Z_G-I | New York | Putnam | 0.7 | 1996 | 9999 |  |  |  | 0.11376 | Default Emission Factor
Watchtower Educational Center | 55619_G_GEN2 | 55619 | G | GEN2 |  | Combustion Turbine | NY_Z_G-I | New York | Putnam | 0.7 | 1993 | 9999 |  |  |  | 0.69077 | Default Emission Factor
Watchtower Educational Center | 55619_G_GEN3 | 55619 | G | GEN3 |  | Combustion Turbine | NY_Z_G-I | New York | Putnam | 0.7 | 2000 | 9999 |  |  |  | 0.11376 | Default Emission Factor
Perryville Power Station | 55620_G_2-CT | 55620 | G | 2-CT | 3331 | Combustion Turbine | MIS_LA | Louisiana | Ouachita | 151.5 | 2001 | 9999 |  |  |  | 0.088964 | Default Emission Factor
Perryville Power Station | 55620_G_CT-1 | 55620 | G | CT-1 | 3329 | Combined Cycle | MIS_LA | Louisiana | Ouachita | 164.7 | 2002 | 9999 | 2019 | 39.292 | 801455 | 0.056033 | NEI 2019
Perryville Power Station | 55620_G_CT-2 | 55620 | G | CT-2 | 3330 | Combined Cycle | MIS_LA | Louisiana | Ouachita | 164.7 | 2002 | 9999 | 2019 | 39.0175 | 900889 | 0.056033 | NEI 2019
Perryville Power Station | 55620_G_ST-1 | 55620 | G | ST-1 | 3329 | Combined Cycle | MIS_LA | Louisiana | Ouachita | 198.8 | 2002 | 9999 |  |  |  | 0.056033 | NEI 2019
West Valley Generation Project | 55622_G_U1 | 55622 | G | U1 | 8650 | Combustion Turbine | WECC_UT | Utah | Salt Lake | 37 | 2002 | 9999 |  |  |  | 0.088964 | Default Emission Factor
West Valley Generation Project | 55622_G_U2 | 55622 | G | U2 | 8652 | Combustion Turbine | WECC_UT | Utah | Salt Lake | 37 | 2002 | 9999 |  |  |  | 0.088964 | Default Emission Factor
West Valley Generation Project | 55622_G_U3 | 55622 | G | U3 | 8654 | Combustion Turbine | WECC_UT | Utah | Salt Lake | 37 | 2001 | 9999 |  |  |  | 0.088964 | Default Emission Factor
West Valley Generation Project | 55622_G_U4 | 55622 | G | U4 | 8656 | Combustion Turbine | WECC_UT | Utah | Salt Lake | 37 | 2001 | 9999 |  |  |  | 0.088964 | Default Emission Factor
West Valley Generation Project | 55622_G_U5 | 55622 | G | U5 | 10041 | Combustion Turbine | WECC_UT | Utah | Salt Lake | 37 | 2002 | 9999 |  |  |  | 0.088964 | Default Emission Factor
Creed Energy Center | 55625_G_CT1 | 55625 | G | CT1 | 5005 | Combustion Turbine | WEC_CALN | California | Solano | 45 | 2003 | 9999 | 2019 | 0.25146 | 11763 | 0.042755 | NEI 2019
Lambie Energy Center | 55626_G_CT1 | 55626 | G | CT1 | 5006 | Combustion Turbine | WEC_CALN | California | Solano | 45 | 2003 | 9999 | 2017 | 0.25897 | 14022 | 0.036938 | NEI 2019
Goose Haven Energy Center | 55627_G_CT1 | 55627 | G | CT1 | 5007 | Combustion Turbine | WEC_CALN | California | Solano | 45 | 2003 | 9999 | 2019 | 0.2709 | 11509 | 0.047076 | NEI 2019
University Park North | 55640_G_1 | 55640 | G | 1 | 8660 | Combustion Turbine | PJM_COMD | Illinois | Will | 45 | 2002 | 2045 |  |  |  | 0.088964 | Default Emission Factor
University Park North | 55640_G_10 | 55640 | G | 10 | 8662 | Combustion Turbine | PJM_COMD | Illinois | Will | 45 | 2002 | 2045 |  |  |  | 0.088964 | Default Emission Factor
University Park North | 55640_G_11 | 55640 | G | 11 | 8664 | Combustion Turbine | PJM_COMD | Illinois | Will | 45 | 2002 | 2045 |  |  |  | 0.088964 | Default Emission Factor
University Park North | 55640_G_12 | 55640 | G | 12 | 8666 | Combustion Turbine | PJM_COMD | Illinois | Will | 45 | 2002 | 2045 |  |  |  | 0.088964 | Default Emission Factor
University Park North | 55640_G_2 | 55640 | G | 2 | 8668 | Combustion Turbine | PJM_COMD | Illinois | Will | 45 | 2002 | 2045 |  |  |  | 0.088964 | Default Emission Factor
University Park North | 55640_G_3 | 55640 | G | 3 | 8670 | Combustion Turbine | PJM_COMD | Illinois | Will | 45 | 2002 | 2045 |  |  |  | 0.088964 | Default Emission Factor
University Park North | 55640_G_4 | 55640 | G | 4 | 8672 | Combustion Turbine | PJM_COMD | Illinois | Will | 45 | 2002 | 2045 |  |  |  | 0.088964 | Default Emission Factor
University Park North | 55640_G_5 | 55640 | G | 5 | 8674 | Combustion Turbine | PJM_COMD | Illinois | Will | 45 | 2002 | 2045 |  |  |  | 0.088964 | Default Emission Factor
University Park North | 55640_G_6 | 55640 | G | 6 | 8676 | Combustion Turbine | PJM_COMD | Illinois | Will | 45 | 2002 | 2045 |  |  |  | 0.088964 | Default Emission Factor
University Park North | 55640_G_7 | 55640 | G | 7 | 8678 | Combustion Turbine | PJM_COMD | Illinois | Will | 45 | 2002 | 2045 |  |  |  | 0.088964 | Default Emission Factor
University Park North | 55640_G_8 | 55640 | G | 8 | 8680 | Combustion Turbine | PJM_COMD | Illinois | Will | 45 | 2002 | 2045 |  |  |  | 0.088964 | Default Emission Factor
University Park North | 55640_G_9 | 55640 | G | 9 | 8682 | Combustion Turbine | PJM_COMD | Illinois | Will | 45 | 2002 | 2045 |  |  |  | 0.088964 | Default Emission Factor
Riverside Energy Center | 55641_G_CTG1 | 55641 | G | CTG1 | 8684 | Combined Cycle | MIS_WUMS | Wisconsin | Rock | 157.5 | 2004 | 9999 | 2019 | 2.7784 | 2861637 | 0.006036 | NEI 2019
Riverside Energy Center | 55641_G_CTG2 | 55641 | G | CTG2 | 8686 | Combined Cycle | MIS_WUMS | Wisconsin | Rock | 153.4 | 2004 | 9999 | 2019 | 9.4213 | 1180951 | 0.006036 | NEI 2019
West Riverside Energy Center | 64020_G_CTG3 | 64020 | G | CTG3 |  | Combined Cycle | MIS_WUMS | Wisconsin | Rock | 225 | 2019 | 9999 |  |  |  | 0.020469 | Default Emission Factor
West Riverside Energy Center | 64020_G_CTG4 | 64020 | G | CTG4 |  | Combined Cycle | MIS_WUMS | Wisconsin | Rock | 225 | 2019 | 9999 |  |  |  | 0.020469 | Default Emission Factor
Riverside Energy Center | 55641_G_STG1 | 55641 | G | STG1 | 8684 | Combined Cycle | MIS_WUMS | Wisconsin | Rock | 261.8 | 2004 | 9999 |  |  |  | 0.006036 | NEI 2019
West Riverside Energy Center | 64020_G_STG2 | 64020 | G | STG2 |  | Combined Cycle | MIS_WUMS | Wisconsin | Rock | 250 | 2019 | 9999 |  |  |  | 0.020469 | Default Emission Factor
Blue Spruce Energy Center | 55645_G_CT01 | 55645 | G | CT01 | 8706 | Combustion Turbine | WECC_CO | Colorado | Adams | 130 | 2003 | 9999 |  |  |  | 0.088964 | Default Emission Factor
Blue Spruce Energy Center | 55645_G_CT02 | 55645 | G | CT02 | 8708 | Combustion Turbine | WECC_CO | Colorado | Adams | 134 | 2003 | 9999 |  |  |  | 0.088964 | Default Emission Factor
Plains End | 55650_G_GE10 | 55650 | G | GE10 |  | Combustion Turbine | WECC_CO | Colorado | Jefferson | 5.7 | 2002 | 9999 |  |  |  | 0.11376 | Default Emission Factor
Plains End | 55650_G_GE11 | 55650 | G | GE11 |  | Combustion Turbine | WECC_CO | Colorado | Jefferson | 5.7 | 2002 | 9999 |  |  |  | 0.11376 | Default Emission Factor
Plains End | 55650_G_GE12 | 55650 | G | GE12 |  | Combustion Turbine | WECC_CO | Colorado | Jefferson | 5.7 | 2002 | 9999 |  |  |  | 0.11376 | Default Emission Factor
Plains End | 55650_G_GE13 | 55650 | G | GE13 |  | Combustion Turbine | WECC_CO | Colorado | Jefferson | 5.7 | 2002 | 9999 |  |  |  | 0.11376 | Default Emission Factor
Plains End | 55650_G_GE14 | 55650 | G | GE14 |  | Combustion Turbine | WECC_CO | Colorado | Jefferson | 5.7 | 2002 | 9999 |  |  |  | 0.11376 | Default Emission Factor
Plains End | 55650_G_GE15 | 55650 | G | GE15 |  | Combustion Turbine | WECC_CO | Colorado | Jefferson | 5.7 | 2002 | 9999 |  |  |  | 0.11376 | Default Emission Factor
Plains End | 55650_G_GE16 | 55650 | G | GE16 |  | Combustion Turbine | WECC_CO | Colorado | Jefferson | 5.7 | 2002 | 9999 |  |  |  | 0.11376 | Default Emission Factor
Plains End | 55650_G_GE17 | 55650 | G | GE17 |  | Combustion Turbine | WECC_CO | Colorado | Jefferson | 5.7 | 2002 | 9999 |  |  |  | 0.11376 | Default Emission Factor
Plains End | 55650_G_GE18 | 55650 | G | GE18 |  | Combustion Turbine | WECC_CO | Colorado | Jefferson | 5.7 | 2002 | 9999 |  |  |  | 0.11376 | Default Emission Factor
Plains End | 55650_G_GE19 | 55650 | G | GE19 |  | Combustion Turbine | WECC_CO | Colorado | Jefferson | 5.7 | 2002 | 9999 |  |  |  | 0.11376 | Default Emission Factor
Plains End | 55650_G_GE20 | 55650 | G | GE20 |  | Combustion Turbine | WECC_CO | Colorado | Jefferson | 5.7 | 2002 | 9999 |  |  |  | 0.11376 | Default Emission Factor
Plains End | 55650_G_GEN1 | 55650 | G | GEN1 |  | Combustion Turbine | WECC_CO | Colorado | Jefferson | 5.7 | 2002 | 9999 |  |  |  | 0.11376 | Default Emission Factor
Plains End | 55650_G_GEN2 | 55650 | G | GEN2 |  | Combustion Turbine | WECC_CO | Colorado | Jefferson | 5.7 | 2002 | 9999 |  |  |  | 0.11376 | Default Emission Factor
Plains End | 55650_G_GEN3 | 55650 | G | GEN3 |  | Combustion Turbine | WECC_CO | Colorado | Jefferson | 5.7 | 2002 | 9999 |  |  |  | 0.11376 | Default Emission Factor
Plains End | 55650_G_GEN4 | 55650 | G | GEN4 |  | Combustion Turbine | WECC_CO | Colorado | Jefferson | 5.7 | 2002 | 9999 |  |  |  | 0.11376 | Default Emission Factor
Plains End | 55650_G_GEN5 | 55650 | G | GEN5 |  | Combustion Turbine | WECC_CO | Colorado | Jefferson | 5.7 | 2002 | 9999 |  |  |  | 0.11376 | Default Emission Factor
Plains End | 55650_G_GEN6 | 55650 | G | GEN6 |  | Combustion Turbine | WECC_CO | Colorado | Jefferson | 5.7 | 2002 | 9999 |  |  |  | 0.11376 | Default Emission Factor
Plains End | 55650_G_GEN7 | 55650 | G | GEN7 |  | Combustion Turbine | WECC_CO | Colorado | Jefferson | 5.7 | 2002 | 9999 |  |  |  | 0.11376 | Default Emission Factor
Plains End | 55650_G_GEN8 | 55650 | G | GEN8 |  | Combustion Turbine | WECC_CO | Colorado | Jefferson | 5.7 | 2002 | 9999 |  |  |  | 0.11376 | Default Emission Factor
Plains End | 55650_G_GEN9 | 55650 | G | GEN9 |  | Combustion Turbine | WECC_CO | Colorado | Jefferson | 5.7 | 2002 | 9999 |  |  |  | 0.11376 | Default Emission Factor
Spring Creek Energy Center | 55651_G_CT01 | 55651 | G | CT01 | 5035 | Combustion Turbine | SPP_N | Oklahoma | Logan | 69 | 2001 | 9999 |  |  |  | 0.088964 | Default Emission Factor
Spring Creek Energy Center | 55651_G_CT02 | 55651 | G | CT02 | 5036 | Combustion Turbine | SPP_N | Oklahoma | Logan | 69 | 2001 | 9999 |  |  |  | 0.088964 | Default Emission Factor
Spring Creek Energy Center | 55651_G_CT03 | 55651 | G | CT03 | 5037 | Combustion Turbine | SPP_N | Oklahoma | Logan | 67 | 2001 | 9999 |  |  |  | 0.088964 | Default Emission Factor
Spring Creek Energy Center | 55651_G_CT04 | 55651 | G | CT04 | 5038 | Combustion Turbine | SPP_N | Oklahoma | Logan | 68 | 2001 | 9999 |  |  |  | 0.088964 | Default Emission Factor
Chambersburg | 55654_G_UN12 | 55654 | G | UN12 | 8766 | Combustion Turbine | PJM_AP | Pennsylvania | Franklin | 44 | 2001 | 9999 |  |  |  | 0.088964 | Default Emission Factor
Chambersburg | 55654_G_UN13 | 55654 | G | UN13 | 8768 | Combustion Turbine | PJM_AP | Pennsylvania | Franklin | 44 | 2001 | 9999 |  |  |  | 0.088964 | Default Emission Factor
Anadarko Plant | 3006_G_7 | 3006 | G | 7 |  | Combustion Turbine | SPP_WEST | Oklahoma | Caddo | 45 | 2001 | 9999 |  |  |  | 0.088964 | Default Emission Factor
Anadarko Plant | 3006_G_8 | 3006 | G | 8 |  | Combustion Turbine | SPP_WEST | Oklahoma | Caddo | 45 | 2001 | 9999 |  |  |  | 0.088964 | Default Emission Factor
Pastoria Energy Facility, LLC | 55656_G_CT01 | 55656 | G | CT01 | 8770 | Combined Cycle | WECC_SCE | California | Kern | 175 | 2005 | 9999 | 2017 | 4.114 | 1872075 | 0.004273 | NEI 2019
Pastoria Energy Facility, LLC | 55656_G_CT02 | 55656 | G | CT02 | 8772 | Combined Cycle | WECC_SCE | California | Kern | 173 | 2005 | 9999 | 2019 | 1.778 | 854996 | 0.004273 | NEI 2019
Pastoria Energy Facility, LLC | 55656_G_CT04 | 55656 | G | CT04 | 8774 | Combined Cycle | WECC_SCE | California | Kern | 156 | 2005 | 9999 | 2017 | 3.042 | 1188364 | 0.00512 | NEI 2019
Pastoria Energy Facility, LLC | 55656_G_ST03 | 55656 | G | ST03 | 8770 | Combined Cycle | WECC_SCE | California | Kern | 174 | 2005 | 9999 |  |  |  | 0.004273 | NEI 2019
Pastoria Energy Facility, LLC | 55656_G_ST05 | 55656 | G | ST05 | 8774 | Combined Cycle | WECC_SCE | California | Kern | 87 | 2005 | 9999 |  |  |  | 0.00512 | NEI 2019
Essential Power Newington LLC | 55661_G_GT-1 | 55661 | G | GT-1 | 9222 | Combined Cycle | NENGREST | New Hampshire | Rockingham | 176 | 2002 | 9999 | 2019 | 1.596 | 159923 | 0.010819 | NEI 2019
Essential Power Newington LLC | 55661_G_GT-2 | 55661 | G | GT-2 | 9223 | Combined Cycle | NENGREST | New Hampshire | Rockingham | 176 | 2002 | 9999 | 2019 | 1.205 | 164234 | 0.010819 | NEI 2019
Essential Power Newington LLC | 55661_G_ST | 55661 | G | ST | 9222 | Combined Cycle | NENGREST | New Hampshire | Rockingham | 228 | 2002 | 9999 |  |  |  | 0.010819 | NEI 2019
Chehalis Generating Facility | 55662_G_CA | 55662 | G | CA | 8780 | Combined Cycle | WECC_PNW | Washington | Lewis | 157 | 2003 | 9999 |  |  |  | 0.012914 | NEI 2019
Chehalis Generating Facility | 55662_G_CT1 | 55662 | G | CT1 | 8780 | Combined Cycle | WECC_PNW | Washington | Lewis | 160 | 2003 | 9999 | 2019 | 6.785 | 1640031 | 0.012914 | NEI 2019
Chehalis Generating Facility | 55662_G_CT2 | 55662 | G | CT2 | 8782 | Combined Cycle | WECC_PNW | Washington | Lewis | 160 | 2003 | 9999 | 2019 | 8.915 | 791505 | 0.012914 | NEI 2019
Harrison County Power Project | 55664_G_GT-1 | 55664 | G | GT-1 | 8788 | Combined Cycle | SPP_WEST | Texas | Harrison | 144.5 | 2003 | 9999 | 2019 | 43.4356 | 811251 | 0.067105 | NEI 2019
Harrison County Power Project | 55664_G_GT-2 | 55664 | G | GT-2 | 8790 | Combined Cycle | SPP_WEST | Texas | Harrison | 144.5 | 2003 | 9999 | 2019 | 44.222 | 806368 | 0.067105 | NEI 2019
Harrison County Power Project | 55664_G_ST-1 | 55664 | G | ST-1 | 8788 | Combined Cycle | SPP_WEST | Texas | Harrison | 225.4 | 2003 | 9999 |  |  |  | 0.067105 | NEI 2019
Lower Mount Bethel Energy | 55667_G_G1 | 55667 | G | G1 | 8800 | Combined Cycle | PJM_WMAC | Pennsylvania | Northampton | 188.6 | 2004 | 9999 | 2019 | 5.6531 | 697842 | 0.013349 | NEI 2019
Lower Mount Bethel Energy | 55667_G_G2 | 55667 | G | G2 | 8802 | Combined Cycle | PJM_WMAC | Pennsylvania | Northampton | 188.6 | 2004 | 9999 | 2019 | 10.3772 | 686772 | 0.013349 | NEI 2019
Lower Mount Bethel Energy | 55667_G_G3 | 55667 | G | G3 | 8800 | Combined Cycle | PJM_WMAC | Pennsylvania | Northampton | 216.8 | 2004 | 9999 |  |  |  | 0.013349 | NEI 2019
AL Sandersville LLC | 55672_G_CT1 | 55672 | G | CT1 | 8836 | Combustion Turbine | S_SOU | Georgia | Washington | 72.1 | 2002 | 9999 |  |  |  | 0.088964 | Default Emission Factor
AL Sandersville LLC | 55672_G_CT2 | 55672 | G | CT2 | 8838 | Combustion Turbine | S_SOU | Georgia | Washington | 72.1 | 2002 | 9999 |  |  |  | 0.088964 | Default Emission Factor
AL Sandersville LLC | 55672_G_CT3 | 55672 | G | CT3 | 8840 | Combustion Turbine | S_SOU | Georgia | Washington | 72 | 2002 | 9999 |  |  |  | 0.088964 | Default Emission Factor
AL Sandersville LLC | 55672_G_CT4 | 55672 | G | CT4 | 8842 | Combustion Turbine | S_SOU | Georgia | Washington | 72 | 2002 | 9999 |  |  |  | 0.088964 | Default Emission Factor
AL Sandersville LLC | 55672_G_CT5 | 55672 | G | CT5 | 8844 | Combustion Turbine | S_SOU | Georgia | Washington | 72.1 | 2002 | 9999 |  |  |  | 0.088964 | Default Emission Factor
AL Sandersville LLC | 55672_G_CT6 | 55672 | G | CT6 | 8846 | Combustion Turbine | S_SOU | Georgia | Washington | 72.1 | 2002 | 9999 |  |  |  | 0.088964 | Default Emission Factor
AL Sandersville LLC | 55672_G_CT7 | 55672 | G | CT7 | 8848 | Combustion Turbine | S_SOU | Georgia | Washington | 72 | 2002 | 9999 |  |  |  | 0.088964 | Default Emission Factor
AL Sandersville LLC | 55672_G_CT8 | 55672 | G | CT8 | 8850 | Combustion Turbine | S_SOU | Georgia | Washington | 72 | 2002 | 9999 |  |  |  | 0.088964 | Default Emission Factor
Higgins Generating Station | 55687_G_A01 | 55687 | G | A01 | 10238 | Combined Cycle | WECC_SNV | Nevada | Clark | 157 | 2004 | 9999 |  |  |  | 0.030815 | Default Emission Factor
Higgins Generating Station | 55687_G_A02 | 55687 | G | A02 | 10239 | Combined Cycle | WECC_SNV | Nevada | Clark | 157 | 2004 | 9999 |  |  |  | 0.030815 | Default Emission Factor
Higgins Generating Station | 55687_G_ST1 | 55687 | G | ST1 | 10238 | Combined Cycle | WECC_SNV | Nevada | Clark | 236 | 2004 | 9999 |  |  |  | 0.030815 | Default Emission Factor
Bethlehem Power Plant | 55690_G_CTG1 | 55690 | G | CTG1 | 8894 | Combined Cycle | PJM_WMAC | Pennsylvania | Northampton | 118 | 2002 | 9999 | 2019 | 1.4 | 1399030 | 0.004683 | NEI 2019
Bethlehem Power Plant | 55690_G_CTG2 | 55690 | G | CTG2 | 8896 | Combined Cycle | PJM_WMAC | Pennsylvania | Northampton | 127 | 2002 | 9999 | 2019 | 0.7 | 528541 | 0.004683 | NEI 2019
Bethlehem Power Plant | 55690_G_CTG3 | 55690 | G | CTG3 | 8898 | Combined Cycle | PJM_WMAC | Pennsylvania | Northampton | 127 | 2002 | 9999 | 2019 | 3.7 | 549577 | 0.004683 | NEI 2019
Bethlehem Power Plant | 55690_G_CTG5 | 55690 | G | CTG5 | 8902 | Combined Cycle | PJM_WMAC | Pennsylvania | Northampton | 118 | 2003 | 9999 | 2019 | 1.7 | 1211883 | 0.006593 | NEI 2019
Bethlehem Power Plant | 55690_G_CTG6 | 55690 | G | CTG6 | 8904 | Combined Cycle | PJM_WMAC | Pennsylvania | Northampton | 127 | 2003 | 9999 | 2019 | 3.2 | 530908 | 0.006593 | NEI 2019
Bethlehem Power Plant | 55690_G_CTG7 | 55690 | G | CTG7 | 8906 | Combined Cycle | PJM_WMAC | Pennsylvania | Northampton | 127 | 2003 | 9999 | 2019 | 2.5 | 502054 | 0.006593 | NEI 2019
Bethlehem Power Plant | 55690_G_STG4 | 55690 | G | STG4 | 8894 | Combined Cycle | PJM_WMAC | Pennsylvania | Northampton | 195 | 2003 | 9999 |  |  |  | 0.004683 | NEI 2019
Bethlehem Power Plant | 55690_G_STG8 | 55690 | G | STG8 | 8902 | Combined Cycle | PJM_WMAC | Pennsylvania | Northampton | 195 | 2003 | 9999 |  |  |  | 0.006593 | NEI 2019
Quantum Choctaw Power LLC | 55694_G_CT1 | 55694 | G | CT1 | 8924 | Combined Cycle | S_C_TVA | Mississippi | Choctaw | 220 | 2006 | 9999 |  |  |  | 0.030815 | Default Emission Factor
Quantum Choctaw Power LLC | 55694_G_CT2 | 55694 | G | CT2 | 8926 | Combined Cycle | S_C_TVA | Mississippi | Choctaw | 220 | 2006 | 9999 |  |  |  | 0.030815 | Default Emission Factor
Quantum Choctaw Power LLC | 55694_G_ST1 | 55694 | G | ST1 | 8924 | Combined Cycle | S_C_TVA | Mississippi | Choctaw | 270 | 2006 | 9999 |  |  |  | 0.030815 | Default Emission Factor
Hanford Energy Park Peaker | 55698_G_HEP1 | 55698 | G | HEP1 | 8954 | Combustion Turbine | WEC_CALN | California | Kings | 45.9 | 2001 | 9999 | 2019 | 0.56429 | 5339.5 | 0.21136 | NEI 2019
Hanford Energy Park Peaker | 55698_G_HEP2 | 55698 | G | HEP2 | 8956 | Combustion Turbine | WEC_CALN | California | Kings | 45.9 | 2001 | 9999 | 2019 | 0.49289 | 5339.5 | 0.18462 | NEI 2019
Bayswater Peaking Facility LLC | 55699_G_1 | 55699 | G | 1 | 8958 | Combustion Turbine | NY_Z_J | New York | Queens | 53.9 | 2002 | 9999 | 2019 | 4.7022 | 118939 | 0.07907 | NEI 2019
Tunnel | 557_G_10 | 557 | G | 10 | 349 | Combustion Turbine | NENG_CT | Connecticut | New London | 16.5 | 1969 | 9999 |  |  |  | 0.12949 | Default Emission Factor
Mint Farm Generating Station | 55700_G_1STG | 55700 | G | 1STG | 8960 | Combined Cycle | WECC_PNW | Washington | Cowlitz | 120 | 2008 | 9999 |  |  |  | 0.006435 | NEI 2019
Mint Farm Generating Station | 55700_G_CTG1 | 55700 | G | CTG1 | 8960 | Combined Cycle | WECC_PNW | Washington | Cowlitz | 150 | 2008 | 9999 | 2019 | 6 | 1864732 | 0.006435 | NEI 2019
Fremont Energy Center | 55701_G_CA01 | 55701 | G | CA01 | 8962 | Combined Cycle | PJM_ATSI | Ohio | Sandusky | 345.1 | 2012 | 9999 |  |  |  | 0.027753 | NEI 2019
Fremont Energy Center | 55701_G_CT01 | 55701 | G | CT01 | 8962 | Combined Cycle | PJM_ATSI | Ohio | Sandusky | 162.6 | 2012 | 9999 | 2019 | 11.59 | 947738 | 0.027753 | NEI 2019
Fremont Energy Center | 55701_G_CT02 | 55701 | G | CT02 | 8964 | Combined Cycle | PJM_ATSI | Ohio | Sandusky | 162.6 | 2012 | 9999 | 2019 | 14.85 | 957653 | 0.027753 | NEI 2019
Choctaw County | 55706_G_CTG1 | 55706 | G | CTG1 | 9224 | Combined Cycle | S_C_TVA | Mississippi | Choctaw | 164 | 2003 | 9999 |  |  |  | 0.030815 | Default Emission Factor
Choctaw County | 55706_G_CTG2 | 55706 | G | CTG2 | 9225 | Combined Cycle | S_C_TVA | Mississippi | Choctaw | 164 | 2003 | 9999 |  |  |  | 0.030815 | Default Emission Factor
Choctaw County | 55706_G_CTG3 | 55706 | G | CTG3 | 9226 | Combined Cycle | S_C_TVA | Mississippi | Choctaw | 164 | 2003 | 9999 |  |  |  | 0.030815 | Default Emission Factor
Choctaw County | 55706_G_STG1 | 55706 | G | STG1 | 9226 | Combined Cycle | S_C_TVA | Mississippi | Choctaw | 289 | 2003 | 9999 |  |  |  | 0.030815 | Default Emission Factor
Allegheny Energy Units 3 4 & 5 | 55710_G_UNT3 | 55710 | G | UNT3 | 9962 | Combined Cycle | PJM_AP | Pennsylvania | Allegheny | 167 | 2003 | 9999 | 2019 | 49.9 | 2878556 | 0.043582 | NEI 2019
Allegheny Energy Units 3 4 & 5 | 55710_G_UNT4 | 55710 | G | UNT4 | 9963 | Combined Cycle | PJM_AP | Pennsylvania | Allegheny | 167 | 2003 | 9999 | 2019 | 44.69 | 1462236 | 0.043582 | NEI 2019
Allegheny Energy Units 3 4 & 5 | 55710_G_UNT5 | 55710 | G | UNT5 | 9962 | Combined Cycle | PJM_AP | Pennsylvania | Allegheny | 175 | 2003 | 9999 |  |  |  | 0.043582 | NEI 2019
Magnet Cove | 55714_G_GT1 | 55714 | G | GT1 | 9298 | Combined Cycle | MIS_AR | Arkansas | Hot Spring | 208.1 | 2005 | 9999 |  |  |  | 0.015361 | NEI 2019
Magnet Cove | 55714_G_GT2 | 55714 | G | GT2 | 9299 | Combined Cycle | MIS_AR | Arkansas | Hot Spring | 208.1 | 2006 | 9999 | 2019 | 13.1 | 1705578 | 0.015361 | NEI 2019
Magnet Cove | 55714_G_ST1 | 55714 | G | ST1 | 9298 | Combined Cycle | MIS_AR | Arkansas | Hot Spring | 225.3 | 2005 | 9999 |  |  |  | 0.015361 | NEI 2019
Dean | 55718_G_GT1 | 55718 | G | GT1 | 9240 | Combustion Turbine | MIS_LMI | Michigan | St Clair | 78 | 2002 | 9999 |  |  |  | 0.088964 | Default Emission Factor
Dean | 55718_G_GT2 | 55718 | G | GT2 | 9241 | Combustion Turbine | MIS_LMI | Michigan | St Clair | 78 | 2002 | 9999 |  |  |  | 0.088964 | Default Emission Factor
Dean | 55718_G_GT3 | 55718 | G | GT3 | 9242 | Combustion Turbine | MIS_LMI | Michigan | St Clair | 78 | 2002 | 9999 |  |  |  | 0.088964 | Default Emission Factor
Dean | 55718_G_GT4 | 55718 | G | GT4 | 9243 | Combustion Turbine | MIS_LMI | Michigan | St Clair | 78 | 2002 | 9999 |  |  |  | 0.088964 | Default Emission Factor
Bennett Mountain | 55733_G_1 | 55733 | G | 1 | 9983 | Combustion Turbine | WECC_ID | Idaho | Elmore | 164 | 2005 | 9999 |  |  |  | 0.088964 | Default Emission Factor
Hanging Rock Energy Facility | 55736_G_1GT1 | 55736 | G | 1GT1 | 9079 | Combined Cycle | PJM_West | Ohio | Lawrence | 181 | 2003 | 9999 | 2019 | 14.16 | 3442439 | 0.011342 | NEI 2019
Hanging Rock Energy Facility | 55736_G_1GT2 | 55736 | G | 1GT2 | 9080 | Combined Cycle | PJM_West | Ohio | Lawrence | 183 | 2003 | 9999 | 2019 | 13.65 | 1461543 | 0.011342 | NEI 2019
Hanging Rock Energy Facility | 55736_G_1ST | 55736 | G | 1ST | 9079 | Combined Cycle | PJM_West | Ohio | Lawrence | 316 | 2003 | 9999 |  |  |  | 0.011342 | NEI 2019
Hanging Rock Energy Facility | 55736_G_2GT1 | 55736 | G | 2GT1 | 9081 | Combined Cycle | PJM_West | Ohio | Lawrence | 185 | 2003 | 9999 | 2019 | 14.27 | 3471325 | 0.011479 | NEI 2019
Hanging Rock Energy Facility | 55736_G_2GT2 | 55736 | G | 2GT2 | 9082 | Combined Cycle | PJM_West | Ohio | Lawrence | 186 | 2003 | 9999 | 2019 | 14.13 | 1476775 | 0.011479 | NEI 2019
Hanging Rock Energy Facility | 55736_G_2ST | 55736 | G | 2ST | 9081 | Combined Cycle | PJM_West | Ohio | Lawrence | 314 | 2003 | 9999 |  |  |  | 0.011479 | NEI 2019
Los Esteros Critical Energy Center | 55748_G_CAG5 | 55748 | G | CAG5 | 9250 | Combined Cycle | WEC_CALN | California | Santa Clara | 126.1 | 2013 | 9999 |  |  |  | 0.030815 | Default Emission Factor
Los Esteros Critical Energy Center | 55748_G_CTG1 | 55748 | G | CTG1 | 9250 | Combined Cycle | WEC_CALN | California | Santa Clara | 45 | 2003 | 9999 |  |  |  | 0.030815 | Default Emission Factor
Los Esteros Critical Energy Center | 55748_G_CTG2 | 55748 | G | CTG2 | 9251 | Combined Cycle | WEC_CALN | California | Santa Clara | 45 | 2003 | 9999 |  |  |  | 0.030815 | Default Emission Factor
Los Esteros Critical Energy Center | 55748_G_CTG3 | 55748 | G | CTG3 | 9252 | Combined Cycle | WEC_CALN | California | Santa Clara | 45 | 2003 | 9999 |  |  |  | 0.030815 | Default Emission Factor
Los Esteros Critical Energy Center | 55748_G_CTG4 | 55748 | G | CTG4 | 9253 | Combined Cycle | WEC_CALN | California | Santa Clara | 45 | 2003 | 9999 |  |  |  | 0.030815 | Default Emission Factor
Sonoma Central Landfill Phase I | 55752_G_P-11 | 55752 | G | P-11 |  | Landfill Gas | WEC_CALN | California | Sonoma | 0.7 | 1993 | 9999 |  |  |  | 0.056969 | Default Emission Factor
Sonoma Central Landfill Phase I | 55752_G_P-12 | 55752 | G | P-12 |  | Landfill Gas | WEC_CALN | California | Sonoma | 0.7 | 1993 | 9999 |  |  |  | 0.056969 | Default Emission Factor
Sonoma Central Landfill Phase I | 55752_G_P-13 | 55752 | G | P-13 |  | Landfill Gas | WEC_CALN | California | Sonoma | 0.7 | 1993 | 9999 |  |  |  | 0.056969 | Default Emission Factor
Sonoma Central Landfill Phase I | 55752_G_P-14 | 55752 | G | P-14 |  | Landfill Gas | WEC_CALN | California | Sonoma | 0.7 | 1993 | 9999 |  |  |  | 0.056969 | Default Emission Factor
Sonoma Central Landfill Phase II | 55753_G_P-21 | 55753 | G | P-21 |  | Landfill Gas | WEC_CALN | California | Sonoma | 0.7 | 1996 | 9999 |  |  |  | 0.056969 | Default Emission Factor
Sonoma Central Landfill Phase II | 55753_G_P-22 | 55753 | G | P-22 |  | Landfill Gas | WEC_CALN | California | Sonoma | 0.7 | 1996 | 9999 |  |  |  | 0.056969 | Default Emission Factor
Sonoma Central Landfill Phase II | 55753_G_P-23 | 55753 | G | P-23 |  | Landfill Gas | WEC_CALN | California | Sonoma | 0.7 | 1996 | 9999 |  |  |  | 0.056969 | Default Emission Factor
Sonoma Central Landfill Phase II | 55753_G_P-24 | 55753 | G | P-24 |  | Landfill Gas | WEC_CALN | California | Sonoma | 0.7 | 1996 | 9999 |  |  |  | 0.056969 | Default Emission Factor
Model City Energy Facility | 55757_G_GEN1 | 55757 | G | GEN1 |  | Landfill Gas | NY_Z_A | New York | Niagara | 0.8 | 2001 | 9999 |  |  |  | 0.056969 | Default Emission Factor
Model City Energy Facility | 55757_G_GEN2 | 55757 | G | GEN2 |  | Landfill Gas | NY_Z_A | New York | Niagara | 0.8 | 2001 | 9999 |  |  |  | 0.056969 | Default Emission Factor
Model City Energy Facility | 55757_G_GEN3 | 55757 | G | GEN3 |  | Landfill Gas | NY_Z_A | New York | Niagara | 0.8 | 2001 | 9999 |  |  |  | 0.056969 | Default Emission Factor
Model City Energy Facility | 55757_G_GEN4 | 55757 | G | GEN4 |  | Landfill Gas | NY_Z_A | New York | Niagara | 0.8 | 2001 | 9999 |  |  |  | 0.056969 | Default Emission Factor
Model City Energy Facility | 55757_G_GEN5 | 55757 | G | GEN5 |  | Landfill Gas | NY_Z_A | New York | Niagara | 0.8 | 2001 | 9999 |  |  |  | 0.056969 | Default Emission Factor
Model City Energy Facility | 55757_G_GEN6 | 55757 | G | GEN6 |  | Landfill Gas | NY_Z_A | New York | Niagara | 0.8 | 2001 | 9999 |  |  |  | 0.056969 | Default Emission Factor
Model City Energy Facility | 55757_G_GEN7 | 55757 | G | GEN7 |  | Landfill Gas | NY_Z_A | New York | Niagara | 0.8 | 2001 | 9999 |  |  |  | 0.056969 | Default Emission Factor
Green Knight Energy Center | 55765_G_TG1 | 55765 | G | TG1 |  | Landfill Gas | PJM_WMAC | Pennsylvania | Northampton | 2.4 | 2001 | 9999 |  |  |  | 0.056969 | Default Emission Factor
Green Knight Energy Center | 55765_G_TG2 | 55765 | G | TG2 |  | Landfill Gas | PJM_WMAC | Pennsylvania | Northampton | 2.4 | 2001 | 9999 |  |  |  | 0.056969 | Default Emission Factor
Green Knight Energy Center | 55765_G_TG3 | 55765 | G | TG3 |  | Landfill Gas | PJM_WMAC | Pennsylvania | Northampton | 2.4 | 2001 | 9999 |  |  |  | 0.056969 | Default Emission Factor
Kiefer Landfill | 55766_G_361A | 55766 | G | 361A |  | Landfill Gas | WEC_BANC | California | Sacramento | 2.8 | 1999 | 9999 |  |  |  | 0.056969 | Default Emission Factor
Kiefer Landfill | 55766_G_361B | 55766 | G | 361B |  | Landfill Gas | WEC_BANC | California | Sacramento | 2.8 | 1999 | 9999 |  |  |  | 0.056969 | Default Emission Factor
Kiefer Landfill | 55766_G_361C | 55766 | G | 361C |  | Landfill Gas | WEC_BANC | California | Sacramento | 2.8 | 1999 | 9999 |  |  |  | 0.056969 | Default Emission Factor
Edgewood Energy LLC | 55786_G_CT01 | 55786 | G | CT01 | 10132 | Combustion Turbine | NY_Z_K | New York | Suffolk | 42.5 | 2002 | 9999 |  |  |  | 0.069519 | NEI 2019
Edgewood Energy LLC | 55786_G_CT02 | 55786 | G | CT02 | 10133 | Combustion Turbine | NY_Z_K | New York | Suffolk | 42.5 | 2002 | 9999 | 2019 | 2.106 | 60588 | 0.069519 | NEI 2019
Shoreham Energy LLC | 55787_G_CT01 | 55787 | G | CT01 | 10134 | Combustion Turbine | NY_Z_K | New York | Suffolk | 42.5 | 2002 | 9999 |  |  |  | 0.12949 | Default Emission Factor
Shoreham Energy LLC | 55787_G_CT02 | 55787 | G | CT02 | 10135 | Combustion Turbine | NY_Z_K | New York | Suffolk | 42.5 | 2002 | 9999 |  |  |  | 0.12949 | Default Emission Factor
Marcus Hook Energy LP | 55801_G_CT13 | 55801 | G | CT13 | 10140 | Combined Cycle | PJM_EMAC | Pennsylvania | Delaware | 176 | 2004 | 9999 | 2019 | 4.5 | 999654 | 0.006084 | NEI 2019
Marcus Hook Energy LP | 55801_G_CT1A | 55801 | G | CT1A | 10142 | Combined Cycle | PJM_EMAC | Pennsylvania | Delaware | 182.7 | 2004 | 9999 | 2019 | 4.4 | 995451 | 0.006084 | NEI 2019
Marcus Hook Energy LP | 55801_G_CTIB | 55801 | G | CTIB | 10141 | Combined Cycle | PJM_EMAC | Pennsylvania | Delaware | 176 | 2004 | 9999 | 2019 | 4.7 | 991761 | 0.006084 | NEI 2019
Marcus Hook Energy LP | 55801_G_STG | 55801 | G | STG | 10140 | Combined Cycle | PJM_EMAC | Pennsylvania | Delaware | 298 | 2004 | 9999 |  |  |  | 0.006084 | NEI 2019
Valencia Energy Facility | 55802_G_CTG1 | 55802 | G | CTG1 | 10143 | Combustion Turbine | WECC_NM | New Mexico | Valencia | 144.3 | 2008 | 9999 |  |  |  | 0.088964 | Default Emission Factor
Henrietta Peaker | 55807_G_HPP1 | 55807 | G | HPP1 | 88086 | Combustion Turbine | WEC_CALN | California | Kings | 46.3 | 2002 | 9999 | 2017 | 0.38073 | 19295.6753 | 0.039463 | NEI 2019
Henrietta Peaker | 55807_G_HPP2 | 55807 | G | HPP2 | 88087 | Combustion Turbine | WEC_CALN | California | Kings | 46.1 | 2002 | 9999 | 2017 | 0.33705 | 19212.3247 | 0.035087 | NEI 2019
Gilroy Peaking Energy Center | 55810_G_S3 | 55810 | G | S3 | 88230 | Combustion Turbine | WEC_CALN | California | Santa Clara | 45 | 2001 | 9999 | 2017 | 0.34417 | 9899.6667 | 0.069532 | NEI 2019
Gilroy Peaking Energy Center | 55810_G_S4 | 55810 | G | S4 | 88231 | Combustion Turbine | WEC_CALN | California | Santa Clara | 45 | 2001 | 9999 | 2017 | 0.82758 | 9899.6667 | 0.16719 | NEI 2019
Gilroy Peaking Energy Center | 55810_G_S5 | 55810 | G | S5 | 88232 | Combustion Turbine | WEC_CALN | California | Santa Clara | 45 | 2002 | 9999 | 2019 | 0.35812 | 8892.3333 | 0.080546 | NEI 2019
King City Peaking | 55811_G_CTG1 | 55811 | G | CTG1 | 8434 | Combustion Turbine | WEC_CALN | California | Monterey | 44 | 2002 | 9999 | 2019 | 0.02225 | 6056 | 0.007348 | NEI 2019
Yuba City Energy Center | 55813_G_CTG1 | 55813 | G | CTG1 | 8436 | Combustion Turbine | WEC_CALN | California | Sutter | 45 | 2002 | 9999 |  |  |  | 0.088964 | Default Emission Factor
Frederickson Power LP | 55818_G_FICT | 55818 | G | FICT | 88233 | Combined Cycle | WECC_PNW | Washington | Pierce | 164 | 2002 | 9999 |  |  |  | 0.030815 | Default Emission Factor
Frederickson Power LP | 55818_G_FIST | 55818 | G | FIST | 88233 | Combined Cycle | WECC_PNW | Washington | Pierce | 82 | 2002 | 9999 |  |  |  | 0.030815 | Default Emission Factor
Curtis H Stanton Energy Center | 55821_G_A | 55821 | G | A | 10157 | Combined Cycle | FRCC | Florida | Orange | 188 | 2003 | 9999 | 2019 | 13.8082 | 1128712 | 0.022394 | NEI 2019
Curtis H Stanton Energy Center | 55821_G_B | 55821 | G | B | 10158 | Combined Cycle | FRCC | Florida | Orange | 188 | 2003 | 9999 | 2019 | 4.018 | 463372 | 0.022394 | NEI 2019
Curtis H Stanton Energy Center | 55821_G_C | 55821 | G | C | 10157 | Combined Cycle | FRCC | Florida | Orange | 281 | 2003 | 9999 |  |  |  | 0.022394 | NEI 2019
MNDOT Standby Generation | 55824_G_UNT1 | 55824 | G | UNT1 |  | Combustion Turbine | MIS_MNWI | Minnesota | Ramsey | 1.9 | 1995 | 9999 |  |  |  | 0.69077 | Default Emission Factor
Rocky Mountain Energy Center | 55835_G_CTG1 | 55835 | G | CTG1 | 10173 | Combined Cycle | WECC_CO | Colorado | Weld | 145 | 2004 | 9999 |  |  |  | 0.030815 | Default Emission Factor
Rocky Mountain Energy Center | 55835_G_CTG2 | 55835 | G | CTG2 | 10174 | Combined Cycle | WECC_CO | Colorado | Weld | 145 | 2004 | 9999 |  |  |  | 0.030815 | Default Emission Factor
Rocky Mountain Energy Center | 55835_G_STG1 | 55835 | G | STG1 | 10173 | Combined Cycle | WECC_CO | Colorado | Weld | 290 | 2004 | 9999 |  |  |  | 0.030815 | Default Emission Factor
Island Street Peaking Plant | 55836_G_FT81 | 55836 | G | FT81 | 89407 | Combustion Turbine | MIS_WUMS | Wisconsin | Outagamie | 51.8 | 2004 | 9999 |  |  |  | 0.088964 | Default Emission Factor
Silverhawk | 55841_G_CT1 | 55841 | G | CT1 | 89194 | Combined Cycle | WECC_SNV | Nevada | Clark | 157 | 2004 | 9999 | 2019 | 20.8048 | 1213972 | 0.048722 | NEI 2019
Silverhawk | 55841_G_CT2 | 55841 | G | CT2 | 89195 | Combined Cycle | WECC_SNV | Nevada | Clark | 157 | 2004 | 9999 | 2019 | 22.9236 | 581046 | 0.048722 | NEI 2019
Silverhawk | 55841_G_ST1 | 55841 | G | ST1 | 89194 | Combined Cycle | WECC_SNV | Nevada | Clark | 246 | 2004 | 9999 |  |  |  | 0.048722 | NEI 2019
Feather River Energy Center | 55847_G_CTG1 | 55847 | G | CTG1 | 10240 | Combustion Turbine | WEC_CALN | California | Sutter | 45 | 2003 | 9999 |  |  |  | 0.088964 | Default Emission Factor
Wolfskill Energy Center | 55855_G_CTG1 | 55855 | G | CTG1 | 10241 | Combustion Turbine | WEC_CALN | California | Solano | 45 | 2003 | 9999 |  |  |  | 0.088964 | Default Emission Factor
Oak Point Cogen | 55857_G_5121 | 55857 | G | 5121 |  | Combustion Turbine | MIS_AMSO | Louisiana | Plaquemines | 4 | 1999 | 9999 |  |  |  | 0.088964 | Default Emission Factor
Oak Point Cogen | 55857_G_5131 | 55857 | G | 5131 |  | Combustion Turbine | MIS_AMSO | Louisiana | Plaquemines | 4 | 1999 | 9999 |  |  |  | 0.088964 | Default Emission Factor
Oak Point Cogen | 55857_G_5141 | 55857 | G | 5141 |  | Combustion Turbine | MIS_AMSO | Louisiana | Plaquemines | 4 | 1999 | 9999 |  |  |  | 0.088964 | Default Emission Factor
Oak Point Cogen | 55857_G_5151 | 55857 | G | 5151 |  | Combustion Turbine | MIS_AMSO | Louisiana | Plaquemines | 4 | 1999 | 9999 |  |  |  | 0.088964 | Default Emission Factor
Oak Point Cogen | 55857_G_5161 | 55857 | G | 5161 |  | Combustion Turbine | MIS_AMSO | Louisiana | Plaquemines | 4 | 1999 | 9999 |  |  |  | 0.088964 | Default Emission Factor
Basin Creek Plant | 55866_G_1 | 55866 | G | 1 |  | Combustion Turbine | WECC_MT | Montana | Silver Bow | 6 | 2006 | 9999 |  |  |  | 0.11376 | Default Emission Factor
Basin Creek Plant | 55866_G_2 | 55866 | G | 2 |  | Combustion Turbine | WECC_MT | Montana | Silver Bow | 6 | 2006 | 9999 |  |  |  | 0.11376 | Default Emission Factor
Basin Creek Plant | 55866_G_3 | 55866 | G | 3 |  | Combustion Turbine | WECC_MT | Montana | Silver Bow | 6 | 2006 | 9999 |  |  |  | 0.11376 | Default Emission Factor
Basin Creek Plant | 55866_G_4 | 55866 | G | 4 |  | Combustion Turbine | WECC_MT | Montana | Silver Bow | 6 | 2006 | 9999 |  |  |  | 0.11376 | Default Emission Factor
Basin Creek Plant | 55866_G_5 | 55866 | G | 5 |  | Combustion Turbine | WECC_MT | Montana | Silver Bow | 6 | 2006 | 9999 |  |  |  | 0.11376 | Default Emission Factor
Basin Creek Plant | 55866_G_6 | 55866 | G | 6 |  | Combustion Turbine | WECC_MT | Montana | Silver Bow | 6 | 2006 | 9999 |  |  |  | 0.11376 | Default Emission Factor
Basin Creek Plant | 55866_G_7 | 55866 | G | 7 |  | Combustion Turbine | WECC_MT | Montana | Silver Bow | 6 | 2006 | 9999 |  |  |  | 0.11376 | Default Emission Factor
Basin Creek Plant | 55866_G_8 | 55866 | G | 8 |  | Combustion Turbine | WECC_MT | Montana | Silver Bow | 6 | 2006 | 9999 |  |  |  | 0.11376 | Default Emission Factor
Basin Creek Plant | 55866_G_9 | 55866 | G | 9 |  | Combustion Turbine | WECC_MT | Montana | Silver Bow | 6 | 2006 | 9999 |  |  |  | 0.11376 | Default Emission Factor
Panoche Peaker | 55874_G_8 | 55874 | G | 8 |  | Combustion Turbine | WEC_CALN | California | Fresno | 40 | 1973 | 9999 | 2017 | 1.16 | 13245 | 0.17517 | NEI 2019
Sonoma Central Landfill Phase III | 55880_G_P-31 | 55880 | G | P-31 |  | Landfill Gas | WEC_CALN | California | Sonoma | 0.7 | 2004 | 9999 |  |  |  | 0.056969 | Default Emission Factor
Sonoma Central Landfill Phase III | 55880_G_P-32 | 55880 | G | P-32 |  | Landfill Gas | WEC_CALN | California | Sonoma | 0.7 | 2004 | 9999 |  |  |  | 0.056969 | Default Emission Factor
Ridgeview | 55925_G_GEN1 | 55925 | G | GEN1 |  | Landfill Gas | MIS_WUMS | Wisconsin | Manitowoc | 0.8 | 2002 | 9999 |  |  |  | 0.056969 | Default Emission Factor
Ridgeview | 55925_G_GEN2 | 55925 | G | GEN2 |  | Landfill Gas | MIS_WUMS | Wisconsin | Manitowoc | 0.8 | 2002 | 9999 |  |  |  | 0.056969 | Default Emission Factor
Ridgeview | 55925_G_GEN3 | 55925 | G | GEN3 |  | Landfill Gas | MIS_WUMS | Wisconsin | Manitowoc | 0.8 | 2002 | 9999 |  |  |  | 0.056969 | Default Emission Factor
Ridgeview | 55925_G_GEN4 | 55925 | G | GEN4 |  | Landfill Gas | MIS_WUMS | Wisconsin | Manitowoc | 0.8 | 2003 | 9999 |  |  |  | 0.056969 | Default Emission Factor
Ridgeview | 55925_G_GEN5 | 55925 | G | GEN5 |  | Landfill Gas | MIS_WUMS | Wisconsin | Manitowoc | 0.8 | 2006 | 9999 |  |  |  | 0.056969 | Default Emission Factor
Ridgeview | 55925_G_GEN6 | 55925 | G | GEN6 |  | Landfill Gas | MIS_WUMS | Wisconsin | Manitowoc | 0.8 | 2006 | 9999 |  |  |  | 0.056969 | Default Emission Factor
Ridgeview | 55925_G_GEN7 | 55925 | G | GEN7 |  | Landfill Gas | MIS_WUMS | Wisconsin | Manitowoc | 0.8 | 2006 | 9999 |  |  |  | 0.056969 | Default Emission Factor
Ridgeview | 55925_G_GEN8 | 55925 | G | GEN8 |  | Landfill Gas | MIS_WUMS | Wisconsin | Manitowoc | 0.8 | 2006 | 9999 |  |  |  | 0.056969 | Default Emission Factor
Jasper | 55927_G_CT1 | 55927 | G | CT1 | 10211 | Combined Cycle | S_VACA | South Carolina | Jasper | 156 | 2004 | 9999 | 2019 | 44.849 | 5184186 | 0.017302 | NEI 2019
Jasper | 55927_G_CT2 | 55927 | G | CT2 | 10212 | Combined Cycle | S_VACA | South Carolina | Jasper | 164 | 2004 | 9999 |  |  |  | 0.017302 | NEI 2019
Jasper | 55927_G_CT3 | 55927 | G | CT3 | 10213 | Combined Cycle | S_VACA | South Carolina | Jasper | 147 | 2004 | 9999 |  |  |  | 0.017302 | NEI 2019
Jasper | 55927_G_ST1 | 55927 | G | ST1 | 10211 | Combined Cycle | S_VACA | South Carolina | Jasper | 385 | 2004 | 9999 |  |  |  | 0.017302 | NEI 2019
McMinnville | 55928_G_1 | 55928 | G | 1 |  | Combustion Turbine | S_C_TVA | Tennessee | Warren | 1.8 | 2001 | 9999 |  |  |  | 0.69077 | Default Emission Factor
McMinnville | 55928_G_10 | 55928 | G | 10 |  | Combustion Turbine | S_C_TVA | Tennessee | Warren | 1.8 | 2001 | 9999 |  |  |  | 0.69077 | Default Emission Factor
McMinnville | 55928_G_11 | 55928 | G | 11 |  | Combustion Turbine | S_C_TVA | Tennessee | Warren | 1.8 | 2001 | 9999 |  |  |  | 0.69077 | Default Emission Factor
McMinnville | 55928_G_12 | 55928 | G | 12 |  | Biomass | S_C_TVA | Tennessee | Warren | 1.8 | 2005 | 9999 |  |  |  | 0.26668 | Default Emission Factor
McMinnville | 55928_G_2 | 55928 | G | 2 |  | Combustion Turbine | S_C_TVA | Tennessee | Warren | 1.8 | 2001 | 9999 |  |  |  | 0.69077 | Default Emission Factor
McMinnville | 55928_G_3 | 55928 | G | 3 |  | Combustion Turbine | S_C_TVA | Tennessee | Warren | 1.8 | 2001 | 9999 |  |  |  | 0.69077 | Default Emission Factor
McMinnville | 55928_G_4 | 55928 | G | 4 |  | Combustion Turbine | S_C_TVA | Tennessee | Warren | 1.8 | 2001 | 9999 |  |  |  | 0.69077 | Default Emission Factor
McMinnville | 55928_G_5 | 55928 | G | 5 |  | Combustion Turbine | S_C_TVA | Tennessee | Warren | 1.8 | 2001 | 9999 |  |  |  | 0.69077 | Default Emission Factor
McMinnville | 55928_G_6 | 55928 | G | 6 |  | Combustion Turbine | S_C_TVA | Tennessee | Warren | 1.8 | 2001 | 9999 |  |  |  | 0.69077 | Default Emission Factor
McMinnville | 55928_G_7 | 55928 | G | 7 |  | Combustion Turbine | S_C_TVA | Tennessee | Warren | 1.8 | 2001 | 9999 |  |  |  | 0.69077 | Default Emission Factor
McMinnville | 55928_G_8 | 55928 | G | 8 |  | Combustion Turbine | S_C_TVA | Tennessee | Warren | 1.8 | 2001 | 9999 |  |  |  | 0.69077 | Default Emission Factor
McMinnville | 55928_G_9 | 55928 | G | 9 |  | Combustion Turbine | S_C_TVA | Tennessee | Warren | 1.8 | 2001 | 9999 |  |  |  | 0.69077 | Default Emission Factor
Tracy Combined Cycle Power Plant | 55933_G_TCC1 | 55933 | G | TCC1 | 88312 | Combined Cycle | WEC_CALN | California | San Joaquin | 156.2 | 2012 | 9999 |  |  |  | 0.006298 | NEI 2019
Tracy Combined Cycle Power Plant | 55933_G_TPP1 | 55933 | G | TPP1 | 88312 | Combined Cycle | WEC_CALN | California | San Joaquin | 82.1 | 2003 | 9999 | 2017 | 1.4461 | 274567 | 0.006298 | NEI 2019
Tracy Combined Cycle Power Plant | 55933_G_TPP2 | 55933 | G | TPP2 | 88313 | Combined Cycle | WEC_CALN | California | San Joaquin | 81.8 | 2003 | 9999 | 2017 | 1.3229 | 260087 | 0.006298 | NEI 2019
Century Generating Facility | 55934_G_C1 | 55934 | G | C1 |  | Combustion Turbine | WECC_SCE | California | San Bernardino | 9.5 | 2001 | 9999 |  |  |  | 0.088964 | Default Emission Factor
Century Generating Facility | 55934_G_C2 | 55934 | G | C2 |  | Combustion Turbine | WECC_SCE | California | San Bernardino | 9.5 | 2001 | 9999 |  |  |  | 0.088964 | Default Emission Factor
Century Generating Facility | 55934_G_C3 | 55934 | G | C3 |  | Combustion Turbine | WECC_SCE | California | San Bernardino | 9.5 | 2001 | 9999 |  |  |  | 0.088964 | Default Emission Factor
Century Generating Facility | 55934_G_C4 | 55934 | G | C4 |  | Combustion Turbine | WECC_SCE | California | San Bernardino | 9.5 | 2001 | 9999 |  |  |  | 0.088964 | Default Emission Factor
Drews Generating Facility | 55935_G_D1 | 55935 | G | D1 |  | Combustion Turbine | WECC_SCE | California | San Bernardino | 9.5 | 2001 | 9999 |  |  |  | 0.088964 | Default Emission Factor
Drews Generating Facility | 55935_G_D2 | 55935 | G | D2 |  | Combustion Turbine | WECC_SCE | California | San Bernardino | 9.5 | 2001 | 9999 |  |  |  | 0.088964 | Default Emission Factor
Drews Generating Facility | 55935_G_D3 | 55935 | G | D3 |  | Combustion Turbine | WECC_SCE | California | San Bernardino | 9.5 | 2001 | 9999 |  |  |  | 0.088964 | Default Emission Factor
Drews Generating Facility | 55935_G_D4 | 55935 | G | D4 |  | Combustion Turbine | WECC_SCE | California | San Bernardino | 9.5 | 2001 | 9999 |  |  |  | 0.088964 | Default Emission Factor
NRG Rockford II Energy Center | 55936_G_GT3 | 55936 | G | GT3 | 4814 | Combustion Turbine | PJM_COMD | Illinois | Winnebago | 160.9 | 2002 | 2045 |  |  |  | 0.088964 | Default Emission Factor
NAEA Ocean Peaking Power LLC | 55938_G_OPP3 | 55938 | G | OPP3 | 88234 | Combustion Turbine | PJM_EMAC | New Jersey | Ocean | 162.8 | 2003 | 9999 |  |  |  | 0.032779 | NEI 2019
NAEA Ocean Peaking Power LLC | 55938_G_OPP4 | 55938 | G | OPP4 | 88235 | Combustion Turbine | PJM_EMAC | New Jersey | Ocean | 162.8 | 2003 | 9999 | 2019 | 1.1756 | 71728 | 0.032779 | NEI 2019
Warren County | 55939_G_CT01 | 55939 | G | CT01 | 90817 | Combined Cycle | PJM_AP | Virginia | Warren | 297.5 | 2014 | 9999 | 2019 | 8.9853 | 8769572 | 0.004108 | NEI 2019
Warren County | 55939_G_CT02 | 55939 | G | CT02 | 90818 | Combined Cycle | PJM_AP | Virginia | Warren | 297.5 | 2014 | 9999 |  |  |  | 0.030815 | Default Emission Factor
Warren County | 55939_G_CT03 | 55939 | G | CT03 | 90819 | Combined Cycle | PJM_AP | Virginia | Warren | 297.5 | 2014 | 9999 |  |  |  | 0.004108 | NEI 2019
Warren County | 55939_G_ST01 | 55939 | G | ST01 | 90817 | Combined Cycle | PJM_AP | Virginia | Warren | 579.7 | 2014 | 9999 |  |  |  | 0.004108 | NEI 2019
Elk Hills Cogen | 55950_G_U1 | 55950 | G | U1 |  | Combustion Turbine | WECC_SCE | California | Kern | 23.3 | 1994 | 9999 |  |  |  | 0.088964 | Default Emission Factor
Elk Hills Cogen | 55950_G_U2 | 55950 | G | U2 |  | Combustion Turbine | WECC_SCE | California | Kern | 23.3 | 1994 | 9999 |  |  |  | 0.088964 | Default Emission Factor
Agua Mansa Power Plant | 55951_G_AMP1 | 55951 | G | AMP1 | 89370 | Combustion Turbine | WECC_SCE | California | San Bernardino | 40 | 2003 | 9999 |  |  |  | 0.088964 | Default Emission Factor
Pretlow | 55953_G_1 | 55953 | G | 1 |  | Combustion Turbine | PJM_Dom | Virginia | Southampton | 1.6 | 2001 | 9999 |  |  |  | 0.69077 | Default Emission Factor
Pretlow | 55953_G_2 | 55953 | G | 2 |  | Combustion Turbine | PJM_Dom | Virginia | Southampton | 1.6 | 2001 | 9999 |  |  |  | 0.69077 | Default Emission Factor
Downtown | 55954_G_1 | 55954 | G | 1 |  | Combustion Turbine | PJM_Dom | Virginia | Southampton | 1.6 | 1992 | 9999 |  |  |  | 0.69077 | Default Emission Factor
Downtown | 55954_G_2 | 55954 | G | 2 |  | Combustion Turbine | PJM_Dom | Virginia | Southampton | 1.6 | 1992 | 9999 |  |  |  | 0.69077 | Default Emission Factor
Riverview Energy Center | 55963_G_CTG1 | 55963 | G | CTG1 | 88362 | Combustion Turbine | WEC_CALN | California | Contra Costa | 46.1 | 2003 | 9999 |  |  |  | 0.088964 | Default Emission Factor
Brown Station Road Plant II | 55964_G_1 | 55964 | G | 1 |  | Landfill Gas | PJM_SMAC | Maryland | Prince Georges | 0.8 | 2003 | 9999 |  |  |  | 0.056969 | Default Emission Factor
Brown Station Road Plant II | 55964_G_2 | 55964 | G | 2 |  | Landfill Gas | PJM_SMAC | Maryland | Prince Georges | 0.8 | 2003 | 9999 |  |  |  | 0.056969 | Default Emission Factor
Brown Station Road Plant II | 55964_G_3 | 55964 | G | 3 |  | Landfill Gas | PJM_SMAC | Maryland | Prince Georges | 0.8 | 2003 | 9999 |  |  |  | 0.056969 | Default Emission Factor
Brown Station Road Plant II | 55964_G_4 | 55964 | G | 4 |  | Landfill Gas | PJM_SMAC | Maryland | Prince Georges | 0.8 | 2003 | 9999 |  |  |  | 0.056969 | Default Emission Factor
Wansley Combined Cycle | 55965_G_CT6A | 55965 | G | CT6A | 8352 | Combined Cycle | S_SOU | Georgia | Heard | 176.8 | 2002 | 9999 | 2019 | 21 | 1429647 | 0.018858 | NEI 2019
Wansley Combined Cycle | 55965_G_CT6B | 55965 | G | CT6B | 8354 | Combined Cycle | S_SOU | Georgia | Heard | 176.8 | 2002 | 9999 | 2019 | 21 | 1412149 | 0.018858 | NEI 2019
Wansley Combined Cycle | 55965_G_CT7A | 55965 | G | CT7A | 8356 | Combined Cycle | S_SOU | Georgia | Heard | 175.6 | 2002 | 9999 | 2019 | 20.69 | 1394152 | 0.018846 | NEI 2019
Wansley Combined Cycle | 55965_G_CT7B | 55965 | G | CT7B | 8358 | Combined Cycle | S_SOU | Georgia | Heard | 175.6 | 2002 | 9999 | 2019 | 20.7 | 1387573 | 0.018846 | NEI 2019
Wansley Combined Cycle | 55965_G_ST6 | 55965 | G | ST6 | 8352 | Combined Cycle | S_SOU | Georgia | Heard | 240 | 2002 | 9999 |  |  |  | 0.018858 | NEI 2019
Wansley Combined Cycle | 55965_G_ST7 | 55965 | G | ST7 | 8356 | Combined Cycle | S_SOU | Georgia | Heard | 240 | 2002 | 9999 |  |  |  | 0.018846 | NEI 2019
Hawkeye Energy Greenport LLC | 55969_G_U-01 | 55969 | G | U-01 | 88363 | Combustion Turbine | NY_Z_K | New York | Suffolk | 53.4 | 2003 | 9999 | 2019 | 0.4195 | 30547 | 0.027466 | NEI 2019
Cosumnes | 55970_G_1 | 55970 | G | 1 | 88365 | Combined Cycle | WEC_BANC | California | Sacramento | 171 | 2006 | 9999 |  |  |  | 0.017804 | NEI 2019
Cosumnes | 55970_G_2 | 55970 | G | 2 | 88365 | Combined Cycle | WEC_BANC | California | Sacramento | 185 | 2006 | 9999 | 2019 | 17.381 | 1858014 | 0.017804 | NEI 2019
Cosumnes | 55970_G_3 | 55970 | G | 3 | 88366 | Combined Cycle | WEC_BANC | California | Sacramento | 189 | 2006 | 9999 | 2019 | 7.1099 | 893159 | 0.017804 | NEI 2019
Cass County | 55972_G_CT-1 | 55972 | G | CT-1 | 89191 | Combustion Turbine | SPP_NEBR | Nebraska | Cass | 161.7 | 2003 | 9999 |  |  |  | 0.088964 | Default Emission Factor
Cass County | 55972_G_CT-2 | 55972 | G | CT-2 | 89192 | Combustion Turbine | SPP_NEBR | Nebraska | Cass | 161.1 | 2003 | 9999 |  |  |  | 0.088964 | Default Emission Factor
Hunterstown Power Plant | 55976_G_101 | 55976 | G | 101 | 10021 | Combined Cycle | PJM_WMAC | Pennsylvania | Adams | 153 | 2003 | 9999 | 2019 | 5.68 | 1282563 | 0.004731 | NEI 2019
Hunterstown Power Plant | 55976_G_201 | 55976 | G | 201 | 10022 | Combined Cycle | PJM_WMAC | Pennsylvania | Adams | 153 | 2003 | 9999 | 2019 | 4.09 | 1235242 | 0.004731 | NEI 2019
Hunterstown Power Plant | 55976_G_301 | 55976 | G | 301 | 10023 | Combined Cycle | PJM_WMAC | Pennsylvania | Adams | 153 | 2003 | 9999 | 2019 | 4.1 | 1252387 | 0.004731 | NEI 2019
Hunterstown Power Plant | 55976_G_401 | 55976 | G | 401 | 10021 | Combined Cycle | PJM_WMAC | Pennsylvania | Adams | 299 | 2003 | 9999 | 2019 | 0.0011 | 2093761 | 0.004731 | NEI 2019
Bluffview | 55977_G_CTG1 | 55977 | G | CTG1 | 89622 | Combined Cycle | WECC_NM | New Mexico | San Juan | 31 | 2005 | 9999 | 2019 | 9.117 | 265733 | 0.045728 | NEI 2019
Bluffview | 55977_G_STG1 | 55977 | G | STG1 | 89622 | Combined Cycle | WECC_NM | New Mexico | San Juan | 27 | 2005 | 9999 |  |  |  | 0.045728 | NEI 2019
Palomar Energy | 55985_G_CTG1 | 55985 | G | CTG1 | 89252 | Combined Cycle | WEC_SDGE | California | San Diego | 170 | 2005 | 9999 |  |  |  | 0.030815 | Default Emission Factor
Palomar Energy | 55985_G_CTG2 | 55985 | G | CTG2 | 89253 | Combined Cycle | WEC_SDGE | California | San Diego | 170 | 2005 | 9999 |  |  |  | 0.030815 | Default Emission Factor
Palomar Energy | 55985_G_STG | 55985 | G | STG | 89252 | Combined Cycle | WEC_SDGE | California | San Diego | 222 | 2006 | 9999 |  |  |  | 0.030815 | Default Emission Factor
Stillwater Water Treatment Plant | 55987_G_6 | 55987 | G | 6 |  | Combustion Turbine | SPP_WEST | Oklahoma | Payne | 2 | 2003 | 9999 |  |  |  | 0.69077 | Default Emission Factor
Ashtabula | 55990_G_1 | 55990 | G | 1 |  | Combined Cycle | PJM_ATSI | Ohio | Ashtabula | 4.4 | 2001 | 9999 |  |  |  | 0.030815 | Default Emission Factor
Ashtabula | 55990_G_2 | 55990 | G | 2 |  | Combined Cycle | PJM_ATSI | Ohio | Ashtabula | 4.4 | 2001 | 9999 |  |  |  | 0.030815 | Default Emission Factor
Ashtabula | 55990_G_3 | 55990 | G | 3 |  | Combined Cycle | PJM_ATSI | Ohio | Ashtabula | 4.4 | 2001 | 9999 |  |  |  | 0.030815 | Default Emission Factor
Ashtabula | 55990_G_4 | 55990 | G | 4 |  | Combined Cycle | PJM_ATSI | Ohio | Ashtabula | 4.4 | 2001 | 9999 |  |  |  | 0.030815 | Default Emission Factor
Ashtabula | 55990_G_5 | 55990 | G | 5 |  | Combined Cycle | PJM_ATSI | Ohio | Ashtabula | 4.4 | 2001 | 9999 |  |  |  | 0.030815 | Default Emission Factor
Ashtabula | 55990_G_6 | 55990 | G | 6 |  | Combined Cycle | PJM_ATSI | Ohio | Ashtabula | 0.7 | 2001 | 9999 |  |  |  | 0.030815 | Default Emission Factor
Ashtabula | 55990_G_7 | 55990 | G | 7 |  | Combined Cycle | PJM_ATSI | Ohio | Ashtabula | 0.7 | 2001 | 9999 |  |  |  | 0.030815 | Default Emission Factor
Alliant SBD0201 Ingredion | 55996_G_01 | 55996 | G | 01 |  | Combustion Turbine | MIS_IA | Iowa | Linn | 1.8 | 2003 | 9999 |  |  |  | 0.69077 | Default Emission Factor
Alliant SBD0201 Ingredion | 55996_G_02 | 55996 | G | 02 |  | Combustion Turbine | MIS_IA | Iowa | Linn | 1.6 | 2003 | 9999 |  |  |  | 0.69077 | Default Emission Factor
Alliant SBD0201 Ingredion | 55996_G_03 | 55996 | G | 03 |  | Combustion Turbine | MIS_IA | Iowa | Linn | 1.6 | 2003 | 9999 |  |  |  | 0.69077 | Default Emission Factor
Alliant SBD0201 Ingredion | 55996_G_04 | 55996 | G | 04 |  | Combustion Turbine | MIS_IA | Iowa | Linn | 1.1 | 2003 | 9999 |  |  |  | 0.69077 | Default Emission Factor
Orchard Park | 55997_G_10 | 55997 | G | 10 |  | Combustion Turbine | PJM_AP | Pennsylvania | Franklin | 5.8 | 2003 | 9999 |  |  |  | 0.11376 | Default Emission Factor
Orchard Park | 55997_G_11 | 55997 | G | 11 |  | Combustion Turbine | PJM_AP | Pennsylvania | Franklin | 5.8 | 2003 | 9999 |  |  |  | 0.11376 | Default Emission Factor
Orchard Park | 55997_G_8 | 55997 | G | 8 |  | Combustion Turbine | PJM_AP | Pennsylvania | Franklin | 5.8 | 2003 | 9999 |  |  |  | 0.11376 | Default Emission Factor
Orchard Park | 55997_G_9 | 55997 | G | 9 |  | Combustion Turbine | PJM_AP | Pennsylvania | Franklin | 5.8 | 2003 | 9999 |  |  |  | 0.11376 | Default Emission Factor
Danbury Diesel | 55998_G_GT1 | 55998 | G | GT1 |  | Combustion Turbine | MIS_MNWI | Wisconsin | Burnett | 4 | 1981 | 9999 |  |  |  | 0.12949 | Default Emission Factor
Danbury Diesel | 55998_G_IC1 | 55998 | G | IC1 |  | Combustion Turbine | MIS_MNWI | Wisconsin | Burnett | 0.5 | 1982 | 9999 |  |  |  | 0.69077 | Default Emission Factor
Danbury Diesel | 55998_G_IC2 | 55998 | G | IC2 |  | Combustion Turbine | MIS_MNWI | Wisconsin | Burnett | 0.5 | 1966 | 9999 |  |  |  | 0.69077 | Default Emission Factor
Mount Clinton | 56004_G_D-2 | 56004 | G | D-2 |  | Combustion Turbine | PJM_Dom | Virginia | Rockingham | 2 | 2002 | 9999 |  |  |  | 0.69077 | Default Emission Factor
Mount Clinton | 56004_G_D-3 | 56004 | G | D-3 |  | Combustion Turbine | PJM_Dom | Virginia | Rockingham | 2 | 2002 | 9999 |  |  |  | 0.69077 | Default Emission Factor
Mount Clinton | 56004_G_D-5 | 56004 | G | D-5 |  | Combustion Turbine | PJM_Dom | Virginia | Rockingham | 2 | 2004 | 9999 |  |  |  | 0.69077 | Default Emission Factor
Mount Clinton | 56004_G_D-7 | 56004 | G | D-7 |  | Combustion Turbine | PJM_Dom | Virginia | Rockingham | 2 | 2009 | 9999 |  |  |  | 0.69077 | Default Emission Factor
Mount Clinton | 56004_G_D-8 | 56004 | G | D-8 |  | Combustion Turbine | PJM_Dom | Virginia | Rockingham | 2 | 2009 | 9999 |  |  |  | 0.69077 | Default Emission Factor
Mount Clinton | 56004_G_MC-1 | 56004 | G | MC-1 |  | Combustion Turbine | PJM_Dom | Virginia | Rockingham | 9 | 1999 | 9999 |  |  |  | 0.12949 | Default Emission Factor
Pleasant Valley (VA) | 56005_G_D-4 | 56005 | G | D-4 |  | Combustion Turbine | PJM_EMAC | Virginia | Rockingham | 2 | 2002 | 9999 |  |  |  | 0.69077 | Default Emission Factor
Pleasant Valley (VA) | 56005_G_D-6 | 56005 | G | D-6 |  | Combustion Turbine | PJM_EMAC | Virginia | Rockingham | 2 | 2006 | 9999 |  |  |  | 0.69077 | Default Emission Factor
Pleasant Valley (VA) | 56005_G_PV-1 | 56005 | G | PV-1 |  | Combustion Turbine | PJM_EMAC | Virginia | Rockingham | 9 | 1997 | 9999 |  |  |  | 0.12949 | Default Emission Factor
Exira | 56013_G_U1 | 56013 | G | U1 | 89307 | Combustion Turbine | SPP_WAUE | Iowa | Audubon | 46.7 | 2004 | 9999 |  |  |  | 0.088964 | Default Emission Factor
Exira | 56013_G_U2 | 56013 | G | U2 | 89308 | Combustion Turbine | SPP_WAUE | Iowa | Audubon | 46.7 | 2004 | 9999 |  |  |  | 0.088964 | Default Emission Factor
Exira | 56013_G_U3 | 56013 | G | U3 | 89719 | Combustion Turbine | SPP_WAUE | Iowa | Audubon | 46.6 | 2007 | 9999 |  |  |  | 0.088964 | Default Emission Factor
Walton Bainbridge Power Facility | 56015_G_SEG1 | 56015 | G | SEG1 | 90202 | Combustion Turbine | S_SOU | Georgia | Decatur | 37 | 2000 | 9999 |  |  |  | 0.12949 | Default Emission Factor
Walton Bainbridge Power Facility | 56015_G_SEGC | 56015 | G | SEGC | 90204 | Combustion Turbine | S_SOU | Georgia | Decatur | 37 | 2000 | 9999 |  |  |  | 0.12949 | Default Emission Factor
AMEA Peaking | 56018_G_1 | 56018 | G | 1 | 89313 | Combustion Turbine | S_SOU | Alabama | Talladega | 47.5 | 2004 | 9999 |  |  |  | 0.088964 | Default Emission Factor
AMEA Peaking | 56018_G_2 | 56018 | G | 2 | 89314 | Combustion Turbine | S_SOU | Alabama | Talladega | 47.5 | 2004 | 9999 |  |  |  | 0.088964 | Default Emission Factor
Waste Water Plant Generator | 56022_G_1 | 56022 | G | 1 |  | Combustion Turbine | SPP_N | Kansas | Cowley | 1.6 | 1993 | 9999 |  |  |  | 0.69077 | Default Emission Factor
Traer East | 56025_G_6 | 56025 | G | 6 |  | Combustion Turbine | MIS_MIDA | Iowa | Tama | 2 | 2004 | 9999 |  |  |  | 0.69077 | Default Emission Factor
Traer East | 56025_G_7 | 56025 | G | 7 |  | Combustion Turbine | MIS_MIDA | Iowa | Tama | 2 | 2004 | 9999 |  |  |  | 0.69077 | Default Emission Factor
Donald Von Raesfeld Power Plant | 56026_G_CTG1 | 56026 | G | CTG1 | 88292 | Combined Cycle | WEC_CALN | California | Santa Clara | 50 | 2005 | 9999 | 2019 | 5.379 | 255393 | 0.040043 | NEI 2019
Donald Von Raesfeld Power Plant | 56026_G_CTG2 | 56026 | G | CTG2 | 88293 | Combined Cycle | WEC_CALN | California | Santa Clara | 50 | 2005 | 9999 | 2019 | 7.7306 | 256762 | 0.040043 | NEI 2019
Donald Von Raesfeld Power Plant | 56026_G_STG | 56026 | G | STG | 88292 | Combined Cycle | WEC_CALN | California | Santa Clara | 47.8 | 2005 | 9999 | 2017 | 0.0046458 | 142859 | 0.040043 | NEI 2019
Fox Energy Center | 56031_G_CTG1 | 56031 | G | CTG1 | 89359 | Combined Cycle | MIS_WUMS | Wisconsin | Outagamie | 168.3 | 2006 | 9999 | 2019 | 1.0615 | 1351018 | 0.010559 | NEI 2019
Fox Energy Center | 56031_G_CTG2 | 56031 | G | CTG2 | 89360 | Combined Cycle | MIS_WUMS | Wisconsin | Outagamie | 171.8 | 2005 | 9999 | 2019 | 21.6968 | 1354927 | 0.010559 | NEI 2019
Fox Energy Center | 56031_G_STG | 56031 | G | STG | 89360 | Combined Cycle | MIS_WUMS | Wisconsin | Outagamie | 238.5 | 2005 | 9999 | 2019 | 0.002205 | 1605157 | 0.010559 | NEI 2019
Equus Freeport Power | 56032_G_0001 | 56032 | G | 0001 | 89349 | Combustion Turbine | NY_Z_K | New York | Nassau | 46.2 | 2004 | 9999 | 2019 | 0.5635 | 19555.3871 | 0.057631 | NEI 2019
Equus Freeport Power | 56032_G_001 | 56032 | G | 001 | 89349 | Combustion Turbine | NY_Z_K | New York | Nassau | 48.1 | 2004 | 9999 |  |  |  | 0.088964 | Default Emission Factor
Smithfield Packaged Meats Corp. | 56035_G_1 | 56035 | G | 1 |  | Combustion Turbine | S_VACA | North Carolina | WILSON | 1.3 | 2002 | 9999 |  |  |  | 0.69077 | Default Emission Factor
Smithfield Packaged Meats Corp. | 56035_G_2 | 56035 | G | 2 |  | Combustion Turbine | S_VACA | North Carolina | WILSON | 1.3 | 2002 | 9999 |  |  |  | 0.69077 | Default Emission Factor
WWTP Power Generation Station | 56036_G_GEN1 | 56036 | G | GEN1 |  | Non-Fossil Waste | WEC_CALN | California | Alameda | 2 | 1985 | 9999 |  |  |  | 0.029032 | Default Emission Factor
WWTP Power Generation Station | 56036_G_GEN2 | 56036 | G | GEN2 |  | Non-Fossil Waste | WEC_CALN | California | Alameda | 2 | 1985 | 9999 |  |  |  | 0.029032 | Default Emission Factor
WWTP Power Generation Station | 56036_G_GEN3 | 56036 | G | GEN3 |  | Non-Fossil Waste | WEC_CALN | California | Alameda | 2 | 1985 | 9999 |  |  |  | 0.029032 | Default Emission Factor
UMCP CHP Plant | 56038_G_1 | 56038 | G | 1 |  | Combustion Turbine | PJM_SMAC | Maryland | Prince Georges | 9.4 | 2003 | 9999 |  |  |  | 0.088964 | Default Emission Factor
UMCP CHP Plant | 56038_G_2 | 56038 | G | 2 |  | Combustion Turbine | PJM_SMAC | Maryland | Prince Georges | 9.4 | 2003 | 9999 |  |  |  | 0.088964 | Default Emission Factor
UMCP CHP Plant | 56038_G_3 | 56038 | G | 3 |  | O/G Steam | PJM_SMAC | Maryland | Prince Georges | 2 | 2003 | 9999 |  |  |  | 0.087133 | Default Emission Factor
H. Gonzales | 56039_G_G1 | 56039 | G | G1 |  | Combustion Turbine | WECC_SCE | California | Los Angeles | 5.4 | 1987 | 9999 |  |  |  | 0.088964 | Default Emission Factor
H. Gonzales | 56039_G_G2 | 56039 | G | G2 |  | Combustion Turbine | WECC_SCE | California | Los Angeles | 5.4 | 1987 | 9999 |  |  |  | 0.088964 | Default Emission Factor
Malburg | 56041_G_M1 | 56041 | G | M1 | 89631 | Combined Cycle | WECC_SCE | California | Los Angeles | 42 | 2005 | 9999 | 2017 | 12.4214 | 227927 | 0.036001 | NEI 2019
Malburg | 56041_G_M2 | 56041 | G | M2 | 89632 | Combined Cycle | WECC_SCE | California | Los Angeles | 42 | 2005 | 9999 | 2017 | 0.071805 | 228107 | 0.036001 | NEI 2019
Malburg | 56041_G_M3 | 56041 | G | M3 | 89631 | Combined Cycle | WECC_SCE | California | Los Angeles | 50 | 2005 | 9999 |  |  |  | 0.036001 | NEI 2019
Magnolia Power Project | 56046_G_1 | 56046 | G | 1 | 89568 | Combined Cycle | WEC_LADW | California | Los Angeles | 161 | 2005 | 9999 |  |  |  | 0.030815 | Default Emission Factor
Magnolia Power Project | 56046_G_2 | 56046 | G | 2 | 89568 | Combined Cycle | WEC_LADW | California | Los Angeles | 140 | 2005 | 9999 |  |  |  | 0.030815 | Default Emission Factor
CPV Towantic Energy Center | 56047_G_CTG1 | 56047 | G | CTG1 | 91061 | Combined Cycle | NENG_CT | Connecticut | New Haven | 253 | 2018 | 9999 | 2019 | 12.93 | 1699702 | 0.009711 | NEI 2019
CPV Towantic Energy Center | 56047_G_CTG2 | 56047 | G | CTG2 | 91062 | Combined Cycle | NENG_CT | Connecticut | New Haven | 253.8 | 2018 | 9999 | 2019 | 5.85 | 966377 | 0.009711 | NEI 2019
CPV Towantic Energy Center | 56047_G_STG | 56047 | G | STG | 91061 | Combined Cycle | NENG_CT | Connecticut | New Haven | 271.5 | 2018 | 9999 |  |  |  | 0.009711 | NEI 2019
THUMS | 56051_G_GEN1 | 56051 | G | GEN1 |  | Combustion Turbine | WECC_SCE | California | Los Angeles | 45 | 2003 | 9999 |  |  |  | 0.088964 | Default Emission Factor
Casey City of | 56053_G_1 | 56053 | G | 1 |  | Combustion Turbine | MIS_IL | Illinois | Clark | 1.8 | 2002 | 9999 |  |  |  | 0.69077 | Default Emission Factor
Casey City of | 56053_G_2 | 56053 | G | 2 |  | Combustion Turbine | MIS_IL | Illinois | Clark | 1.8 | 2002 | 9999 | 2017 | 0.010337 | 33 | 0.62648 | NEI 2019
Casey City of | 56053_G_3 | 56053 | G | 3 |  | Combustion Turbine | MIS_IL | Illinois | Clark | 1.8 | 2002 | 9999 |  |  |  | 0.69077 | Default Emission Factor
High Point, Fairfield | 56059_G_1 | 56059 | G | 1 |  | Combustion Turbine | S_VACA | North Carolina | Guilford | 1.8 | 2002 | 9999 |  |  |  | 0.69077 | Default Emission Factor
Statesville, Highway 64 | 56062_G_1 | 56062 | G | 1 |  | Combustion Turbine | S_VACA | North Carolina | Iredell | 1.8 | 2002 | 9999 |  |  |  | 0.69077 | Default Emission Factor
Shelby, Toms Street | 56063_G_1 | 56063 | G | 1 |  | Combustion Turbine | S_VACA | North Carolina | Cleveland | 1.8 | 2002 | 9999 |  |  |  | 0.69077 | Default Emission Factor
Morganton, Parker Road | 56064_G_1 | 56064 | G | 1 |  | Combustion Turbine | S_VACA | North Carolina | Burke | 1.8 | 2002 | 9999 |  |  |  | 0.69077 | Default Emission Factor
Lexington Health Center | 56067_G_1 | 56067 | G | 1 |  | Combustion Turbine | S_VACA | North Carolina | Davidson | 1.8 | 2002 | 9999 |  |  |  | 0.69077 | Default Emission Factor
Berlin Landfill Gas | 56069_G_1 | 56069 | G | 1 |  | Landfill Gas | MIS_WUMS | Wisconsin | Green Lake | 0.8 | 2001 | 9999 |  |  |  | 0.056969 | Default Emission Factor
Berlin Landfill Gas | 56069_G_2 | 56069 | G | 2 |  | Landfill Gas | MIS_WUMS | Wisconsin | Green Lake | 0.8 | 2001 | 9999 |  |  |  | 0.056969 | Default Emission Factor
Berlin Landfill Gas | 56069_G_3 | 56069 | G | 3 |  | Landfill Gas | MIS_WUMS | Wisconsin | Green Lake | 0.8 | 2001 | 9999 |  |  |  | 0.056969 | Default Emission Factor
Diesel Generators | 56070_G_1 | 56070 | G | 1 |  | Combustion Turbine | MIS_WUMS | Wisconsin | Dane | 49.1 | 2001 | 9999 |  |  |  | 0.69077 | Default Emission Factor
Alliant SBG 9802 Toyota | 56073_G_01 | 56073 | G | 01 |  | Combustion Turbine | MIS_IA | Iowa | Linn | 1 | 1998 | 9999 |  |  |  | 0.11376 | Default Emission Factor
Walnut Energy Center | 56078_G_1 | 56078 | G | 1 | 89628 | Combined Cycle | WEC_CALN | California | Stanislaus | 84 | 2006 | 9999 | 2019 | 10.8591 | 707559 | 0.037144 | NEI 2019
Walnut Energy Center | 56078_G_2 | 56078 | G | 2 | 89629 | Combined Cycle | WEC_CALN | California | Stanislaus | 84 | 2006 | 9999 | 2017 | 7.6771 | 290507 | 0.037144 | NEI 2019
Walnut Energy Center | 56078_G_3 | 56078 | G | 3 | 89628 | Combined Cycle | WEC_CALN | California | Stanislaus | 101 | 2006 | 9999 |  |  |  | 0.037144 | NEI 2019
Blacksand Generating Facility | 56090_G_D182 | 56090 | G | D182 |  | Fossil Waste | WECC_SCE | California | Orange | 2.5 | 2000 | 9999 |  |  |  | 0.028605 | Default Emission Factor
Blacksand Generating Facility | 56090_G_D189 | 56090 | G | D189 |  | Fossil Waste | WECC_SCE | California | Orange | 3 | 2000 | 9999 |  |  |  | 0.028605 | Default Emission Factor
Blacksand Generating Facility | 56090_G_D190 | 56090 | G | D190 |  | Fossil Waste | WECC_SCE | California | Orange | 0.3 | 2012 | 9999 |  |  |  | 0.028605 | Default Emission Factor
Hillsboro | 56098_G_1 | 56098 | G | 1 |  | Combustion Turbine | MIS_MAPP | North Dakota | Traill | 2 | 2002 | 9999 |  |  |  | 0.69077 | Default Emission Factor
Hillsboro | 56098_G_2 | 56098 | G | 2 |  | Combustion Turbine | MIS_MAPP | North Dakota | Traill | 2 | 2002 | 9999 |  |  |  | 0.69077 | Default Emission Factor
Franklin Drive | 561_G_UN19 | 561 | G | UN19 | 350 | Combustion Turbine | NENG_CT | Connecticut | Litchfield | 16.1 | 1968 | 9999 |  |  |  | 0.12949 | Default Emission Factor
St. Charles Power Plant | 56100_G_1 | 56100 | G | 1 |  | Combustion Turbine | MIS_MNWI | Minnesota | Winona | 2 | 2004 | 9999 |  |  |  | 0.69077 | Default Emission Factor
St. Charles Power Plant | 56100_G_2 | 56100 | G | 2 |  | Combustion Turbine | MIS_MNWI | Minnesota | Winona | 2 | 2004 | 9999 |  |  |  | 0.69077 | Default Emission Factor
St. Charles Power Plant | 56100_G_3 | 56100 | G | 3 |  | Combustion Turbine | MIS_MNWI | Minnesota | Winona | 2 | 2004 | 9999 |  |  |  | 0.69077 | Default Emission Factor
St. Charles Power Plant | 56100_G_4 | 56100 | G | 4 |  | Combustion Turbine | MIS_MNWI | Minnesota | Winona | 2 | 2004 | 9999 |  |  |  | 0.69077 | Default Emission Factor
Currant Creek | 56102_G_CT1A | 56102 | G | CT1A | 89419 | Combined Cycle | WECC_UT | Utah | Juab | 135 | 2005 | 9999 | 2019 | 19.5234 | 939266 | 0.034534 | NEI 2019
Currant Creek | 56102_G_CT1B | 56102 | G | CT1B | 89420 | Combined Cycle | WECC_UT | Utah | Juab | 135 | 2005 | 9999 | 2017 | 21.2125 | 410785 | 0.034534 | NEI 2019
Currant Creek | 56102_G_ST1 | 56102 | G | ST1 | 89419 | Combined Cycle | WECC_UT | Utah | Juab | 254 | 2006 | 9999 | 2019 | 0.097216 | 1014752 | 0.034534 | NEI 2019
Mankato Energy Center | 56104_G_CTG1 | 56104 | G | CTG1 | 89427 | Combined Cycle | MIS_MNWI | Minnesota | Blue Earth | 174 | 2019 | 9999 | 2019 | 54.52 | 572329 | 0.057518 | NEI 2019
Mankato Energy Center | 56104_G_CTG2 | 56104 | G | CTG2 | 89428 | Combined Cycle | MIS_MNWI | Minnesota | Blue Earth | 174 | 2006 | 9999 | 2019 | 4.5563 | 1481868 | 0.057518 | NEI 2019
Mankato Energy Center | 56104_G_STG1 | 56104 | G | STG1 | 89428 | Combined Cycle | MIS_MNWI | Minnesota | Blue Earth | 156 | 2006 | 9999 |  |  |  | 0.057518 | NEI 2019
T J Labbe Electric Generating | 56108_G_U-1 | 56108 | G | U-1 | 89595 | Combustion Turbine | MIS_LA | Louisiana | Lafayette | 47 | 2005 | 9999 | 2019 | 0.34154 | 8061 | 0.084738 | NEI 2019
T J Labbe Electric Generating | 56108_G_U-2 | 56108 | G | U-2 | 89596 | Combustion Turbine | MIS_LA | Louisiana | Lafayette | 47 | 2005 | 9999 | 2019 | 0.3346 | 8061 | 0.083017 | NEI 2019
IMEA Highland | 56114_G_1 | 56114 | G | 1 |  | Combustion Turbine | MIS_IL | Illinois | Madison | 1.8 | 1996 | 9999 |  |  |  | 0.69077 | Default Emission Factor
IMEA Highland | 56114_G_2 | 56114 | G | 2 |  | Combustion Turbine | MIS_IL | Illinois | Madison | 1.8 | 1996 | 9999 |  |  |  | 0.69077 | Default Emission Factor
IMEA Flora | 56116_G_10 | 56116 | G | 10 |  | Combustion Turbine | MIS_IL | Illinois | Clay | 1.8 | 2000 | 9999 |  |  |  | 0.69077 | Default Emission Factor
IMEA Flora | 56116_G_6 | 56116 | G | 6 |  | Combustion Turbine | MIS_IL | Illinois | Clay | 1.8 | 2000 | 9999 |  |  |  | 0.69077 | Default Emission Factor
IMEA Flora | 56116_G_7 | 56116 | G | 7 |  | Combustion Turbine | MIS_IL | Illinois | Clay | 1.8 | 2000 | 9999 |  |  |  | 0.69077 | Default Emission Factor
IMEA Flora | 56116_G_8 | 56116 | G | 8 |  | Combustion Turbine | MIS_IL | Illinois | Clay | 1.8 | 2000 | 9999 |  |  |  | 0.69077 | Default Emission Factor
IMEA Flora | 56116_G_9 | 56116 | G | 9 |  | Combustion Turbine | MIS_IL | Illinois | Clay | 1.8 | 2000 | 9999 |  |  |  | 0.69077 | Default Emission Factor
Flora Site A | 56117_G_1 | 56117 | G | 1 |  | Combustion Turbine | MIS_IL | Illinois | Clay | 1.8 | 2001 | 9999 | 2019 | 0.01071 | 9 | 2.38 | NEI 2019
Flora Site A | 56117_G_2 | 56117 | G | 2 |  | Combustion Turbine | MIS_IL | Illinois | Clay | 1.8 | 2001 | 9999 | 2019 | 0.009239 | 9 | 2.0531 | NEI 2019
Flora Site A | 56117_G_3 | 56117 | G | 3 |  | Combustion Turbine | MIS_IL | Illinois | Clay | 1.8 | 2001 | 9999 | 2017 | 0.00926 | 30 | 0.61733 | NEI 2019
Flora Site B | 56118_G_4 | 56118 | G | 4 |  | Combustion Turbine | MIS_IL | Illinois | Clay | 1.8 | 2001 | 9999 | 2017 | 0.00963 | 29.5 | 0.65288 | NEI 2019
Flora Site B | 56118_G_5 | 56118 | G | 5 |  | Combustion Turbine | MIS_IL | Illinois | Clay | 1.8 | 2001 | 9999 | 2019 | 0.009141 | 9 | 2.0313 | NEI 2019
Middlesex Generating Facility | 56119_G_100 | 56119 | G | 100 |  | Landfill Gas | PJM_EMAC | New Jersey | MIDDLESEX | 4.1 | 2001 | 9999 |  |  |  | 0.056969 | Default Emission Factor
Middlesex Generating Facility | 56119_G_200 | 56119 | G | 200 |  | Landfill Gas | PJM_EMAC | New Jersey | MIDDLESEX | 4.1 | 2001 | 9999 |  |  |  | 0.056969 | Default Emission Factor
Middlesex Generating Facility | 56119_G_300 | 56119 | G | 300 |  | Landfill Gas | PJM_EMAC | New Jersey | MIDDLESEX | 10.6 | 1961 | 9999 |  |  |  | 0.056969 | Default Emission Factor
Lee County Landfill | 56120_G_L1 | 56120 | G | L1 |  | Landfill Gas | S_VACA | South Carolina | Lee | 1.8 | 2005 | 9999 |  |  |  | 0.056969 | Default Emission Factor
Lee County Landfill | 56120_G_L2 | 56120 | G | L2 |  | Landfill Gas | S_VACA | South Carolina | Lee | 1.8 | 2005 | 9999 |  |  |  | 0.056969 | Default Emission Factor
Lee County Landfill | 56120_G_L3 | 56120 | G | L3 |  | Landfill Gas | S_VACA | South Carolina | Lee | 1.8 | 2005 | 9999 |  |  |  | 0.056969 | Default Emission Factor
Lee County Landfill | 56120_G_L4 | 56120 | G | L4 |  | Landfill Gas | S_VACA | South Carolina | Lee | 5.2 | 2006 | 9999 |  |  |  | 0.056969 | Default Emission Factor
Anderson Regional Landfill | 56121_G_A2 | 56121 | G | A2 |  | Landfill Gas | S_VACA | South Carolina | Anderson | 1.5 | 2008 | 9999 |  |  |  | 0.056969 | Default Emission Factor
Anderson Regional Landfill | 56121_G_A3 | 56121 | G | A3 |  | Landfill Gas | S_VACA | South Carolina | Anderson | 1.5 | 2008 | 9999 |  |  |  | 0.056969 | Default Emission Factor
Richland County Landfill | 56122_G_R1 | 56122 | G | R1 |  | Landfill Gas | S_VACA | South Carolina | Richland | 5.2 | 2006 | 9999 |  |  |  | 0.056969 | Default Emission Factor
Richland County Landfill | 56122_G_R2 | 56122 | G | R2 |  | Landfill Gas | S_VACA | South Carolina | Richland | 1.5 | 2010 | 9999 |  |  |  | 0.056969 | Default Emission Factor
Richland County Landfill | 56122_G_R3 | 56122 | G | R3 |  | Landfill Gas | S_VACA | South Carolina | Richland | 1.5 | 2010 | 9999 |  |  |  | 0.056969 | Default Emission Factor
Sub 2 Generating Station | 56126_G_1 | 56126 | G | 1 |  | Combustion Turbine | S_D_AECI | Missouri | Macon | 1.8 | 2004 | 9999 |  |  |  | 0.69077 | Default Emission Factor
Sub 2 Generating Station | 56126_G_2 | 56126 | G | 2 |  | Combustion Turbine | S_D_AECI | Missouri | Macon | 1.8 | 2004 | 9999 |  |  |  | 0.69077 | Default Emission Factor
Macon Energy Center | 56127_G_1 | 56127 | G | 1 |  | Combustion Turbine | S_D_AECI | Missouri | Macon | 8.5 | 2003 | 9999 |  |  |  | 0.088964 | Default Emission Factor
Sub 3 Generating Station | 56128_G_1 | 56128 | G | 1 |  | Combustion Turbine | S_D_AECI | Missouri | Macon | 1.8 | 2003 | 9999 |  |  |  | 0.69077 | Default Emission Factor
Sub 3 Generating Station | 56128_G_2 | 56128 | G | 2 |  | Combustion Turbine | S_D_AECI | Missouri | Macon | 1.8 | 2003 | 9999 |  |  |  | 0.69077 | Default Emission Factor
Sub 3 Generating Station | 56128_G_3 | 56128 | G | 3 |  | Combustion Turbine | S_D_AECI | Missouri | Macon | 1.8 | 2003 | 9999 |  |  |  | 0.69077 | Default Emission Factor
Sub 3 Generating Station | 56128_G_4 | 56128 | G | 4 |  | Combustion Turbine | S_D_AECI | Missouri | Macon | 1.8 | 2003 | 9999 |  |  |  | 0.69077 | Default Emission Factor
Thermal Kem | 56129_G_1 | 56129 | G | 1 |  | Combustion Turbine | S_VACA | South Carolina | York | 2.4 | 2003 | 9999 |  |  |  | 0.69077 | Default Emission Factor
Valenite | 56131_G_1 | 56131 | G | 1 |  | Combustion Turbine | S_VACA | South Carolina | Oconee | 2.4 | 2003 | 9999 |  |  |  | 0.69077 | Default Emission Factor
Honea Path | 56132_G_1 | 56132 | G | 1 |  | Combustion Turbine | S_VACA | South Carolina | Abbeville | 2.4 | 2003 | 9999 |  |  |  | 0.69077 | Default Emission Factor
Ripon Generation Station | 56135_G_1 | 56135 | G | 1 | 89441 | Combustion Turbine | WEC_BANC | California | San Joaquin | 50 | 2006 | 9999 | 2017 | 2.6468 | 42436 | 0.12474 | NEI 2019
Ripon Generation Station | 56135_G_2 | 56135 | G | 2 | 89442 | Combustion Turbine | WEC_BANC | California | San Joaquin | 50 | 2006 | 9999 | 2017 | 0.20132 | 42436 | 0.009488 | NEI 2019
Anderson Erickson | 56138_G_1 | 56138 | G | 1 |  | Combustion Turbine | MIS_MIDA | Iowa | Polk | 2 | 2000 | 9999 |  |  |  | 0.69077 | Default Emission Factor
Jamaica Bay Peaking | 56141_G_2 | 56141 | G | 2 | 88310 | Combustion Turbine | NY_Z_J | New York | Queens | 54.3 | 2003 | 9999 | 2019 | 0.10645 | 8289 | 0.025686 | NEI 2019
Riverside Energy Resource Center | 56143_G_1 | 56143 | G | 1 | 89663 | Combustion Turbine | WECC_SCE | California | Riverside | 50 | 2006 | 9999 | 2017 | 0.83615 | 24117.0918 | 0.069341 | NEI 2019
Riverside Energy Resource Center | 56143_G_2 | 56143 | G | 2 | 89664 | Combustion Turbine | WECC_SCE | California | Riverside | 50 | 2006 | 9999 |  |  |  | 0.088964 | Default Emission Factor
Riverside Energy Resource Center | 56143_G_3 | 56143 | G | 3 | 90688 | Combustion Turbine | WECC_SCE | California | Riverside | 48 | 2011 | 9999 |  |  |  | 0.088964 | Default Emission Factor
Riverside Energy Resource Center | 56143_G_4 | 56143 | G | 4 | 90690 | Combustion Turbine | WECC_SCE | California | Riverside | 48 | 2011 | 9999 | 2017 | 0.9514 | 23152.4082 | 0.082186 | NEI 2019
Springs Generating Station | 56144_G_1 | 56144 | G | 1 |  | Combustion Turbine | WECC_SCE | California | Riverside | 10 | 2002 | 9999 |  |  |  | 0.088964 | Default Emission Factor
Springs Generating Station | 56144_G_2 | 56144 | G | 2 |  | Combustion Turbine | WECC_SCE | California | Riverside | 10 | 2002 | 9999 |  |  |  | 0.088964 | Default Emission Factor
Springs Generating Station | 56144_G_3 | 56144 | G | 3 |  | Combustion Turbine | WECC_SCE | California | Riverside | 10 | 2002 | 9999 |  |  |  | 0.088964 | Default Emission Factor
Springs Generating Station | 56144_G_4 | 56144 | G | 4 |  | Combustion Turbine | WECC_SCE | California | Riverside | 10 | 2002 | 9999 |  |  |  | 0.088964 | Default Emission Factor
Ft. Pierre | 56148_G_5 | 56148 | G | 5 |  | Combustion Turbine | SPP_WAUE | South Dakota | Stanley | 2 | 2004 | 9999 |  |  |  | 0.69077 | Default Emission Factor
Ft. Pierre | 56148_G_6 | 56148 | G | 6 |  | Combustion Turbine | SPP_WAUE | South Dakota | Stanley | 2 | 2004 | 9999 |  |  |  | 0.69077 | Default Emission Factor
Ft. Pierre | 56148_G_7 | 56148 | G | 7 |  | Combustion Turbine | SPP_WAUE | South Dakota | Stanley | 2 | 2004 | 9999 |  |  |  | 0.69077 | Default Emission Factor
McIntosh Combined Cycle Facility | 56150_G_10ST | 56150 | G | 10ST | 89598 | Combined Cycle | S_SOU | Georgia | Effingham | 295 | 2005 | 9999 |  |  |  | 0.014313 | NEI 2019
McIntosh Combined Cycle Facility | 56150_G_11ST | 56150 | G | 11ST | 89600 | Combined Cycle | S_SOU | Georgia | Effingham | 295 | 2005 | 9999 |  |  |  | 0.01452 | NEI 2019
McIntosh Combined Cycle Facility | 56150_G_C10A | 56150 | G | C10A | 89598 | Combined Cycle | S_SOU | Georgia | Effingham | 183 | 2005 | 9999 | 2019 | 13.16 | 1165122 | 0.014313 | NEI 2019
McIntosh Combined Cycle Facility | 56150_G_C10B | 56150 | G | C10B | 89599 | Combined Cycle | S_SOU | Georgia | Effingham | 183 | 2005 | 9999 | 2019 | 13.57 | 2569841 | 0.014313 | NEI 2019
McIntosh Combined Cycle Facility | 56150_G_C11A | 56150 | G | C11A | 89600 | Combined Cycle | S_SOU | Georgia | Effingham | 181.3 | 2005 | 9999 | 2019 | 17.23 | 1458281 | 0.01452 | NEI 2019
McIntosh Combined Cycle Facility | 56150_G_C11B | 56150 | G | C11B | 89601 | Combined Cycle | S_SOU | Georgia | Effingham | 181.3 | 2005 | 9999 | 2019 | 16.89 | 3241538 | 0.01452 | NEI 2019
South Harper | 56151_G_GT1 | 56151 | G | GT1 | 89544 | Combustion Turbine | SPP_N | Missouri | Cass | 101.2 | 2005 | 9999 |  |  |  | 0.088964 | Default Emission Factor
South Harper | 56151_G_GT2 | 56151 | G | GT2 | 89545 | Combustion Turbine | SPP_N | Missouri | Cass | 102.1 | 2005 | 9999 |  |  |  | 0.088964 | Default Emission Factor
South Harper | 56151_G_GT3 | 56151 | G | GT3 | 89546 | Combustion Turbine | SPP_N | Missouri | Cass | 100 | 2005 | 9999 |  |  |  | 0.088964 | Default Emission Factor
Freeport Energy Center | 56152_G_CTG1 | 56152 | G | CTG1 |  | Combined Cycle | ERC_REST | Texas | Brazoria | 169.4 | 2007 | 9999 | 2019 | 27.8309 | 849320.36 | 0.053344 | NEI 2019
Freeport Energy Center | 56152_G_STG1 | 56152 | G | STG1 |  | Combined Cycle | ERC_REST | Texas | Brazoria | 50 | 2007 | 9999 |  |  |  | 0.053344 | NEI 2019
Kennecott Power Plant | 56163_G_RCHP | 56163 | G | RCHP |  | Combustion Turbine | WECC_UT | Utah | Salt Lake | 5.9 | 2010 | 9999 |  |  |  | 0.088964 | Default Emission Factor
Kennecott Power Plant | 56163_G_SM58 | 56163 | G | SM58 |  | Non-Fossil Waste | WECC_UT | Utah | Salt Lake | 31.8 | 1995 | 9999 |  |  |  | 0.029032 | Default Emission Factor
Faribault Energy Park | 56164_G_EU01 | 56164 | G | EU01 | 89474 | Combined Cycle | MIS_MNWI | Minnesota | Rice | 153 | 2005 | 9999 | 2019 | 45.631 | 488843 | 0.12148 | NEI 2019
Faribault Energy Park | 56164_G_HRSG | 56164 | G | HRSG | 89474 | Combined Cycle | MIS_MNWI | Minnesota | Rice | 108 | 2007 | 9999 |  |  |  | 0.12148 | NEI 2019
Sheboygan Falls | 56166_G_1 | 56166 | G | 1 | 89520 | Combustion Turbine | MIS_WUMS | Wisconsin | Sheboygan | 153.4 | 2005 | 9999 |  |  |  | 0.088964 | Default Emission Factor
Sheboygan Falls | 56166_G_2 | 56166 | G | 2 | 89521 | Combustion Turbine | MIS_WUMS | Wisconsin | Sheboygan | 152.7 | 2005 | 9999 |  |  |  | 0.088964 | Default Emission Factor
Nebo Power Station | 56177_G_GT1 | 56177 | G | GT1 | 89496 | Combined Cycle | WECC_UT | Utah | Utah | 65 | 2004 | 9999 |  |  |  | 0.030815 | Default Emission Factor
Nebo Power Station | 56177_G_ST1 | 56177 | G | ST1 | 89496 | Combined Cycle | WECC_UT | Utah | Utah | 65 | 2004 | 9999 |  |  |  | 0.030815 | Default Emission Factor
Genoa Diesel Generating Station | 56181_G_1 | 56181 | G | 1 |  | Combustion Turbine | PJM_ATSI | Ohio | Ottawa | 2 | 2004 | 9999 |  |  |  | 0.69077 | Default Emission Factor
Genoa Diesel Generating Station | 56181_G_2 | 56181 | G | 2 |  | Combustion Turbine | PJM_ATSI | Ohio | Ottawa | 2 | 2004 | 9999 |  |  |  | 0.69077 | Default Emission Factor
Genoa Diesel Generating Station | 56181_G_3 | 56181 | G | 3 |  | Combustion Turbine | PJM_ATSI | Ohio | Ottawa | 2 | 2004 | 9999 |  |  |  | 0.69077 | Default Emission Factor
Red Bluff | 56184_G_IC1 | 56184 | G | IC1 |  | Combustion Turbine | WEC_CALN | California | Tehama | 2.8 | 2001 | 9999 |  |  |  | 0.11376 | Default Emission Factor
Red Bluff | 56184_G_IC10 | 56184 | G | IC10 |  | Combustion Turbine | WEC_CALN | California | Tehama | 2.8 | 2001 | 9999 |  |  |  | 0.11376 | Default Emission Factor
Red Bluff | 56184_G_IC11 | 56184 | G | IC11 |  | Combustion Turbine | WEC_CALN | California | Tehama | 2.8 | 2001 | 9999 |  |  |  | 0.11376 | Default Emission Factor
Red Bluff | 56184_G_IC12 | 56184 | G | IC12 |  | Combustion Turbine | WEC_CALN | California | Tehama | 2.8 | 2001 | 9999 |  |  |  | 0.11376 | Default Emission Factor
Red Bluff | 56184_G_IC13 | 56184 | G | IC13 |  | Combustion Turbine | WEC_CALN | California | Tehama | 2.8 | 2001 | 9999 |  |  |  | 0.11376 | Default Emission Factor
Red Bluff | 56184_G_IC14 | 56184 | G | IC14 |  | Combustion Turbine | WEC_CALN | California | Tehama | 2.8 | 2001 | 9999 |  |  |  | 0.11376 | Default Emission Factor
Red Bluff | 56184_G_IC15 | 56184 | G | IC15 |  | Combustion Turbine | WEC_CALN | California | Tehama | 2.8 | 2001 | 9999 |  |  |  | 0.11376 | Default Emission Factor
Red Bluff | 56184_G_IC16 | 56184 | G | IC16 |  | Combustion Turbine | WEC_CALN | California | Tehama | 2.8 | 2001 | 9999 |  |  |  | 0.11376 | Default Emission Factor
Red Bluff | 56184_G_IC2 | 56184 | G | IC2 |  | Combustion Turbine | WEC_CALN | California | Tehama | 2.8 | 2001 | 9999 |  |  |  | 0.11376 | Default Emission Factor
Red Bluff | 56184_G_IC3 | 56184 | G | IC3 |  | Combustion Turbine | WEC_CALN | California | Tehama | 2.8 | 2001 | 9999 |  |  |  | 0.11376 | Default Emission Factor
Red Bluff | 56184_G_IC4 | 56184 | G | IC4 |  | Combustion Turbine | WEC_CALN | California | Tehama | 2.8 | 2001 | 9999 |  |  |  | 0.11376 | Default Emission Factor
Red Bluff | 56184_G_IC5 | 56184 | G | IC5 |  | Combustion Turbine | WEC_CALN | California | Tehama | 2.8 | 2001 | 9999 |  |  |  | 0.11376 | Default Emission Factor
Red Bluff | 56184_G_IC6 | 56184 | G | IC6 |  | Combustion Turbine | WEC_CALN | California | Tehama | 2.8 | 2001 | 9999 |  |  |  | 0.11376 | Default Emission Factor
Red Bluff | 56184_G_IC7 | 56184 | G | IC7 |  | Combustion Turbine | WEC_CALN | California | Tehama | 2.8 | 2001 | 9999 |  |  |  | 0.11376 | Default Emission Factor
Red Bluff | 56184_G_IC8 | 56184 | G | IC8 |  | Combustion Turbine | WEC_CALN | California | Tehama | 2.8 | 2001 | 9999 |  |  |  | 0.11376 | Default Emission Factor
Red Bluff | 56184_G_IC9 | 56184 | G | IC9 |  | Combustion Turbine | WEC_CALN | California | Tehama | 2.8 | 2001 | 9999 |  |  |  | 0.11376 | Default Emission Factor
Chowchilla II | 56185_G_IC1 | 56185 | G | IC1 |  | Combustion Turbine | WEC_CALN | California | Madera | 3.1 | 2001 | 9999 |  |  |  | 0.11376 | Default Emission Factor
Chowchilla II | 56185_G_IC10 | 56185 | G | IC10 |  | Combustion Turbine | WEC_CALN | California | Madera | 3.1 | 2001 | 9999 |  |  |  | 0.11376 | Default Emission Factor
Chowchilla II | 56185_G_IC11 | 56185 | G | IC11 |  | Combustion Turbine | WEC_CALN | California | Madera | 3.1 | 2001 | 9999 |  |  |  | 0.11376 | Default Emission Factor
Chowchilla II | 56185_G_IC12 | 56185 | G | IC12 |  | Combustion Turbine | WEC_CALN | California | Madera | 3.1 | 2001 | 9999 |  |  |  | 0.11376 | Default Emission Factor
Chowchilla II | 56185_G_IC13 | 56185 | G | IC13 |  | Combustion Turbine | WEC_CALN | California | Madera | 3.1 | 2001 | 9999 |  |  |  | 0.11376 | Default Emission Factor
Chowchilla II | 56185_G_IC14 | 56185 | G | IC14 |  | Combustion Turbine | WEC_CALN | California | Madera | 3.1 | 2001 | 9999 |  |  |  | 0.11376 | Default Emission Factor
Chowchilla II | 56185_G_IC15 | 56185 | G | IC15 |  | Combustion Turbine | WEC_CALN | California | Madera | 3.1 | 2001 | 9999 |  |  |  | 0.11376 | Default Emission Factor
Chowchilla II | 56185_G_IC16 | 56185 | G | IC16 |  | Combustion Turbine | WEC_CALN | California | Madera | 3.1 | 2001 | 9999 |  |  |  | 0.11376 | Default Emission Factor
Chowchilla II | 56185_G_IC2 | 56185 | G | IC2 |  | Combustion Turbine | WEC_CALN | California | Madera | 3.1 | 2001 | 9999 |  |  |  | 0.11376 | Default Emission Factor
Chowchilla II | 56185_G_IC3 | 56185 | G | IC3 |  | Combustion Turbine | WEC_CALN | California | Madera | 3.1 | 2001 | 9999 |  |  |  | 0.11376 | Default Emission Factor
Chowchilla II | 56185_G_IC4 | 56185 | G | IC4 |  | Combustion Turbine | WEC_CALN | California | Madera | 3.1 | 2001 | 9999 |  |  |  | 0.11376 | Default Emission Factor
Chowchilla II | 56185_G_IC5 | 56185 | G | IC5 |  | Combustion Turbine | WEC_CALN | California | Madera | 3.1 | 2001 | 9999 |  |  |  | 0.11376 | Default Emission Factor
Chowchilla II | 56185_G_IC6 | 56185 | G | IC6 |  | Combustion Turbine | WEC_CALN | California | Madera | 3.1 | 2001 | 9999 |  |  |  | 0.11376 | Default Emission Factor
Chowchilla II | 56185_G_IC7 | 56185 | G | IC7 |  | Combustion Turbine | WEC_CALN | California | Madera | 3.1 | 2001 | 9999 |  |  |  | 0.11376 | Default Emission Factor
Chowchilla II | 56185_G_IC8 | 56185 | G | IC8 |  | Combustion Turbine | WEC_CALN | California | Madera | 3.1 | 2001 | 9999 |  |  |  | 0.11376 | Default Emission Factor
Chowchilla II | 56185_G_IC9 | 56185 | G | IC9 |  | Combustion Turbine | WEC_CALN | California | Madera | 3.1 | 2001 | 9999 |  |  |  | 0.11376 | Default Emission Factor
Pinelawn Power LLC | 56188_G_CTG | 56188 | G | CTG | 89567 | Combined Cycle | NY_Z_K | New York | Suffolk | 47 | 2005 | 9999 | 2019 | 0.873 | 68947 | 0.025324 | NEI 2019
Pinelawn Power LLC | 56188_G_STG | 56188 | G | STG | 89567 | Combined Cycle | NY_Z_K | New York | Suffolk | 27.5 | 2005 | 9999 |  |  |  | 0.025324 | NEI 2019
Waterside Power, LLC | 56189_G_4 | 56189 | G | 4 | 89487 | Combustion Turbine | NENG_CT | Connecticut | Fairfield | 23.3 | 2004 | 9999 |  |  |  | 0.12949 | Default Emission Factor
Waterside Power, LLC | 56189_G_5 | 56189 | G | 5 | 89488 | Combustion Turbine | NENG_CT | Connecticut | Fairfield | 23.3 | 2004 | 9999 |  |  |  | 0.12949 | Default Emission Factor
Waterside Power, LLC | 56189_G_7 | 56189 | G | 7 | 89718 | Combustion Turbine | NENG_CT | Connecticut | Fairfield | 23.3 | 2006 | 9999 |  |  |  | 0.12949 | Default Emission Factor
Dike City Power Plant | 56194_G_001 | 56194 | G | 001 |  | Combustion Turbine | MIS_IA | Iowa | Grundy | 2.2 | 2005 | 9999 |  |  |  | 0.69077 | Default Emission Factor
500MW CC | 56196_G_CA01 | 56196 | G | CA01 | 89648 | Combined Cycle | NY_Z_J | New York | Queens | 172.3 | 2005 | 9999 |  |  |  | 0.003844 | NEI 2019
500MW CC | 56196_G_CT01 | 56196 | G | CT01 | 89648 | Combined Cycle | NY_Z_J | New York | Queens | 151.3 | 2005 | 9999 |  |  |  | 0.003844 | NEI 2019
500MW CC | 56196_G_CT02 | 56196 | G | CT02 | 89649 | Combined Cycle | NY_Z_J | New York | Queens | 151.3 | 2005 | 9999 | 2019 | 4.7024 | 2446465 | 0.003844 | NEI 2019
Middletown | 562_G_10 | 562 | G | 10 | 352 | Combustion Turbine | NENG_CT | Connecticut | Middlesex | 17.2 | 1966 | 9999 |  |  |  | 0.12949 | Default Emission Factor
Alden Bailey Power Plant | 56223_G_LOKI | 56223 | G | LOKI |  | Combustion Turbine | WECC_PNW | Oregon | Clatsop | 9.8 | 2001 | 9999 |  |  |  | 0.088964 | Default Emission Factor
Port Westward | 56227_G_1 | 56227 | G | 1 | 89564 | Combined Cycle | WECC_PNW | Oregon | Columbia | 256.2 | 2007 | 9999 | 2019 | 94.3 | 2737946 | 0.068884 | NEI 2019
Port Westward | 56227_G_2 | 56227 | G | 2 | 89564 | Combined Cycle | WECC_PNW | Oregon | Columbia | 136 | 2007 | 9999 |  |  |  | 0.068884 | NEI 2019
Cogeneration 1 | 56229_G_CT1 | 56229 | G | CT1 |  | Combined Cycle | WECC_AZ | Arizona | Pima | 8.3 | 2002 | 9999 |  |  |  | 0.030815 | Default Emission Factor
Miramar Energy Facility | 56232_G_1 | 56232 | G | 1 | 89534 | Combustion Turbine | WEC_SDGE | California | San Diego | 47 | 2005 | 9999 |  |  |  | 0.088964 | Default Emission Factor
Miramar Energy Facility | 56232_G_2 | 56232 | G | 2 | 90490 | Combustion Turbine | WEC_SDGE | California | San Diego | 47 | 2009 | 9999 |  |  |  | 0.088964 | Default Emission Factor
EG178 Facility | 56233_G_CT02 | 56233 | G | CT02 |  | Combined Cycle | ERC_WEST | Texas | Scurry | 42 | 2005 | 9999 |  |  |  | 0.030815 | Default Emission Factor
EG178 Facility | 56233_G_CTG1 | 56233 | G | CTG1 |  | Combined Cycle | ERC_WEST | Texas | Scurry | 42 | 2005 | 9999 |  |  |  | 0.030815 | Default Emission Factor
EG178 Facility | 56233_G_STG | 56233 | G | STG |  | Combined Cycle | ERC_WEST | Texas | Scurry | 16 | 2005 | 9999 |  |  |  | 0.030815 | Default Emission Factor
Caithness Long Island Energy Center | 56234_G_CT01 | 56234 | G | CT01 | 89547 | Combined Cycle | NY_Z_K | New York | Suffolk | 179.9 | 2009 | 9999 | 2019 | 15.7312 | 1313723 | 0.014392 | NEI 2019
Caithness Long Island Energy Center | 56234_G_ST01 | 56234 | G | ST01 | 89547 | Combined Cycle | NY_Z_K | New York | Suffolk | 137 | 2009 | 9999 |  |  |  | 0.014392 | NEI 2019
Lake Side Power Plant | 56237_G_CT01 | 56237 | G | CT01 | 89557 | Combined Cycle | WECC_UT | Utah | Utah | 169 | 2007 | 9999 | 2017 | 21.0252 | 421016 | 0.06499 | NEI 2019
Lake Side Power Plant | 56237_G_CT02 | 56237 | G | CT02 | 89558 | Combined Cycle | WECC_UT | Utah | Utah | 169 | 2007 | 9999 | 2017 | 20.2853 | 407051 | 0.06499 | NEI 2019
Lake Side Power Plant | 56237_G_CT21 | 56237 | G | CT21 | 90915 | Combined Cycle | WECC_UT | Utah | Utah | 178 | 2014 | 9999 | 2019 | 34.6331 | 882817 | 0.059457 | NEI 2019
Lake Side Power Plant | 56237_G_CT22 | 56237 | G | CT22 | 90916 | Combined Cycle | WECC_UT | Utah | Utah | 178 | 2014 | 9999 | 2017 | 34.2318 | 656274 | 0.059457 | NEI 2019
Lake Side Power Plant | 56237_G_ST01 | 56237 | G | ST01 | 89557 | Combined Cycle | WECC_UT | Utah | Utah | 209 | 2007 | 9999 | 2017 | 0.089536 | 445986 | 0.06499 | NEI 2019
Lake Side Power Plant | 56237_G_ST2 | 56237 | G | ST2 | 90915 | Combined Cycle | WECC_UT | Utah | Utah | 273 | 2014 | 9999 |  |  |  | 0.059457 | NEI 2019
Groton Generating Station | 56238_G_GT01 | 56238 | G | GT01 | 89548 | Combustion Turbine | SPP_WAUE | South Dakota | Brown | 82.1 | 2006 | 9999 |  |  |  | 0.088964 | Default Emission Factor
Groton Generating Station | 56238_G_GT02 | 56238 | G | GT02 | 89754 | Combustion Turbine | SPP_WAUE | South Dakota | Brown | 76.8 | 2008 | 9999 |  |  |  | 0.088964 | Default Emission Factor
Malaga Power LLC | 56239_G_GT-1 | 56239 | G | GT-1 | 89579 | Combustion Turbine | WEC_CALN | California | Fresno | 48 | 2005 | 9999 | 2019 | 0.23947 | 8161.67 | 0.058681 | NEI 2019
Malaga Power LLC | 56239_G_GT-2 | 56239 | G | GT-2 | 89580 | Combustion Turbine | WEC_CALN | California | Fresno | 48 | 2005 | 9999 | 2017 | 0.11768 | 10247.5 | 0.022968 | NEI 2019
Cannon Falls Energy Center | 56241_G_UNT1 | 56241 | G | UNT1 | 89752 | Combustion Turbine | MIS_MNWI | Minnesota | Goodhue | 158 | 2008 | 9999 | 2017 | 2.124 | 21987 | 0.19321 | NEI 2019
Cannon Falls Energy Center | 56241_G_UNT2 | 56241 | G | UNT2 | 89753 | Combustion Turbine | MIS_MNWI | Minnesota | Goodhue | 158 | 2008 | 9999 | 2017 | 2.2091 | 21987 | 0.20095 | NEI 2019
Kindred School | 56242_G_1 | 56242 | G | 1 |  | Combustion Turbine | MIS_MAPP | North Dakota | Cass | 2 | 2001 | 9999 |  |  |  | 0.69077 | Default Emission Factor
State Auto Insurance | 56244_G_1 | 56244 | G | 1 |  | Combustion Turbine | MIS_MAPP | South Dakota | Grant | 1.7 | 2001 | 9999 |  |  |  | 0.69077 | Default Emission Factor
Stevens Community Medical Center | 56245_G_1 | 56245 | G | 1 |  | Combustion Turbine | MIS_MNWI | Minnesota | Stevens | 1 | 2004 | 9999 |  |  |  | 0.69077 | Default Emission Factor
West Group Data Center F | 56247_G_1 | 56247 | G | 1 |  | Combustion Turbine | MIS_MNWI | Minnesota | Dakota | 0.6 | 2004 | 9999 |  |  |  | 0.69077 | Default Emission Factor
West Group Data Center F | 56247_G_2 | 56247 | G | 2 |  | Combustion Turbine | MIS_MNWI | Minnesota | Dakota | 0.6 | 2004 | 9999 |  |  |  | 0.69077 | Default Emission Factor
West Group Data Center F | 56247_G_3 | 56247 | G | 3 |  | Combustion Turbine | MIS_MNWI | Minnesota | Dakota | 0.6 | 2004 | 9999 |  |  |  | 0.69077 | Default Emission Factor
West Group Data Center F | 56247_G_4 | 56247 | G | 4 |  | Combustion Turbine | MIS_MNWI | Minnesota | Dakota | 0.6 | 2004 | 9999 |  |  |  | 0.69077 | Default Emission Factor
Shell Chemical | 56248_G_101G | 56248 | G | 101G |  | Combustion Turbine | MIS_LA | Louisiana | Ascension | 34.5 | 2002 | 9999 | 2019 | 18.0618 | 293822 | 0.12294 | NEI 2019
Shell Chemical | 56248_G_201G | 56248 | G | 201G |  | Combustion Turbine | MIS_LA | Louisiana | Ascension | 34.5 | 2002 | 9999 | 2019 | 19.328 | 293822 | 0.13156 | NEI 2019
Anson County Generation Facility | 56249_G_1 | 56249 | G | 1 | 89583 | Combustion Turbine | S_VACA | North Carolina | Anson | 56.5 | 2007 | 9999 |  |  |  | 0.088964 | Default Emission Factor
Anson County Generation Facility | 56249_G_2 | 56249 | G | 2 | 89585 | Combustion Turbine | S_VACA | North Carolina | Anson | 56.5 | 2007 | 9999 |  |  |  | 0.088964 | Default Emission Factor
Anson County Generation Facility | 56249_G_3 | 56249 | G | 3 | 89587 | Combustion Turbine | S_VACA | North Carolina | Anson | 56.5 | 2007 | 9999 |  |  |  | 0.088964 | Default Emission Factor
Anson County Generation Facility | 56249_G_4 | 56249 | G | 4 | 89589 | Combustion Turbine | S_VACA | North Carolina | Anson | 56.5 | 2007 | 9999 |  |  |  | 0.088964 | Default Emission Factor
Anson County Generation Facility | 56249_G_5 | 56249 | G | 5 | 89591 | Combustion Turbine | S_VACA | North Carolina | Anson | 56.5 | 2007 | 9999 |  |  |  | 0.088964 | Default Emission Factor
Anson County Generation Facility | 56249_G_6 | 56249 | G | 6 | 89593 | Combustion Turbine | S_VACA | North Carolina | Anson | 56.5 | 2007 | 9999 |  |  |  | 0.088964 | Default Emission Factor
Ontario LFGTE | 56250_G_GEN1 | 56250 | G | GEN1 |  | Landfill Gas | NY_Z_C&E | New York | Ontario | 0.8 | 2003 | 9999 |  |  |  | 0.056969 | Default Emission Factor
Ontario LFGTE | 56250_G_GEN10 | 56250 | G | GEN10 |  | Landfill Gas | NY_Z_C&E | New York | Ontario | 1.6 | 2013 | 9999 |  |  |  | 0.056969 | Default Emission Factor
Ontario LFGTE | 56250_G_GEN11 | 56250 | G | GEN11 |  | Landfill Gas | NY_Z_C&E | New York | Ontario | 1.6 | 2013 | 9999 |  |  |  | 0.056969 | Default Emission Factor
Ontario LFGTE | 56250_G_GEN2 | 56250 | G | GEN2 |  | Landfill Gas | NY_Z_C&E | New York | Ontario | 0.8 | 2003 | 9999 |  |  |  | 0.056969 | Default Emission Factor
Ontario LFGTE | 56250_G_GEN3 | 56250 | G | GEN3 |  | Landfill Gas | NY_Z_C&E | New York | Ontario | 0.8 | 2003 | 9999 |  |  |  | 0.056969 | Default Emission Factor
Ontario LFGTE | 56250_G_GEN4 | 56250 | G | GEN4 |  | Landfill Gas | NY_Z_C&E | New York | Ontario | 0.8 | 2003 | 9999 |  |  |  | 0.056969 | Default Emission Factor
Ontario LFGTE | 56250_G_GEN5 | 56250 | G | GEN5 |  | Landfill Gas | NY_Z_C&E | New York | Ontario | 0.8 | 2005 | 9999 |  |  |  | 0.056969 | Default Emission Factor
Ontario LFGTE | 56250_G_GEN6 | 56250 | G | GEN6 |  | Landfill Gas | NY_Z_C&E | New York | Ontario | 0.8 | 2005 | 9999 |  |  |  | 0.056969 | Default Emission Factor
Ontario LFGTE | 56250_G_GEN7 | 56250 | G | GEN7 |  | Landfill Gas | NY_Z_C&E | New York | Ontario | 0.8 | 2005 | 9999 |  |  |  | 0.056969 | Default Emission Factor
Ontario LFGTE | 56250_G_GEN8 | 56250 | G | GEN8 |  | Landfill Gas | NY_Z_C&E | New York | Ontario | 0.8 | 2010 | 9999 |  |  |  | 0.056969 | Default Emission Factor
Ontario LFGTE | 56250_G_GEN9 | 56250 | G | GEN9 |  | Landfill Gas | NY_Z_C&E | New York | Ontario | 1.6 | 2013 | 9999 |  |  |  | 0.056969 | Default Emission Factor
Millcreek Power Generation | 56253_G_MC1 | 56253 | G | MC1 | 89566 | Combustion Turbine | WECC_UT | Utah | Washington | 36.8 | 2006 | 9999 |  |  |  | 0.088964 | Default Emission Factor
Millcreek Power Generation | 56253_G_MC2 | 56253 | G | MC2 | 90575 | Combustion Turbine | WECC_UT | Utah | Washington | 36.8 | 2010 | 9999 |  |  |  | 0.088964 | Default Emission Factor
Empire Generating Co LLC | 56259_G_CT11 | 56259 | G | CT11 | 89574 | Combined Cycle | NY_Z_F | New York | Rensselaer | 155 | 2010 | 9999 | 2019 | 6.6446 | 2463914 | 0.005394 | NEI 2019
Empire Generating Co LLC | 56259_G_CT12 | 56259 | G | CT12 | 89575 | Combined Cycle | NY_Z_F | New York | Rensselaer | 155 | 2010 | 9999 |  |  |  | 0.005394 | NEI 2019
Empire Generating Co LLC | 56259_G_ST13 | 56259 | G | ST13 | 89574 | Combined Cycle | NY_Z_F | New York | Rensselaer | 270 | 2010 | 9999 |  |  |  | 0.005394 | NEI 2019
High Point, Pump Station Rd | 56260_G_Unit1 | 56260 | G | Unit1 |  | Combustion Turbine | S_VACA | North Carolina | Guilford | 1.8 | 2005 | 9999 |  |  |  | 0.69077 | Default Emission Factor
High Point, Pump Station Rd | 56260_G_Unit2 | 56260 | G | Unit2 |  | Combustion Turbine | S_VACA | North Carolina | Guilford | 1.8 | 2005 | 9999 |  |  |  | 0.69077 | Default Emission Factor
Lexington | 56261_G_Unit1 | 56261 | G | Unit1 |  | Combustion Turbine | S_VACA | North Carolina | Davidson | 1.8 | 2005 | 9999 |  |  |  | 0.69077 | Default Emission Factor
Lexington | 56261_G_Unit2 | 56261 | G | Unit2 |  | Combustion Turbine | S_VACA | North Carolina | Davidson | 1.8 | 2005 | 9999 |  |  |  | 0.69077 | Default Emission Factor
Gastonia, Tulip Drive | 56262_G_DG3 | 56262 | G | DG3 |  | Combustion Turbine | S_VACA | North Carolina | Gaston | 1.8 | 2005 | 9999 |  |  |  | 0.69077 | Default Emission Factor
Gastonia, Tulip Drive | 56262_G_Unit1 | 56262 | G | Unit1 |  | Combustion Turbine | S_VACA | North Carolina | Gaston | 1.8 | 2005 | 9999 |  |  |  | 0.69077 | Default Emission Factor
Gastonia, Tulip Drive | 56262_G_Unit2 | 56262 | G | Unit2 |  | Combustion Turbine | S_VACA | North Carolina | Gaston | 1.8 | 2005 | 9999 |  |  |  | 0.69077 | Default Emission Factor
Albemarle Prime Power Park | 56263_G_Unit1 | 56263 | G | Unit1 |  | Combustion Turbine | S_VACA | North Carolina | Stanly | 1.8 | 2006 | 9999 |  |  |  | 0.69077 | Default Emission Factor
Albemarle Prime Power Park | 56263_G_Unit2 | 56263 | G | Unit2 |  | Combustion Turbine | S_VACA | North Carolina | Stanly | 1.8 | 2006 | 9999 |  |  |  | 0.69077 | Default Emission Factor
IBM West | 56269_G_1 | 56269 | G | 1 |  | Combustion Turbine | MIS_MNWI | Minnesota | Olmsted | 1.8 | 2005 | 9999 |  |  |  | 0.69077 | Default Emission Factor
IBM West | 56269_G_2 | 56269 | G | 2 |  | Combustion Turbine | MIS_MNWI | Minnesota | Olmsted | 1.8 | 2005 | 9999 |  |  |  | 0.69077 | Default Emission Factor
Valley Queen Cheese | 56274_G_1 | 56274 | G | 1 |  | Combustion Turbine | MIS_MAPP | South Dakota | Grant | 0.5 | 2002 | 9999 |  |  |  | 0.69077 | Default Emission Factor
Valley Queen Cheese | 56274_G_2 | 56274 | G | 2 |  | Combustion Turbine | MIS_MAPP | South Dakota | Grant | 0.5 | 2002 | 9999 |  |  |  | 0.69077 | Default Emission Factor
Valley Queen Cheese | 56274_G_3 | 56274 | G | 3 |  | Combustion Turbine | MIS_MAPP | South Dakota | Grant | 0.5 | 2004 | 9999 |  |  |  | 0.69077 | Default Emission Factor
Bavarian LFGTE | 56277_G_1 | 56277 | G | 1 |  | Landfill Gas | PJM_West | Kentucky | Boone | 0.8 | 2003 | 9999 |  |  |  | 0.056969 | Default Emission Factor
Bavarian LFGTE | 56277_G_2 | 56277 | G | 2 |  | Landfill Gas | PJM_West | Kentucky | Boone | 0.8 | 2003 | 9999 |  |  |  | 0.056969 | Default Emission Factor
Bavarian LFGTE | 56277_G_3 | 56277 | G | 3 |  | Landfill Gas | PJM_West | Kentucky | Boone | 0.8 | 2003 | 9999 |  |  |  | 0.056969 | Default Emission Factor
Bavarian LFGTE | 56277_G_4 | 56277 | G | 4 |  | Landfill Gas | PJM_West | Kentucky | Boone | 0.8 | 2003 | 9999 |  |  |  | 0.056969 | Default Emission Factor
Bavarian LFGTE | 56277_G_5 | 56277 | G | 5 |  | Landfill Gas | PJM_West | Kentucky | Boone | 1.5 | 2016 | 9999 |  |  |  | 0.056969 | Default Emission Factor
Green Valley LFGTE | 56278_G_1 | 56278 | G | 1 |  | Landfill Gas | PJM_West | Kentucky | Greenup | 0.8 | 2003 | 9999 |  |  |  | 0.056969 | Default Emission Factor
Green Valley LFGTE | 56278_G_2 | 56278 | G | 2 |  | Landfill Gas | PJM_West | Kentucky | Greenup | 0.8 | 2003 | 9999 |  |  |  | 0.056969 | Default Emission Factor
Green Valley LFGTE | 56278_G_3 | 56278 | G | 3 |  | Landfill Gas | PJM_West | Kentucky | Greenup | 0.8 | 2003 | 9999 |  |  |  | 0.056969 | Default Emission Factor
Laurel Ridge LFGTE | 56279_G_1 | 56279 | G | 1 |  | Landfill Gas | PJM_West | Kentucky | Laurel | 0.8 | 2003 | 9999 |  |  |  | 0.056969 | Default Emission Factor
Laurel Ridge LFGTE | 56279_G_2 | 56279 | G | 2 |  | Landfill Gas | PJM_West | Kentucky | Laurel | 0.8 | 2003 | 9999 |  |  |  | 0.056969 | Default Emission Factor
Laurel Ridge LFGTE | 56279_G_3 | 56279 | G | 3 |  | Landfill Gas | PJM_West | Kentucky | Laurel | 0.8 | 2003 | 9999 |  |  |  | 0.056969 | Default Emission Factor
Laurel Ridge LFGTE | 56279_G_4 | 56279 | G | 4 |  | Landfill Gas | PJM_West | Kentucky | Laurel | 0.8 | 2003 | 9999 |  |  |  | 0.056969 | Default Emission Factor
Laurel Ridge LFGTE | 56279_G_5 | 56279 | G | 5 |  | Landfill Gas | PJM_West | Kentucky | Laurel | 0.8 | 2006 | 9999 |  |  |  | 0.056969 | Default Emission Factor
Hardin County LFGTE | 56280_G_1 | 56280 | G | 1 |  | Landfill Gas | PJM_West | Kentucky | Hardin | 0.8 | 2006 | 9999 |  |  |  | 0.056969 | Default Emission Factor
Hardin County LFGTE | 56280_G_2 | 56280 | G | 2 |  | Landfill Gas | PJM_West | Kentucky | Hardin | 0.8 | 2006 | 9999 |  |  |  | 0.056969 | Default Emission Factor
Hardin County LFGTE | 56280_G_3 | 56280 | G | 3 |  | Landfill Gas | PJM_West | Kentucky | Hardin | 0.8 | 2006 | 9999 |  |  |  | 0.056969 | Default Emission Factor
Hargis-Hebert Electric Generating | 56283_G_U-1 | 56283 | G | U-1 | 89602 | Combustion Turbine | MIS_LA | Louisiana | Lafayette | 47 | 2006 | 9999 | 2019 | 0.47983 | 10834 | 0.088579 | NEI 2019
Hargis-Hebert Electric Generating | 56283_G_U-2 | 56283 | G | U-2 | 89603 | Combustion Turbine | MIS_LA | Louisiana | Lafayette | 47 | 2006 | 9999 | 2019 | 0.35932 | 10834 | 0.066332 | NEI 2019
Salem Water Plant | 56288_G_1 | 56288 | G | 1 |  | Combustion Turbine | PJM_West | Virginia | Salem City | 2 | 2003 | 9999 |  |  |  | 0.69077 | Default Emission Factor
Salem Street Dept | 56289_G_1 | 56289 | G | 1 |  | Combustion Turbine | PJM_West | Virginia | Salem City | 2 | 2005 | 9999 |  |  |  | 0.69077 | Default Emission Factor
Hamlet Generating Facility | 56292_G_ES1 | 56292 | G | ES1 | 89611 | Combustion Turbine | S_VACA | North Carolina | Richmond | 56.5 | 2007 | 9999 |  |  |  | 0.088964 | Default Emission Factor
Hamlet Generating Facility | 56292_G_ES2 | 56292 | G | ES2 | 89613 | Combustion Turbine | S_VACA | North Carolina | Richmond | 56.5 | 2007 | 9999 |  |  |  | 0.088964 | Default Emission Factor
Hamlet Generating Facility | 56292_G_ES3 | 56292 | G | ES3 | 89615 | Combustion Turbine | S_VACA | North Carolina | Richmond | 56.5 | 2007 | 9999 |  |  |  | 0.088964 | Default Emission Factor
Hamlet Generating Facility | 56292_G_ES4 | 56292 | G | ES4 | 89617 | Combustion Turbine | S_VACA | North Carolina | Richmond | 56.5 | 2007 | 9999 |  |  |  | 0.088964 | Default Emission Factor
Hamlet Generating Facility | 56292_G_ES5 | 56292 | G | ES5 | 89619 | Combustion Turbine | S_VACA | North Carolina | Richmond | 56.5 | 2007 | 9999 |  |  |  | 0.088964 | Default Emission Factor
Hamlet Generating Facility | 56292_G_ES6 | 56292 | G | ES6 | 90839 | Combustion Turbine | S_VACA | North Carolina | Richmond | 56.5 | 2013 | 9999 |  |  |  | 0.088964 | Default Emission Factor
Roseville Energy Park | 56298_G_0001 | 56298 | G | 0001 | 89721 | Combined Cycle | WEC_BANC | California | Placer | 38 | 2007 | 9999 | 2017 | 0.639 | 13890 | 0.011652 | NEI 2019
Roseville Energy Park | 56298_G_0002 | 56298 | G | 0002 | 89722 | Combined Cycle | WEC_BANC | California | Placer | 38 | 2007 | 9999 | 2019 | 0.6035 | 92554 | 0.011652 | NEI 2019
Roseville Energy Park | 56298_G_0003 | 56298 | G | 0003 | 89722 | Combined Cycle | WEC_BANC | California | Placer | 75 | 2007 | 9999 |  |  |  | 0.011652 | NEI 2019
Trigen St. Louis | 56309_G_CT-1 | 56309 | G | CT-1 |  | Combined Cycle | MIS_MO | Missouri | St Louis | 5 | 1999 | 9999 |  |  |  | 0.030815 | Default Emission Factor
Trigen St. Louis | 56309_G_CT-2 | 56309 | G | CT-2 |  | Combined Cycle | MIS_MO | Missouri | St Louis | 5 | 1999 | 9999 |  |  |  | 0.030815 | Default Emission Factor
Trigen St. Louis | 56309_G_IC-1 | 56309 | G | IC-1 |  | Combustion Turbine | MIS_MO | Missouri | St Louis | 1 | 1999 | 9999 |  |  |  | 0.69077 | Default Emission Factor
Trigen St. Louis | 56309_G_ST-3 | 56309 | G | ST-3 |  | Combined Cycle | MIS_MO | Missouri | St Louis | 18 | 2000 | 9999 |  |  |  | 0.030815 | Default Emission Factor
Modern Innovative Energy LLC | 56323_G_GEN1 | 56323 | G | GEN1 |  | Landfill Gas | NY_Z_A | New York | Niagara | 1.6 | 2006 | 9999 |  |  |  | 0.056969 | Default Emission Factor
Modern Innovative Energy LLC | 56323_G_GEN2 | 56323 | G | GEN2 |  | Landfill Gas | NY_Z_A | New York | Niagara | 1.6 | 2006 | 9999 |  |  |  | 0.056969 | Default Emission Factor
Modern Innovative Energy LLC | 56323_G_GEN3 | 56323 | G | GEN3 |  | Landfill Gas | NY_Z_A | New York | Niagara | 1.6 | 2006 | 9999 |  |  |  | 0.056969 | Default Emission Factor
Modern Innovative Energy LLC | 56323_G_GEN4 | 56323 | G | GEN4 |  | Landfill Gas | NY_Z_A | New York | Niagara | 1.6 | 2006 | 9999 |  |  |  | 0.056969 | Default Emission Factor
Colonie LFGTE Facility | 56324_G_GEN1 | 56324 | G | GEN1 |  | Landfill Gas | NY_Z_F | New York | Albany | 1.6 | 2006 | 9999 |  |  |  | 0.056969 | Default Emission Factor
Colonie LFGTE Facility | 56324_G_GEN2 | 56324 | G | GEN2 |  | Landfill Gas | NY_Z_F | New York | Albany | 1.6 | 2006 | 9999 |  |  |  | 0.056969 | Default Emission Factor
Colonie LFGTE Facility | 56324_G_GEN3 | 56324 | G | GEN3 |  | Landfill Gas | NY_Z_F | New York | Albany | 1.6 | 2006 | 9999 |  |  |  | 0.056969 | Default Emission Factor
Colonie LFGTE Facility | 56324_G_GEN4 | 56324 | G | GEN4 |  | Landfill Gas | NY_Z_F | New York | Albany | 1.6 | 2016 | 9999 |  |  |  | 0.056969 | Default Emission Factor
Mustang Station Unit 4 | 56326_G_GEN1 | 56326 | G | GEN1 | 89654 | Combustion Turbine | SPP_SPS | Texas | Yoakum | 153 | 2006 | 9999 |  |  |  | 0.088964 | Default Emission Factor
Mustang Station Unit 4 | 56326_G_GEN2 | 56326 | G | GEN2 | 89751 | Combustion Turbine | SPP_SPS | Texas | Yoakum | 153 | 2007 | 9999 |  |  |  | 0.088964 | Default Emission Factor
Mustang Station Unit 4 | 56326_G_GEN3 | 56326 | G | GEN3 | 90776 | Combustion Turbine | SPP_SPS | Texas | Yoakum | 156 | 2013 | 9999 |  |  |  | 0.088964 | Default Emission Factor
Pendleton County LFGTE | 56327_G_1 | 56327 | G | 1 |  | Landfill Gas | PJM_West | Kentucky | Pendleton | 0.8 | 2007 | 9999 |  |  |  | 0.056969 | Default Emission Factor
Pendleton County LFGTE | 56327_G_2 | 56327 | G | 2 |  | Landfill Gas | PJM_West | Kentucky | Pendleton | 0.8 | 2007 | 9999 |  |  |  | 0.056969 | Default Emission Factor
Pendleton County LFGTE | 56327_G_3 | 56327 | G | 3 |  | Landfill Gas | PJM_West | Kentucky | Pendleton | 0.8 | 2007 | 9999 |  |  |  | 0.056969 | Default Emission Factor
Pendleton County LFGTE | 56327_G_4 | 56327 | G | 4 |  | Landfill Gas | PJM_West | Kentucky | Pendleton | 0.8 | 2007 | 9999 |  |  |  | 0.056969 | Default Emission Factor
Harry D Mattison Gas Plant | 56328_G_1 | 56328 | G | 1 | 89740 | Combustion Turbine | SPP_WEST | Arkansas | Washington | 75 | 2007 | 9999 |  |  |  | 0.088964 | Default Emission Factor
Harry D Mattison Gas Plant | 56328_G_2 | 56328 | G | 2 | 89741 | Combustion Turbine | SPP_WEST | Arkansas | Washington | 75 | 2007 | 9999 |  |  |  | 0.088964 | Default Emission Factor
Harry D Mattison Gas Plant | 56328_G_3 | 56328 | G | 3 | 91249 | Combustion Turbine | SPP_WEST | Arkansas | Washington | 72 | 2007 | 9999 |  |  |  | 0.088964 | Default Emission Factor
Harry D Mattison Gas Plant | 56328_G_4 | 56328 | G | 4 | 91250 | Combustion Turbine | SPP_WEST | Arkansas | Washington | 72 | 2007 | 9999 |  |  |  | 0.088964 | Default Emission Factor
Albemarle Hospital Unit | 56339_G_1 | 56339 | G | 1 |  | Combustion Turbine | S_VACA | North Carolina | Stanly | 1.8 | 2006 | 9999 |  |  |  | 0.69077 | Default Emission Factor
Cherryville City Hall | 56340_G_1 | 56340 | G | 1 |  | Combustion Turbine | S_VACA | North Carolina | Gaston | 1.8 | 2006 | 9999 |  |  |  | 0.69077 | Default Emission Factor
Lincolnton High School | 56341_G_1 | 56341 | G | 1 |  | Combustion Turbine | S_VACA | North Carolina | Lincoln | 1.8 | 2006 | 9999 |  |  |  | 0.69077 | Default Emission Factor
Maiden Community Center | 56342_G_1 | 56342 | G | 1 |  | Combustion Turbine | S_VACA | North Carolina | Catawba | 1.8 | 2006 | 9999 |  |  |  | 0.69077 | Default Emission Factor
Monroe Middle School | 56343_G_1 | 56343 | G | 1 |  | Combustion Turbine | S_VACA | North Carolina | Union | 1.8 | 2006 | 9999 |  |  |  | 0.69077 | Default Emission Factor
Morganton Station 5 | 56344_G_1 | 56344 | G | 1 |  | Combustion Turbine | S_VACA | North Carolina | Burke | 1.8 | 2006 | 9999 |  |  |  | 0.69077 | Default Emission Factor
Pineville Delivery 2 | 56345_G_1 | 56345 | G | 1 |  | Combustion Turbine | S_VACA | North Carolina | Mecklenburg | 1.8 | 2006 | 9999 |  |  |  | 0.69077 | Default Emission Factor
Bear Valley Power Plant | 56346_G_ICE1 | 56346 | G | ICE1 |  | Combustion Turbine | WECC_SCE | California | San Bernardino | 1.2 | 2005 | 9999 |  |  |  | 0.11376 | Default Emission Factor
Bear Valley Power Plant | 56346_G_ICE2 | 56346 | G | ICE2 |  | Combustion Turbine | WECC_SCE | California | San Bernardino | 1.2 | 2005 | 9999 |  |  |  | 0.11376 | Default Emission Factor
Bear Valley Power Plant | 56346_G_ICE3 | 56346 | G | ICE3 |  | Combustion Turbine | WECC_SCE | California | San Bernardino | 1.2 | 2005 | 9999 |  |  |  | 0.11376 | Default Emission Factor
Bear Valley Power Plant | 56346_G_ICE4 | 56346 | G | ICE4 |  | Combustion Turbine | WECC_SCE | California | San Bernardino | 1.2 | 2005 | 9999 |  |  |  | 0.11376 | Default Emission Factor
Bear Valley Power Plant | 56346_G_ICE5 | 56346 | G | ICE5 |  | Combustion Turbine | WECC_SCE | California | San Bernardino | 1.2 | 2005 | 9999 |  |  |  | 0.11376 | Default Emission Factor
Bear Valley Power Plant | 56346_G_ICE6 | 56346 | G | ICE6 |  | Combustion Turbine | WECC_SCE | California | San Bernardino | 1.2 | 2005 | 9999 |  |  |  | 0.11376 | Default Emission Factor
Bear Valley Power Plant | 56346_G_ICE7 | 56346 | G | ICE7 |  | Combustion Turbine | WECC_SCE | California | San Bernardino | 1.2 | 2005 | 9999 |  |  |  | 0.11376 | Default Emission Factor
Laverne Diesel Generating Plant | 56348_G_1 | 56348 | G | 1 |  | Combustion Turbine | SPP_WEST | Oklahoma | Harper | 2 | 2006 | 9999 |  |  |  | 0.69077 | Default Emission Factor
Laverne Diesel Generating Plant | 56348_G_2 | 56348 | G | 2 |  | Combustion Turbine | SPP_WEST | Oklahoma | Harper | 2 | 2006 | 9999 |  |  |  | 0.69077 | Default Emission Factor
Quail Run Energy Center | 56349_G_CT1A | 56349 | G | CT1A | 89698 | Combined Cycle | ERC_WEST | Texas | Ector | 70 | 2007 | 9999 |  |  |  | 0.030815 | Default Emission Factor
Quail Run Energy Center | 56349_G_CT1B | 56349 | G | CT1B | 89699 | Combined Cycle | ERC_WEST | Texas | Ector | 70 | 2007 | 9999 |  |  |  | 0.030815 | Default Emission Factor
Quail Run Energy Center | 56349_G_CT2A | 56349 | G | CT2A | 91262 | Combined Cycle | ERC_WEST | Texas | Ector | 68 | 2002 | 9999 | 2019 | 7.7457 | 368818 | 0.01641 | NEI 2019
Quail Run Energy Center | 56349_G_CT2B | 56349 | G | CT2B | 91263 | Combined Cycle | ERC_WEST | Texas | Ector | 68 | 2002 | 9999 | 2019 | 1.7283 | 346523 | 0.01641 | NEI 2019
Quail Run Energy Center | 56349_G_ST1 | 56349 | G | ST1 | 89698 | Combined Cycle | ERC_WEST | Texas | Ector | 98.1 | 2007 | 9999 |  |  |  | 0.030815 | Default Emission Factor
Quail Run Energy Center | 56349_G_ST2 | 56349 | G | ST2 | 91262 | Combined Cycle | ERC_WEST | Texas | Ector | 98.1 | 2008 | 9999 |  |  |  | 0.01641 | NEI 2019
Colorado Bend Energy Center | 56350_G_CT1A | 56350 | G | CT1A | 91260 | Combined Cycle | ERC_REST | Texas | Wharton | 70 | 2002 | 9999 | 2019 | 1.231 | 257805 | 0.007242 | NEI 2019
Colorado Bend Energy Center | 56350_G_CT1B | 56350 | G | CT1B | 91261 | Combined Cycle | ERC_REST | Texas | Wharton | 62 | 2002 | 9999 | 2019 | 1.7268 | 227499 | 0.007242 | NEI 2019
Colorado Bend Energy Center | 56350_G_CT2A | 56350 | G | CT2A | 91264 | Combined Cycle | ERC_REST | Texas | Wharton | 69 | 2002 | 9999 | 2019 | 2.6518 | 401062 | 0.008168 | NEI 2019
Colorado Bend Energy Center | 56350_G_CT2B | 56350 | G | CT2B | 91265 | Combined Cycle | ERC_REST | Texas | Wharton | 63 | 2002 | 9999 | 2019 | 2.6311 | 356790 | 0.008168 | NEI 2019
Colorado Bend Energy Center | 56350_G_ST1 | 56350 | G | ST1 | 91260 | Combined Cycle | ERC_REST | Texas | Wharton | 101 | 2007 | 9999 |  |  |  | 0.007242 | NEI 2019
Colorado Bend Energy Center | 56350_G_ST2 | 56350 | G | ST2 | 91264 | Combined Cycle | ERC_REST | Texas | Wharton | 103 | 2008 | 9999 |  |  |  | 0.008168 | NEI 2019
Clearwater Power Plant | 56356_G_CT1 | 56356 | G | CT1 |  | Combined Cycle | WECC_SCE | California | Riverside | 21 | 2005 | 9999 |  |  |  | 0.030815 | Default Emission Factor
Clearwater Power Plant | 56356_G_ST1 | 56356 | G | ST1 |  | Combined Cycle | WECC_SCE | California | Riverside | 7 | 2005 | 9999 |  |  |  | 0.030815 | Default Emission Factor
Danville New Design Plant | 56363_G_GEN 1 | 56363 | G | GEN 1 |  | Combustion Turbine | PJM_Dom | Virginia | Danville City | 1.2 | 2005 | 9999 |  |  |  | 0.69077 | Default Emission Factor
Danville Kentuck Road Plant | 56364_G_GEN 1 | 56364 | G | GEN 1 |  | Combustion Turbine | PJM_Dom | Virginia | Pittsylvania | 1.2 | 2005 | 9999 |  |  |  | 0.69077 | Default Emission Factor
Electric Avenue Facility | 56367_G_1 | 56367 | G | 1 |  | Combustion Turbine | PJM_Dom | Virginia | Culpeper | 1.8 | 2004 | 9999 |  |  |  | 0.69077 | Default Emission Factor
Electric Avenue Facility | 56367_G_2 | 56367 | G | 2 |  | Combustion Turbine | PJM_Dom | Virginia | Culpeper | 1.8 | 2004 | 9999 |  |  |  | 0.69077 | Default Emission Factor
Electric Avenue Facility | 56367_G_3 | 56367 | G | 3 |  | Combustion Turbine | PJM_Dom | Virginia | Culpeper | 1.8 | 2004 | 9999 |  |  |  | 0.69077 | Default Emission Factor
Electric Avenue Facility | 56367_G_4 | 56367 | G | 4 |  | Combustion Turbine | PJM_Dom | Virginia | Culpeper | 1.5 | 1997 | 9999 |  |  |  | 0.69077 | Default Emission Factor
Water Treatment Plant Generators | 56368_G_WP1 | 56368 | G | WP1 |  | Combustion Turbine | PJM_Dom | Virginia | Prince William | 1.7 | 2007 | 9999 |  |  |  | 0.69077 | Default Emission Factor
Robert Mueller Energy Center | 56374_G_CT1 | 56374 | G | CT1 |  | Combustion Turbine | ERC_REST | Texas | Travis | 3.7 | 2006 | 9999 |  |  |  | 0.088964 | Default Emission Factor
Robert Mueller Energy Center | 56374_G_DG1 | 56374 | G | DG1 |  | Combustion Turbine | ERC_REST | Texas | Travis | 1.5 | 2006 | 9999 |  |  |  | 0.69077 | Default Emission Factor
Hunlock Unit 4 | 56397_G_4 | 56397 | G | 4 | 2176 | Combustion Turbine | PJM_WMAC | Pennsylvania | Luzerne | 45.9 | 2000 | 9999 |  |  |  | 0.088964 | Default Emission Factor
Stanton Energy Center | 564_G_B | 564 | G | B | 90549 | Combined Cycle | FRCC | Florida | Orange | 128 | 2010 | 9999 | 2019 | 2.56 | 1639575 | 0.003123 | NEI 2019
Stanton Energy Center | 564_G_B1 | 564 | G | B1 | 90549 | Combined Cycle | FRCC | Florida | Orange | 167 | 2010 | 9999 |  |  |  | 0.003123 | NEI 2019
Treasure Coast Energy Center | 56400_G_CT1 | 56400 | G | CT1 | 89720 | Combined Cycle | FRCC | Florida | St Lucie | 158.8 | 2008 | 9999 | 2019 | 1.6469 | 1787745 | 0.001842 | NEI 2019
Treasure Coast Energy Center | 56400_G_ST1 | 56400 | G | ST1 | 89720 | Combined Cycle | FRCC | Florida | St Lucie | 159.2 | 2008 | 9999 |  |  |  | 0.001842 | NEI 2019
Noble Hill Landfill | 56404_G_NHLC | 56404 | G | NHLC |  | Landfill Gas | SPP_N | Missouri | Greene | 3 | 2006 | 9999 |  |  |  | 0.056969 | Default Emission Factor
West County Energy Center | 56407_G_1A | 56407 | G | 1A | 89726 | Combined Cycle | FRCC | Florida | Palm Beach | 257.6 | 2009 | 9999 | 2017 | 18.0118 | 3876456 | 0.014417 | NEI 2019
West County Energy Center | 56407_G_1B | 56407 | G | 1B | 89727 | Combined Cycle | FRCC | Florida | Palm Beach | 257.6 | 2009 | 9999 | 2019 | 17.9514 | 1557251 | 0.014417 | NEI 2019
West County Energy Center | 56407_G_1C | 56407 | G | 1C | 89728 | Combined Cycle | FRCC | Florida | Palm Beach | 257.6 | 2009 | 9999 | 2017 | 14.4578 | 1368713 | 0.014417 | NEI 2019
West County Energy Center | 56407_G_1ST | 56407 | G | 1ST | 89726 | Combined Cycle | FRCC | Florida | Palm Beach | 486.2 | 2009 | 9999 |  |  |  | 0.014417 | NEI 2019
West County Energy Center | 56407_G_2A | 56407 | G | 2A | 89729 | Combined Cycle | FRCC | Florida | Palm Beach | 257.7 | 2009 | 9999 | 2019 | 19.5608 | 3905141 | 0.016464 | NEI 2019
West County Energy Center | 56407_G_2B | 56407 | G | 2B | 89730 | Combined Cycle | FRCC | Florida | Palm Beach | 257.7 | 2009 | 9999 | 2019 | 17.8764 | 1551938 | 0.016464 | NEI 2019
West County Energy Center | 56407_G_2C | 56407 | G | 2C | 89731 | Combined Cycle | FRCC | Florida | Palm Beach | 257.7 | 2009 | 9999 | 2017 | 19.9888 | 1518672 | 0.016464 | NEI 2019
West County Energy Center | 56407_G_2ST | 56407 | G | 2ST | 89729 | Combined Cycle | FRCC | Florida | Palm Beach | 485.9 | 2009 | 9999 |  |  |  | 0.016464 | NEI 2019
West County Energy Center | 56407_G_3A | 56407 | G | 3A | 90654 | Combined Cycle | FRCC | Florida | Palm Beach | 257.7 | 2011 | 9999 | 2019 | 19.5325 | 4165760 | 0.013979 | NEI 2019
West County Energy Center | 56407_G_3B | 56407 | G | 3B | 90655 | Combined Cycle | FRCC | Florida | Palm Beach | 257.7 | 2011 | 9999 | 2019 | 10.611 | 1526379 | 0.013979 | NEI 2019
West County Energy Center | 56407_G_3C | 56407 | G | 3C | 90656 | Combined Cycle | FRCC | Florida | Palm Beach | 257.7 | 2011 | 9999 | 2019 | 21.43 | 1686541 | 0.013979 | NEI 2019
West County Energy Center | 56407_G_3ST | 56407 | G | 3ST | 90654 | Combined Cycle | FRCC | Florida | Palm Beach | 485.9 | 2011 | 9999 |  |  |  | 0.013979 | NEI 2019
Beecher Gas Recovery | 56419_G_B1 | 56419 | G | B1 |  | Landfill Gas | PJM_COMD | Illinois | Will | 1.1 | 2006 | 9999 |  |  |  | 0.056969 | Default Emission Factor
Beecher Gas Recovery | 56419_G_B2 | 56419 | G | B2 |  | Landfill Gas | PJM_COMD | Illinois | Will | 1.1 | 2006 | 9999 |  |  |  | 0.056969 | Default Emission Factor
Beecher Gas Recovery | 56419_G_B3 | 56419 | G | B3 |  | Landfill Gas | PJM_COMD | Illinois | Will | 1.1 | 2008 | 9999 |  |  |  | 0.056969 | Default Emission Factor
Renick Run Pumping Station 03-04 | 56420_G_0003 | 56420 | G | 0003 |  | Combustion Turbine | PJM_West | Ohio | Franklin | 1.1 | 2006 | 9999 |  |  |  | 0.69077 | Default Emission Factor
Renick Run Pumping Station 03-04 | 56420_G_0004 | 56420 | G | 0004 |  | Combustion Turbine | PJM_West | Ohio | Franklin | 1.1 | 2006 | 9999 |  |  |  | 0.69077 | Default Emission Factor
PS ST-8 Engine No 1 | 56421_G_0005 | 56421 | G | 0005 |  | Combustion Turbine | PJM_West | Ohio | Franklin | 1.8 | 2008 | 9999 |  |  |  | 0.69077 | Default Emission Factor
ST-1/1A Engine No 1 | 56422_G_0006 | 56422 | G | 0006 |  | Combustion Turbine | PJM_West | Ohio | Franklin | 1.1 | 2008 | 9999 |  |  |  | 0.69077 | Default Emission Factor
Dodge Park Engine No 1 | 56423_G_0007 | 56423 | G | 0007 |  | Combustion Turbine | PJM_West | Ohio | Franklin | 1.8 | 2008 | 9999 |  |  |  | 0.69077 | Default Emission Factor
Ameresco Chicopee Energy | 56426_G_Unit1 | 56426 | G | Unit1 |  | Landfill Gas | NENGREST | Massachusetts | Hampden | 1.9 | 2004 | 9999 | 2019 | 0.4 | 10174.8701 | 0.078625 | NEI 2019
Ameresco Chicopee Energy | 56426_G_Unit2 | 56426 | G | Unit2 |  | Landfill Gas | NENGREST | Massachusetts | Hampden | 1.9 | 2004 | 9999 | 2019 | 0.36 | 10174.8701 | 0.070763 | NEI 2019
Ameresco Chicopee Energy | 56426_G_Unit3 | 56426 | G | Unit3 |  | Landfill Gas | NENGREST | Massachusetts | Hampden | 1.9 | 2004 | 9999 | 2019 | 0.26 | 10174.8701 | 0.051106 | NEI 2019
Ameresco Chicopee Energy | 56426_G_UNIT4 | 56426 | G | UNIT4 |  | Landfill Gas | NENGREST | Massachusetts | Hampden | 2 | 2010 | 9999 | 2019 | 0.4 | 10710.3896 | 0.074694 | NEI 2019
Ameresco Janesville | 56427_G_Unit1 | 56427 | G | Unit1 |  | Landfill Gas | MIS_WUMS | Wisconsin | Rock | 1 | 2004 | 9999 |  |  |  | 0.056969 | Default Emission Factor
Ameresco Janesville | 56427_G_Unit2 | 56427 | G | Unit2 |  | Landfill Gas | MIS_WUMS | Wisconsin | Rock | 1 | 2004 | 9999 |  |  |  | 0.056969 | Default Emission Factor
Ameresco Janesville | 56427_G_Unit3 | 56427 | G | Unit3 |  | Landfill Gas | MIS_WUMS | Wisconsin | Rock | 1 | 2004 | 9999 |  |  |  | 0.056969 | Default Emission Factor
Ameresco Santa Cruz Energy | 56428_G_Unit1 | 56428 | G | Unit1 |  | Landfill Gas | WEC_CALN | California | Santa Cruz | 1 | 2006 | 9999 |  |  |  | 0.056969 | Default Emission Factor
Ameresco Santa Cruz Energy | 56428_G_Unit2 | 56428 | G | Unit2 |  | Landfill Gas | WEC_CALN | California | Santa Cruz | 1 | 2006 | 9999 |  |  |  | 0.056969 | Default Emission Factor
Ameresco Santa Cruz Energy | 56428_G_Unit3 | 56428 | G | Unit3 |  | Landfill Gas | WEC_CALN | California | Santa Cruz | 1 | 2006 | 9999 |  |  |  | 0.056969 | Default Emission Factor
Ameresco Delaware South | 56429_G_1 | 56429 | G | 1 |  | Landfill Gas | PJM_EMAC | Delaware | Sussex | 1 | 2006 | 9999 |  |  |  | 0.056969 | Default Emission Factor
Ameresco Delaware South | 56429_G_2 | 56429 | G | 2 |  | Landfill Gas | PJM_EMAC | Delaware | Sussex | 1 | 2006 | 9999 |  |  |  | 0.056969 | Default Emission Factor
Ameresco Delaware South | 56429_G_3 | 56429 | G | 3 |  | Landfill Gas | PJM_EMAC | Delaware | Sussex | 1 | 2006 | 9999 |  |  |  | 0.056969 | Default Emission Factor
Ameresco Delaware South | 56429_G_4 | 56429 | G | 4 |  | Landfill Gas | PJM_EMAC | Delaware | Sussex | 1 | 2006 | 9999 |  |  |  | 0.056969 | Default Emission Factor
Ameresco Delaware South | 56429_G_5 | 56429 | G | 5 |  | Landfill Gas | PJM_EMAC | Delaware | Sussex | 1 | 2010 | 9999 |  |  |  | 0.056969 | Default Emission Factor
Ameresco Delaware Central | 56430_G_1C | 56430 | G | 1C |  | Landfill Gas | PJM_EMAC | Delaware | Kent | 1 | 2006 | 9999 |  |  |  | 0.056969 | Default Emission Factor
Ameresco Delaware Central | 56430_G_2C | 56430 | G | 2C |  | Landfill Gas | PJM_EMAC | Delaware | Kent | 1 | 2006 | 9999 |  |  |  | 0.056969 | Default Emission Factor
Ameresco Delaware Central | 56430_G_3C | 56430 | G | 3C |  | Landfill Gas | PJM_EMAC | Delaware | Kent | 1 | 2006 | 9999 |  |  |  | 0.056969 | Default Emission Factor
Ameresco Delaware Central | 56430_G_4C | 56430 | G | 4C |  | Landfill Gas | PJM_EMAC | Delaware | Kent | 1 | 2014 | 9999 |  |  |  | 0.056969 | Default Emission Factor
Ameresco Delaware Central | 56430_G_5C | 56430 | G | 5C |  | Landfill Gas | PJM_EMAC | Delaware | Kent | 1 | 2014 | 9999 |  |  |  | 0.056969 | Default Emission Factor
Spindle Hill Energy Center | 56445_G_GEN1 | 56445 | G | GEN1 | 89736 | Combustion Turbine | WECC_CO | Colorado | Weld | 135 | 2007 | 9999 |  |  |  | 0.088964 | Default Emission Factor
Spindle Hill Energy Center | 56445_G_GEN2 | 56445 | G | GEN2 | 89737 | Combustion Turbine | WECC_CO | Colorado | Weld | 135 | 2007 | 9999 |  |  |  | 0.088964 | Default Emission Factor
Hobbs Generating Station | 56458_G_CHW-T | 56458 | G | CHW-T |  | Combined Cycle | SPP_SPS | New Mexico | Lea | 4.3 | 2008 | 9999 |  |  |  | 0.016337 | NEI 2019
Hobbs Generating Station | 56458_G_GT1 | 56458 | G | GT1 | 89738 | Combined Cycle | SPP_SPS | New Mexico | Lea | 164.5 | 2008 | 9999 | 2019 | 23.4 | 978950 | 0.016337 | NEI 2019
Hobbs Generating Station | 56458_G_GT2 | 56458 | G | GT2 | 89739 | Combined Cycle | SPP_SPS | New Mexico | Lea | 164.9 | 2008 | 9999 | 2019 | 20.5 | 1031269 | 0.016337 | NEI 2019
Hobbs Generating Station | 56458_G_ST3 | 56458 | G | ST3 | 89738 | Combined Cycle | SPP_SPS | New Mexico | Lea | 251.3 | 2008 | 9999 |  |  |  | 0.016337 | NEI 2019
Dry Creek LFG to Energy Project | 56461_G_DC1 | 56461 | G | DC1 |  | Landfill Gas | WECC_PNW | Oregon | Jackson | 1.5 | 2007 | 9999 |  |  |  | 0.056969 | Default Emission Factor
Dry Creek LFG to Energy Project | 56461_G_DC2 | 56461 | G | DC2 |  | Landfill Gas | WECC_PNW | Oregon | Jackson | 1.5 | 2007 | 9999 |  |  |  | 0.056969 | Default Emission Factor
Geneva Generation Facility | 56462_G_GEN 1 | 56462 | G | GEN 1 |  | Combustion Turbine | PJM_COMD | Illinois | Kane | 5.4 | 2005 | 2045 | 2019 | 0.00976 | 828 | 0.023575 | NEI 2019
Geneva Generation Facility | 56462_G_GEN 2 | 56462 | G | GEN 2 |  | Combustion Turbine | PJM_COMD | Illinois | Kane | 5.4 | 2005 | 2045 | 2019 | 0.01024 | 828 | 0.024734 | NEI 2019
Geneva Generation Facility | 56462_G_GEN 3 | 56462 | G | GEN 3 |  | Combustion Turbine | PJM_COMD | Illinois | Kane | 5.4 | 2005 | 2045 | 2017 | 0.00992 | 699.8 | 0.028351 | NEI 2019
Geneva Generation Facility | 56462_G_GEN 4 | 56462 | G | GEN 4 |  | Combustion Turbine | PJM_COMD | Illinois | Kane | 5.4 | 2005 | 2045 | 2019 | 0.0096 | 828 | 0.023188 | NEI 2019
Geneva Generation Facility | 56462_G_GEN 5 | 56462 | G | GEN 5 |  | Combustion Turbine | PJM_COMD | Illinois | Kane | 5.4 | 2005 | 2045 | 2019 | 0.00928 | 828 | 0.022415 | NEI 2019
Oak Ridge LFGTE | 56463_G_1 | 56463 | G | 1 |  | Landfill Gas | MIS_INKY | Indiana | Cass | 0.8 | 2003 | 9999 |  |  |  | 0.056969 | Default Emission Factor
Oak Ridge LFGTE | 56463_G_2 | 56463 | G | 2 |  | Landfill Gas | MIS_INKY | Indiana | Cass | 0.8 | 2003 | 9999 |  |  |  | 0.056969 | Default Emission Factor
Oak Ridge LFGTE | 56463_G_3 | 56463 | G | 3 |  | Landfill Gas | MIS_INKY | Indiana | Cass | 0.8 | 2003 | 9999 |  |  |  | 0.056969 | Default Emission Factor
Oak Ridge LFGTE | 56463_G_4 | 56463 | G | 4 |  | Landfill Gas | MIS_INKY | Indiana | Cass | 0.8 | 2003 | 9999 |  |  |  | 0.056969 | Default Emission Factor
Jay County LFGTE | 56464_G_1 | 56464 | G | 1 |  | Landfill Gas | MIS_INKY | Indiana | Jay | 0.8 | 2005 | 9999 |  |  |  | 0.056969 | Default Emission Factor
Jay County LFGTE | 56464_G_2 | 56464 | G | 2 |  | Landfill Gas | MIS_INKY | Indiana | Jay | 0.8 | 2005 | 9999 |  |  |  | 0.056969 | Default Emission Factor
Jay County LFGTE | 56464_G_3 | 56464 | G | 3 |  | Landfill Gas | MIS_INKY | Indiana | Jay | 0.8 | 2005 | 9999 |  |  |  | 0.056969 | Default Emission Factor
Jay County LFGTE | 56464_G_4 | 56464 | G | 4 |  | Landfill Gas | MIS_INKY | Indiana | Jay | 0.8 | 2005 | 9999 |  |  |  | 0.056969 | Default Emission Factor
Liberty I & II LFGTE | 56465_G_1 | 56465 | G | 1 |  | Landfill Gas | MIS_INKY | Indiana | White | 0.8 | 2005 | 9999 |  |  |  | 0.056969 | Default Emission Factor
Liberty I & II LFGTE | 56465_G_1-II | 56465 | G | 1-II |  | Landfill Gas | MIS_INKY | Indiana | White | 0.8 | 2010 | 9999 |  |  |  | 0.056969 | Default Emission Factor
Liberty I & II LFGTE | 56465_G_1-III | 56465 | G | 1-III |  | Landfill Gas | MIS_INKY | Indiana | White | 1.6 | 2017 | 9999 |  |  |  | 0.056969 | Default Emission Factor
Liberty I & II LFGTE | 56465_G_2 | 56465 | G | 2 |  | Landfill Gas | MIS_INKY | Indiana | White | 0.8 | 2005 | 9999 |  |  |  | 0.056969 | Default Emission Factor
Liberty I & II LFGTE | 56465_G_2-II | 56465 | G | 2-II |  | Landfill Gas | MIS_INKY | Indiana | White | 0.8 | 2010 | 9999 |  |  |  | 0.056969 | Default Emission Factor
Liberty I & II LFGTE | 56465_G_2-III | 56465 | G | 2-III |  | Landfill Gas | MIS_INKY | Indiana | White | 1.6 | 2017 | 9999 |  |  |  | 0.056969 | Default Emission Factor
Liberty I & II LFGTE | 56465_G_3 | 56465 | G | 3 |  | Landfill Gas | MIS_INKY | Indiana | White | 0.8 | 2005 | 9999 |  |  |  | 0.056969 | Default Emission Factor
Liberty I & II LFGTE | 56465_G_3-II | 56465 | G | 3-II |  | Landfill Gas | MIS_INKY | Indiana | White | 0.8 | 2010 | 9999 |  |  |  | 0.056969 | Default Emission Factor
Liberty I & II LFGTE | 56465_G_3-III | 56465 | G | 3-III |  | Landfill Gas | MIS_INKY | Indiana | White | 1.6 | 2017 | 9999 |  |  |  | 0.056969 | Default Emission Factor
Liberty I & II LFGTE | 56465_G_4 | 56465 | G | 4 |  | Landfill Gas | MIS_INKY | Indiana | White | 0.8 | 2005 | 9999 |  |  |  | 0.056969 | Default Emission Factor
Liberty I & II LFGTE | 56465_G_4-II | 56465 | G | 4-II |  | Landfill Gas | MIS_INKY | Indiana | White | 0.8 | 2010 | 9999 |  |  |  | 0.056969 | Default Emission Factor
Liberty I & II LFGTE | 56465_G_4-III | 56465 | G | 4-III |  | Landfill Gas | MIS_INKY | Indiana | White | 1.6 | 2017 | 9999 |  |  |  | 0.056969 | Default Emission Factor
Russell City Energy Center | 56467_G_CTG1 | 56467 | G | CTG1 | 89932 | Combined Cycle | WEC_CALN | California | Alameda | 185 | 2013 | 9999 | 2017 | 0.28856 | 272123 | 0.001757 | NEI 2019
Russell City Energy Center | 56467_G_CTG2 | 56467 | G | CTG2 | 89933 | Combined Cycle | WEC_CALN | California | Alameda | 185 | 2013 | 9999 | 2019 | 0.47261 | 271079 | 0.001757 | NEI 2019
Russell City Energy Center | 56467_G_STG1 | 56467 | G | STG1 | 89932 | Combined Cycle | WEC_CALN | California | Alameda | 245 | 2013 | 9999 |  |  |  | 0.001757 | NEI 2019
McGrath Peaker | 56471_G_1 | 56471 | G | 1 | 90074 | Combustion Turbine | WECC_SCE | California | Ventura | 49 | 2012 | 9999 |  |  |  | 0.088964 | Default Emission Factor
Grapeland Hybrid | 56472_G_1 | 56472 | G | 1 | 90070 | Combustion Turbine | WECC_SCE | California | San Bernardino | 46 | 2007 | 9999 |  |  |  | 0.088964 | Default Emission Factor
Mira Loma Peaker | 56473_G_1 | 56473 | G | 1 | 90071 | Combustion Turbine | WECC_SCE | California | San Bernardino | 49 | 2007 | 9999 |  |  |  | 0.088964 | Default Emission Factor
Barre Peaker | 56474_G_1 | 56474 | G | 1 | 90072 | Combustion Turbine | WECC_SCE | California | Orange | 49 | 2007 | 9999 |  |  |  | 0.088964 | Default Emission Factor
Center Hybrid | 56475_G_1 | 56475 | G | 1 | 90073 | Combustion Turbine | WECC_SCE | California | Los Angeles | 47 | 2007 | 9999 |  |  |  | 0.088964 | Default Emission Factor
Gateway Generating Station | 56476_G_A | 56476 | G | A | 89759 | Combined Cycle | WEC_CALN | California | Contra Costa | 177 | 2009 | 9999 | 2017 | 2.1287 | 1913381 | 0.002914 | NEI 2019
Gateway Generating Station | 56476_G_B | 56476 | G | B | 89760 | Combined Cycle | WEC_CALN | California | Contra Costa | 177 | 2009 | 9999 | 2017 | 1.9213 | 866417 | 0.002914 | NEI 2019
Gateway Generating Station | 56476_G_C | 56476 | G | C | 89759 | Combined Cycle | WEC_CALN | California | Contra Costa | 209.4 | 2009 | 9999 |  |  |  | 0.002914 | NEI 2019
MJMEUC Generating Station #1 | 56478_G_0001 | 56478 | G | 0001 |  | Combustion Turbine | MIS_MO | Missouri | Audrain | 11.3 | 2007 | 9999 |  |  |  | 0.088964 | Default Emission Factor
Marshfield Utilities Gas Plant | 56480_G_M1 | 56480 | G | M1 | 89761 | Combustion Turbine | MIS_WUMS | Wisconsin | Wood | 53.3 | 2011 | 9999 |  |  |  | 0.088964 | Default Emission Factor
Black Mountain Generating Station | 56482_G_1 | 56482 | G | 1 | 89755 | Combustion Turbine | WECC_AZ | Arizona | Mohave | 45 | 2008 | 9999 |  |  |  | 0.088964 | Default Emission Factor
Black Mountain Generating Station | 56482_G_2 | 56482 | G | 2 | 89756 | Combustion Turbine | WECC_AZ | Arizona | Mohave | 45 | 2008 | 9999 |  |  |  | 0.088964 | Default Emission Factor
Elkins Generating Center | 56489_G_A | 56489 | G | A |  | Combustion Turbine | SPP_WEST | Arkansas | Washington | 20 | 2010 | 9999 |  |  |  | 0.088964 | Default Emission Factor
Elkins Generating Center | 56489_G_B | 56489 | G | B |  | Combustion Turbine | SPP_WEST | Arkansas | Washington | 20 | 2010 | 9999 |  |  |  | 0.088964 | Default Emission Factor
Elkins Generating Center | 56489_G_C | 56489 | G | C |  | Combustion Turbine | SPP_WEST | Arkansas | Washington | 20 | 2013 | 9999 |  |  |  | 0.088964 | Default Emission Factor
Phillips 66 Billings Refinery | 56496_G_3701 | 56496 | G | 3701 |  | Fossil Waste | WECC_MT | Montana | Yellowstone | 1.5 | 2007 | 9999 |  |  |  | 0.028605 | Default Emission Factor
Goodman Energy Center | 56497_G_1 | 56497 | G | 1 |  | Combustion Turbine | SPP_WEST | Kansas | Ellis | 8.2 | 2008 | 9999 |  |  |  | 0.11376 | Default Emission Factor
Goodman Energy Center | 56497_G_10 | 56497 | G | 10 |  | Combustion Turbine | SPP_WEST | Kansas | Ellis | 9.2 | 2016 | 9999 |  |  |  | 0.11376 | Default Emission Factor
Goodman Energy Center | 56497_G_11 | 56497 | G | 11 |  | Combustion Turbine | SPP_WEST | Kansas | Ellis | 9.2 | 2016 | 9999 |  |  |  | 0.11376 | Default Emission Factor
Goodman Energy Center | 56497_G_12 | 56497 | G | 12 |  | Combustion Turbine | SPP_WEST | Kansas | Ellis | 9.2 | 2016 | 9999 |  |  |  | 0.11376 | Default Emission Factor
Goodman Energy Center | 56497_G_2 | 56497 | G | 2 |  | Combustion Turbine | SPP_WEST | Kansas | Ellis | 8.2 | 2008 | 9999 |  |  |  | 0.11376 | Default Emission Factor
Goodman Energy Center | 56497_G_3 | 56497 | G | 3 |  | Combustion Turbine | SPP_WEST | Kansas | Ellis | 8.2 | 2008 | 9999 |  |  |  | 0.11376 | Default Emission Factor
Goodman Energy Center | 56497_G_4 | 56497 | G | 4 |  | Combustion Turbine | SPP_WEST | Kansas | Ellis | 8.2 | 2008 | 9999 |  |  |  | 0.11376 | Default Emission Factor
Goodman Energy Center | 56497_G_5 | 56497 | G | 5 |  | Combustion Turbine | SPP_WEST | Kansas | Ellis | 8.2 | 2008 | 9999 |  |  |  | 0.11376 | Default Emission Factor
Goodman Energy Center | 56497_G_6 | 56497 | G | 6 |  | Combustion Turbine | SPP_WEST | Kansas | Ellis | 8.2 | 2008 | 9999 |  |  |  | 0.11376 | Default Emission Factor
Goodman Energy Center | 56497_G_7 | 56497 | G | 7 |  | Combustion Turbine | SPP_WEST | Kansas | Ellis | 8.2 | 2008 | 9999 |  |  |  | 0.11376 | Default Emission Factor
Goodman Energy Center | 56497_G_8 | 56497 | G | 8 |  | Combustion Turbine | SPP_WEST | Kansas | Ellis | 8.2 | 2008 | 9999 |  |  |  | 0.11376 | Default Emission Factor
Goodman Energy Center | 56497_G_9 | 56497 | G | 9 |  | Combustion Turbine | SPP_WEST | Kansas | Ellis | 8.2 | 2008 | 9999 |  |  |  | 0.11376 | Default Emission Factor
Torrington Terminal | 565_G_UN10 | 565 | G | UN10 | 370 | Combustion Turbine | NENG_CT | Connecticut | Litchfield | 17.4 | 1967 | 9999 |  |  |  | 0.12949 | Default Emission Factor
Western 102 Power Plant | 56500_G_A101 | 56500 | G | A101 |  | Combustion Turbine | WECC_NNV | Nevada | Storey | 7.9 | 2005 | 9999 |  |  |  | 0.11376 | Default Emission Factor
Western 102 Power Plant | 56500_G_B102 | 56500 | G | B102 |  | Combustion Turbine | WECC_NNV | Nevada | Storey | 7.9 | 2005 | 9999 |  |  |  | 0.11376 | Default Emission Factor
Western 102 Power Plant | 56500_G_B202 | 56500 | G | B202 |  | Combustion Turbine | WECC_NNV | Nevada | Storey | 7.9 | 2005 | 9999 |  |  |  | 0.11376 | Default Emission Factor
Western 102 Power Plant | 56500_G_C102 | 56500 | G | C102 |  | Combustion Turbine | WECC_NNV | Nevada | Storey | 7.9 | 2005 | 9999 |  |  |  | 0.11376 | Default Emission Factor
Western 102 Power Plant | 56500_G_C202 | 56500 | G | C202 |  | Combustion Turbine | WECC_NNV | Nevada | Storey | 7.9 | 2005 | 9999 |  |  |  | 0.11376 | Default Emission Factor
Western 102 Power Plant | 56500_G_D101 | 56500 | G | D101 |  | Combustion Turbine | WECC_NNV | Nevada | Storey | 7.9 | 2005 | 9999 |  |  |  | 0.11376 | Default Emission Factor
Western 102 Power Plant | 56500_G_E102 | 56500 | G | E102 |  | Combustion Turbine | WECC_NNV | Nevada | Storey | 7.9 | 2005 | 9999 |  |  |  | 0.11376 | Default Emission Factor
Western 102 Power Plant | 56500_G_E202 | 56500 | G | E202 |  | Combustion Turbine | WECC_NNV | Nevada | Storey | 7.9 | 2005 | 9999 |  |  |  | 0.11376 | Default Emission Factor
Western 102 Power Plant | 56500_G_F102 | 56500 | G | F102 |  | Combustion Turbine | WECC_NNV | Nevada | Storey | 7.9 | 2005 | 9999 |  |  |  | 0.11376 | Default Emission Factor
Western 102 Power Plant | 56500_G_F202 | 56500 | G | F202 |  | Combustion Turbine | WECC_NNV | Nevada | Storey | 7.9 | 2005 | 9999 |  |  |  | 0.11376 | Default Emission Factor
Western 102 Power Plant | 56500_G_G102 | 56500 | G | G102 |  | Combustion Turbine | WECC_NNV | Nevada | Storey | 7.9 | 2005 | 9999 |  |  |  | 0.11376 | Default Emission Factor
Western 102 Power Plant | 56500_G_G202 | 56500 | G | G202 |  | Combustion Turbine | WECC_NNV | Nevada | Storey | 7.9 | 2005 | 9999 |  |  |  | 0.11376 | Default Emission Factor
Western 102 Power Plant | 56500_G_H102 | 56500 | G | H102 |  | Combustion Turbine | WECC_NNV | Nevada | Storey | 7.9 | 2005 | 9999 |  |  |  | 0.11376 | Default Emission Factor
Western 102 Power Plant | 56500_G_H202 | 56500 | G | H202 |  | Combustion Turbine | WECC_NNV | Nevada | Storey | 7.9 | 2005 | 9999 |  |  |  | 0.11376 | Default Emission Factor
Emporia Energy Center | 56502_G_1 | 56502 | G | 1 | 89850 | Combustion Turbine | SPP_N | Kansas | Lyon | 45 | 2008 | 9999 |  |  |  | 0.088964 | Default Emission Factor
Emporia Energy Center | 56502_G_2 | 56502 | G | 2 | 89851 | Combustion Turbine | SPP_N | Kansas | Lyon | 44 | 2008 | 9999 |  |  |  | 0.088964 | Default Emission Factor
Emporia Energy Center | 56502_G_3 | 56502 | G | 3 | 89852 | Combustion Turbine | SPP_N | Kansas | Lyon | 43 | 2008 | 9999 |  |  |  | 0.088964 | Default Emission Factor
Emporia Energy Center | 56502_G_4 | 56502 | G | 4 | 89853 | Combustion Turbine | SPP_N | Kansas | Lyon | 44 | 2008 | 9999 |  |  |  | 0.088964 | Default Emission Factor
Emporia Energy Center | 56502_G_5 | 56502 | G | 5 | 89854 | Combustion Turbine | SPP_N | Kansas | Lyon | 158 | 2008 | 9999 |  |  |  | 0.088964 | Default Emission Factor
Emporia Energy Center | 56502_G_6 | 56502 | G | 6 | 89855 | Combustion Turbine | SPP_N | Kansas | Lyon | 155 | 2009 | 9999 |  |  |  | 0.088964 | Default Emission Factor
Emporia Energy Center | 56502_G_7 | 56502 | G | 7 | 89856 | Combustion Turbine | SPP_N | Kansas | Lyon | 157 | 2009 | 9999 |  |  |  | 0.088964 | Default Emission Factor
Riley Generating Station | 56503_G_1 | 56503 | G | 1 |  | Combustion Turbine | MIS_LMI | Michigan | Ottawa | 2 | 2006 | 9999 |  |  |  | 0.11376 | Default Emission Factor
Riley Generating Station | 56503_G_2 | 56503 | G | 2 |  | Combustion Turbine | MIS_LMI | Michigan | Ottawa | 2 | 2006 | 9999 |  |  |  | 0.11376 | Default Emission Factor
Riley Generating Station | 56503_G_3 | 56503 | G | 3 |  | Combustion Turbine | MIS_LMI | Michigan | Ottawa | 2 | 2006 | 9999 |  |  |  | 0.11376 | Default Emission Factor
Riley Generating Station | 56503_G_4 | 56503 | G | 4 |  | Combustion Turbine | MIS_LMI | Michigan | Ottawa | 2 | 2006 | 9999 |  |  |  | 0.11376 | Default Emission Factor
Riley Generating Station | 56503_G_5 | 56503 | G | 5 |  | Combustion Turbine | MIS_LMI | Michigan | Ottawa | 2 | 2006 | 9999 |  |  |  | 0.11376 | Default Emission Factor
Municipal Power Plant | 56504_G_1 | 56504 | G | 1 |  | Combustion Turbine | MIS_LMI | Michigan | Ottawa | 1 | 2002 | 9999 |  |  |  | 0.11376 | Default Emission Factor
Municipal Power Plant | 56504_G_2 | 56504 | G | 2 |  | Combustion Turbine | MIS_LMI | Michigan | Ottawa | 1 | 2002 | 9999 |  |  |  | 0.11376 | Default Emission Factor
Jonesboro City Water & Light Plant | 56505_G_SN01 | 56505 | G | SN01 |  | Combustion Turbine | MIS_AR | Arkansas | Craighead | 20 | 1999 | 9999 |  |  |  | 0.088964 | Default Emission Factor
Jonesboro City Water & Light Plant | 56505_G_SN02 | 56505 | G | SN02 |  | Combustion Turbine | MIS_AR | Arkansas | Craighead | 19 | 1999 | 9999 |  |  |  | 0.088964 | Default Emission Factor
Jonesboro City Water & Light Plant | 56505_G_SN04 | 56505 | G | SN04 | 89827 | Combustion Turbine | MIS_AR | Arkansas | Craighead | 46 | 2000 | 9999 |  |  |  | 0.088964 | Default Emission Factor
Jonesboro City Water & Light Plant | 56505_G_SN06 | 56505 | G | SN06 | 89828 | Combustion Turbine | MIS_AR | Arkansas | Craighead | 46 | 2003 | 9999 |  |  |  | 0.088964 | Default Emission Factor
Jonesboro City Water & Light Plant | 56505_G_SN07 | 56505 | G | SN07 | 89829 | Combustion Turbine | MIS_AR | Arkansas | Craighead | 46 | 2007 | 9999 |  |  |  | 0.088964 | Default Emission Factor
Tesoro SLC Cogeneration Plant | 56509_G_1 | 56509 | G | 1 |  | Combustion Turbine | WECC_UT | Utah | Salt Lake | 11.6 | 2004 | 9999 |  |  |  | 0.088964 | Default Emission Factor
Tesoro SLC Cogeneration Plant | 56509_G_2 | 56509 | G | 2 |  | Combustion Turbine | WECC_UT | Utah | Salt Lake | 11.6 | 2004 | 9999 |  |  |  | 0.088964 | Default Emission Factor
Frey Farm Landfill | 56510_G_GEN2 | 56510 | G | GEN2 |  | Landfill Gas | PJM_EMAC | Pennsylvania | Lancaster | 1.6 | 2006 | 9999 |  |  |  | 0.056969 | Default Emission Factor
Pennsauken Landfill | 56511_G_GEN1 | 56511 | G | GEN1 |  | Landfill Gas | PJM_EMAC | New Jersey | Camden | 0.9 | 2004 | 9999 |  |  |  | 0.056969 | Default Emission Factor
Pennsauken Landfill | 56511_G_GEN2 | 56511 | G | GEN2 |  | Landfill Gas | PJM_EMAC | New Jersey | Camden | 0.9 | 2004 | 9999 |  |  |  | 0.056969 | Default Emission Factor
GLRA Landfill | 56512_G_GEN1 | 56512 | G | GEN1 |  | Landfill Gas | PJM_WMAC | Pennsylvania | Lebanon | 1.6 | 2007 | 9999 |  |  |  | 0.056969 | Default Emission Factor
GLRA Landfill | 56512_G_GEN2 | 56512 | G | GEN2 |  | Landfill Gas | PJM_WMAC | Pennsylvania | Lebanon | 1.6 | 2007 | 9999 |  |  |  | 0.056969 | Default Emission Factor
Whitemarsh Central Utility Plant | 56513_G_CGE | 56513 | G | CGE |  | Combustion Turbine | PJM_EMAC | Pennsylvania | Montgomery | 1.6 | 2007 | 9999 |  |  |  | 0.11376 | Default Emission Factor
Plains End II LLC | 56516_G_2G01 | 56516 | G | 2G01 |  | Combustion Turbine | WECC_CO | Colorado | Jefferson | 8.3 | 2008 | 9999 |  |  |  | 0.11376 | Default Emission Factor
Plains End II LLC | 56516_G_2G02 | 56516 | G | 2G02 |  | Combustion Turbine | WECC_CO | Colorado | Jefferson | 8.3 | 2008 | 9999 |  |  |  | 0.11376 | Default Emission Factor
Plains End II LLC | 56516_G_2G03 | 56516 | G | 2G03 |  | Combustion Turbine | WECC_CO | Colorado | Jefferson | 8.3 | 2008 | 9999 |  |  |  | 0.11376 | Default Emission Factor
Plains End II LLC | 56516_G_2G04 | 56516 | G | 2G04 |  | Combustion Turbine | WECC_CO | Colorado | Jefferson | 8.3 | 2008 | 9999 |  |  |  | 0.11376 | Default Emission Factor
Plains End II LLC | 56516_G_2G05 | 56516 | G | 2G05 |  | Combustion Turbine | WECC_CO | Colorado | Jefferson | 8.3 | 2008 | 9999 |  |  |  | 0.11376 | Default Emission Factor
Plains End II LLC | 56516_G_2G06 | 56516 | G | 2G06 |  | Combustion Turbine | WECC_CO | Colorado | Jefferson | 8.3 | 2008 | 9999 |  |  |  | 0.11376 | Default Emission Factor
Plains End II LLC | 56516_G_2G07 | 56516 | G | 2G07 |  | Combustion Turbine | WECC_CO | Colorado | Jefferson | 8.3 | 2008 | 9999 |  |  |  | 0.11376 | Default Emission Factor
Plains End II LLC | 56516_G_2G08 | 56516 | G | 2G08 |  | Combustion Turbine | WECC_CO | Colorado | Jefferson | 8.3 | 2008 | 9999 |  |  |  | 0.11376 | Default Emission Factor
Plains End II LLC | 56516_G_2G09 | 56516 | G | 2G09 |  | Combustion Turbine | WECC_CO | Colorado | Jefferson | 8.3 | 2008 | 9999 |  |  |  | 0.11376 | Default Emission Factor
Plains End II LLC | 56516_G_2G10 | 56516 | G | 2G10 |  | Combustion Turbine | WECC_CO | Colorado | Jefferson | 8.3 | 2008 | 9999 |  |  |  | 0.11376 | Default Emission Factor
Plains End II LLC | 56516_G_2G11 | 56516 | G | 2G11 |  | Combustion Turbine | WECC_CO | Colorado | Jefferson | 8.3 | 2008 | 9999 |  |  |  | 0.11376 | Default Emission Factor
Plains End II LLC | 56516_G_2G12 | 56516 | G | 2G12 |  | Combustion Turbine | WECC_CO | Colorado | Jefferson | 8.3 | 2008 | 9999 |  |  |  | 0.11376 | Default Emission Factor
Plains End II LLC | 56516_G_2G13 | 56516 | G | 2G13 |  | Combustion Turbine | WECC_CO | Colorado | Jefferson | 8.3 | 2008 | 9999 |  |  |  | 0.11376 | Default Emission Factor
Plains End II LLC | 56516_G_2G14 | 56516 | G | 2G14 |  | Combustion Turbine | WECC_CO | Colorado | Jefferson | 8.3 | 2008 | 9999 |  |  |  | 0.11376 | Default Emission Factor
West Diesel Generation Unit | 56517_G_East | 56517 | G | East |  | Combustion Turbine | MIS_MIDA | Iowa | Pocahontas | 1.9 | 2006 | 9999 |  |  |  | 0.69077 | Default Emission Factor
West Diesel Generation Unit | 56517_G_West | 56517 | G | West |  | Combustion Turbine | MIS_MIDA | Iowa | Pocahontas | 1.9 | 2006 | 9999 |  |  |  | 0.69077 | Default Emission Factor
South Energy Center | 56518_G_GT1 | 56518 | G | GT1 |  | Combustion Turbine | FRCC | Florida | Alachua | 4.3 | 2009 | 9999 |  |  |  | 0.088964 | Default Emission Factor
South Energy Center | 56518_G_REG1 | 56518 | G | REG1 |  | Combustion Turbine | FRCC | Florida | Alachua | 7.4 | 2017 | 9999 |  |  |  | 0.11376 | Default Emission Factor
Salem Electric Department | 56519_G_1 | 56519 | G | 1 |  | Combustion Turbine | PJM_West | Virginia | Salem City | 1.3 | 2007 | 9999 |  |  |  | 0.69077 | Default Emission Factor
Deertrack Park Gas Recovery | 56520_G_GEN1 | 56520 | G | GEN1 |  | Landfill Gas | MIS_WUMS | Wisconsin | Jefferson | 0.8 | 2006 | 9999 |  |  |  | 0.056969 | Default Emission Factor
Deertrack Park Gas Recovery | 56520_G_GEN2 | 56520 | G | GEN2 |  | Landfill Gas | MIS_WUMS | Wisconsin | Jefferson | 0.8 | 2006 | 9999 |  |  |  | 0.056969 | Default Emission Factor
Deertrack Park Gas Recovery | 56520_G_GEN3 | 56520 | G | GEN3 |  | Landfill Gas | MIS_WUMS | Wisconsin | Jefferson | 0.8 | 2006 | 9999 |  |  |  | 0.056969 | Default Emission Factor
Deertrack Park Gas Recovery | 56520_G_GEN4 | 56520 | G | GEN4 |  | Landfill Gas | MIS_WUMS | Wisconsin | Jefferson | 0.8 | 2006 | 9999 |  |  |  | 0.056969 | Default Emission Factor
Deertrack Park Gas Recovery | 56520_G_GEN5 | 56520 | G | GEN5 |  | Landfill Gas | MIS_WUMS | Wisconsin | Jefferson | 0.8 | 2007 | 9999 |  |  |  | 0.056969 | Default Emission Factor
Deertrack Park Gas Recovery | 56520_G_GEN6 | 56520 | G | GEN6 |  | Landfill Gas | MIS_WUMS | Wisconsin | Jefferson | 0.8 | 2007 | 9999 |  |  |  | 0.056969 | Default Emission Factor
Deertrack Park Gas Recovery | 56520_G_GEN7 | 56520 | G | GEN7 |  | Landfill Gas | MIS_WUMS | Wisconsin | Jefferson | 0.8 | 2007 | 9999 |  |  |  | 0.056969 | Default Emission Factor
Deertrack Park Gas Recovery | 56520_G_GEN8 | 56520 | G | GEN8 |  | Landfill Gas | MIS_WUMS | Wisconsin | Jefferson | 0.8 | 2007 | 9999 |  |  |  | 0.056969 | Default Emission Factor
Lake Mills Gas Recovery | 56521_G_GEN1 | 56521 | G | GEN1 |  | Landfill Gas | MIS_IA | Iowa | Winnebago | 0.8 | 2006 | 9999 |  |  |  | 0.056969 | Default Emission Factor
Lake Mills Gas Recovery | 56521_G_GEN2 | 56521 | G | GEN2 |  | Landfill Gas | MIS_IA | Iowa | Winnebago | 0.8 | 2006 | 9999 |  |  |  | 0.056969 | Default Emission Factor
Lake Mills Gas Recovery | 56521_G_GEN3 | 56521 | G | GEN3 |  | Landfill Gas | MIS_IA | Iowa | Winnebago | 0.8 | 2006 | 9999 |  |  |  | 0.056969 | Default Emission Factor
Lake Mills Gas Recovery | 56521_G_GEN4 | 56521 | G | GEN4 |  | Landfill Gas | MIS_IA | Iowa | Winnebago | 0.8 | 2006 | 9999 |  |  |  | 0.056969 | Default Emission Factor
Lake Mills Gas Recovery | 56521_G_GEN5 | 56521 | G | GEN5 |  | Landfill Gas | MIS_IA | Iowa | Winnebago | 0.8 | 2006 | 9999 |  |  |  | 0.056969 | Default Emission Factor
Springhill Gas Recovery Plant | 56522_G_GEN1 | 56522 | G | GEN1 |  | Landfill Gas | S_SOU | Florida | Jackson | 0.8 | 2006 | 9999 |  |  |  | 0.056969 | Default Emission Factor
Springhill Gas Recovery Plant | 56522_G_GEN2 | 56522 | G | GEN2 |  | Landfill Gas | S_SOU | Florida | Jackson | 0.8 | 2006 | 9999 |  |  |  | 0.056969 | Default Emission Factor
Springhill Gas Recovery Plant | 56522_G_GEN3 | 56522 | G | GEN3 |  | Landfill Gas | S_SOU | Florida | Jackson | 0.8 | 2006 | 9999 |  |  |  | 0.056969 | Default Emission Factor
Springhill Gas Recovery Plant | 56522_G_GEN4 | 56522 | G | GEN4 |  | Landfill Gas | S_SOU | Florida | Jackson | 0.8 | 2006 | 9999 |  |  |  | 0.056969 | Default Emission Factor
Springhill Gas Recovery Plant | 56522_G_GEN5 | 56522 | G | GEN5 |  | Landfill Gas | S_SOU | Florida | Jackson | 0.8 | 2006 | 9999 |  |  |  | 0.056969 | Default Emission Factor
Springhill Gas Recovery Plant | 56522_G_GEN6 | 56522 | G | GEN6 |  | Landfill Gas | S_SOU | Florida | Jackson | 0.8 | 2006 | 9999 |  |  |  | 0.056969 | Default Emission Factor
Two Pine Landfill Gas Recovery | 56523_G_GEN1 | 56523 | G | GEN1 |  | Landfill Gas | MIS_AR | Arkansas | Pulaski | 0.8 | 2006 | 9999 |  |  |  | 0.056969 | Default Emission Factor
Two Pine Landfill Gas Recovery | 56523_G_GEN2 | 56523 | G | GEN2 |  | Landfill Gas | MIS_AR | Arkansas | Pulaski | 0.8 | 2006 | 9999 |  |  |  | 0.056969 | Default Emission Factor
Two Pine Landfill Gas Recovery | 56523_G_GEN3 | 56523 | G | GEN3 |  | Landfill Gas | MIS_AR | Arkansas | Pulaski | 0.8 | 2006 | 9999 |  |  |  | 0.056969 | Default Emission Factor
Two Pine Landfill Gas Recovery | 56523_G_GEN4 | 56523 | G | GEN4 |  | Landfill Gas | MIS_AR | Arkansas | Pulaski | 0.8 | 2006 | 9999 |  |  |  | 0.056969 | Default Emission Factor
Two Pine Landfill Gas Recovery | 56523_G_GEN5 | 56523 | G | GEN5 |  | Landfill Gas | MIS_AR | Arkansas | Pulaski | 0.8 | 2006 | 9999 |  |  |  | 0.056969 | Default Emission Factor
Austin Gas Recovery | 56524_G_GEN1 | 56524 | G | GEN1 |  | Landfill Gas | ERC_REST | Texas | Travis | 1.6 | 2007 | 9999 |  |  |  | 0.056969 | Default Emission Factor
Austin Gas Recovery | 56524_G_GEN2 | 56524 | G | GEN2 |  | Landfill Gas | ERC_REST | Texas | Travis | 1.6 | 2007 | 9999 |  |  |  | 0.056969 | Default Emission Factor
Austin Gas Recovery | 56524_G_GEN3 | 56524 | G | GEN3 |  | Landfill Gas | ERC_REST | Texas | Travis | 1.6 | 2007 | 9999 |  |  |  | 0.056969 | Default Emission Factor
Timberline Trail Gas Recovery | 56525_G_GEN1 | 56525 | G | GEN1 |  | Landfill Gas | MIS_MNWI | Wisconsin | Rusk | 0.8 | 2006 | 9999 |  |  |  | 0.056969 | Default Emission Factor
Timberline Trail Gas Recovery | 56525_G_GEN2 | 56525 | G | GEN2 |  | Landfill Gas | MIS_MNWI | Wisconsin | Rusk | 0.8 | 2006 | 9999 |  |  |  | 0.056969 | Default Emission Factor
Timberline Trail Gas Recovery | 56525_G_GEN3 | 56525 | G | GEN3 |  | Landfill Gas | MIS_MNWI | Wisconsin | Rusk | 0.8 | 2006 | 9999 |  |  |  | 0.056969 | Default Emission Factor
Timberline Trail Gas Recovery | 56525_G_GEN4 | 56525 | G | GEN4 |  | Landfill Gas | MIS_MNWI | Wisconsin | Rusk | 0.8 | 2006 | 9999 |  |  |  | 0.056969 | Default Emission Factor
Timberline Trail Gas Recovery | 56525_G_GEN5 | 56525 | G | GEN5 |  | Landfill Gas | MIS_MNWI | Wisconsin | Rusk | 0.8 | 2007 | 9999 |  |  |  | 0.056969 | Default Emission Factor
Chaffee Gas Recovery | 56526_G_GEN1 | 56526 | G | GEN1 |  | Landfill Gas | NY_Z_A | New York | Erie | 0.8 | 2007 | 9999 |  |  |  | 0.056969 | Default Emission Factor
Chaffee Gas Recovery | 56526_G_GEN2 | 56526 | G | GEN2 |  | Landfill Gas | NY_Z_A | New York | Erie | 0.8 | 2007 | 9999 |  |  |  | 0.056969 | Default Emission Factor
Chaffee Gas Recovery | 56526_G_GEN3 | 56526 | G | GEN3 |  | Landfill Gas | NY_Z_A | New York | Erie | 0.8 | 2007 | 9999 |  |  |  | 0.056969 | Default Emission Factor
Chaffee Gas Recovery | 56526_G_GEN4 | 56526 | G | GEN4 |  | Landfill Gas | NY_Z_A | New York | Erie | 0.8 | 2007 | 9999 |  |  |  | 0.056969 | Default Emission Factor
Chaffee Gas Recovery | 56526_G_GEN5 | 56526 | G | GEN5 |  | Landfill Gas | NY_Z_A | New York | Erie | 0.8 | 2007 | 9999 |  |  |  | 0.056969 | Default Emission Factor
Chaffee Gas Recovery | 56526_G_GEN6 | 56526 | G | GEN6 |  | Landfill Gas | NY_Z_A | New York | Erie | 0.8 | 2007 | 9999 |  |  |  | 0.056969 | Default Emission Factor
Chaffee Gas Recovery | 56526_G_GEN7 | 56526 | G | GEN7 |  | Landfill Gas | NY_Z_A | New York | Erie | 0.8 | 2009 | 9999 |  |  |  | 0.056969 | Default Emission Factor
Chaffee Gas Recovery | 56526_G_GEN8 | 56526 | G | GEN8 |  | Landfill Gas | NY_Z_A | New York | Erie | 0.8 | 2009 | 9999 |  |  |  | 0.056969 | Default Emission Factor
Fitchburg Gas Recovery | 56527_G_GEN1 | 56527 | G | GEN1 |  | Landfill Gas | NENGREST | Massachusetts | Worcester | 1.6 | 2007 | 9999 |  |  |  | 0.056969 | Default Emission Factor
Fitchburg Gas Recovery | 56527_G_GEN2 | 56527 | G | GEN2 |  | Landfill Gas | NENGREST | Massachusetts | Worcester | 1.6 | 2007 | 9999 |  |  |  | 0.056969 | Default Emission Factor
Fitchburg Gas Recovery | 56527_G_GEN3 | 56527 | G | GEN3 |  | Landfill Gas | NENGREST | Massachusetts | Worcester | 1.6 | 2009 | 9999 |  |  |  | 0.056969 | Default Emission Factor
Five Oaks Gas Recovery | 56529_G_GEN1 | 56529 | G | GEN1 |  | Landfill Gas | MIS_IL | Illinois | Christian | 0.8 | 2008 | 9999 |  |  |  | 0.056969 | Default Emission Factor
Five Oaks Gas Recovery | 56529_G_GEN2 | 56529 | G | GEN2 |  | Landfill Gas | MIS_IL | Illinois | Christian | 0.8 | 2008 | 9999 |  |  |  | 0.056969 | Default Emission Factor
Five Oaks Gas Recovery | 56529_G_GEN3 | 56529 | G | GEN3 |  | Landfill Gas | MIS_IL | Illinois | Christian | 0.8 | 2008 | 9999 |  |  |  | 0.056969 | Default Emission Factor
Five Oaks Gas Recovery | 56529_G_GEN4 | 56529 | G | GEN4 |  | Landfill Gas | MIS_IL | Illinois | Christian | 0.8 | 2008 | 9999 |  |  |  | 0.056969 | Default Emission Factor
DADS Gas Recovery | 56530_G_GEN1 | 56530 | G | GEN1 |  | Landfill Gas | WECC_CO | Colorado | Arapahoe | 0.8 | 2008 | 9999 |  |  |  | 0.056969 | Default Emission Factor
DADS Gas Recovery | 56530_G_GEN2 | 56530 | G | GEN2 |  | Landfill Gas | WECC_CO | Colorado | Arapahoe | 0.8 | 2008 | 9999 |  |  |  | 0.056969 | Default Emission Factor
DADS Gas Recovery | 56530_G_GEN3 | 56530 | G | GEN3 |  | Landfill Gas | WECC_CO | Colorado | Arapahoe | 0.8 | 2008 | 9999 |  |  |  | 0.056969 | Default Emission Factor
DADS Gas Recovery | 56530_G_GEN4 | 56530 | G | GEN4 |  | Landfill Gas | WECC_CO | Colorado | Arapahoe | 0.8 | 2008 | 9999 |  |  |  | 0.056969 | Default Emission Factor
Waste Management Bethel LFGTE | 56531_G_GEN1 | 56531 | G | GEN1 |  | Landfill Gas | PJM_Dom | Virginia | Hampton City | 0.8 | 2008 | 9999 |  |  |  | 0.056969 | Default Emission Factor
Waste Management Bethel LFGTE | 56531_G_GEN2 | 56531 | G | GEN2 |  | Landfill Gas | PJM_Dom | Virginia | Hampton City | 0.8 | 2008 | 9999 |  |  |  | 0.056969 | Default Emission Factor
Waste Management Bethel LFGTE | 56531_G_GEN3 | 56531 | G | GEN3 |  | Landfill Gas | PJM_Dom | Virginia | Hampton City | 0.8 | 2008 | 9999 |  |  |  | 0.056969 | Default Emission Factor
Waste Management Bethel LFGTE | 56531_G_GEN4 | 56531 | G | GEN4 |  | Landfill Gas | PJM_Dom | Virginia | Hampton City | 0.8 | 2008 | 9999 |  |  |  | 0.056969 | Default Emission Factor
Waste Management Bethel LFGTE | 56531_G_GEN5 | 56531 | G | GEN5 |  | Landfill Gas | PJM_Dom | Virginia | Hampton City | 0.8 | 2008 | 9999 |  |  |  | 0.056969 | Default Emission Factor
Waste Management Bethel LFGTE | 56531_G_GEN6 | 56531 | G | GEN6 |  | Landfill Gas | PJM_Dom | Virginia | Hampton City | 0.8 | 2008 | 9999 |  |  |  | 0.056969 | Default Emission Factor
Colusa Generating Station | 56532_G_A | 56532 | G | A | 90561 | Combined Cycle | WEC_CALN | California | Colusa | 167 | 2010 | 9999 |  |  |  | 0.030815 | Default Emission Factor
Colusa Generating Station | 56532_G_B | 56532 | G | B | 90562 | Combined Cycle | WEC_CALN | California | Colusa | 167 | 2010 | 9999 |  |  |  | 0.030815 | Default Emission Factor
Colusa Generating Station | 56532_G_C | 56532 | G | C | 90561 | Combined Cycle | WEC_CALN | California | Colusa | 306 | 2010 | 9999 |  |  |  | 0.030815 | Default Emission Factor
Seneca City of | 56545_G_PPG1 | 56545 | G | PPG1 |  | Combustion Turbine | S_VACA | South Carolina | Oconee | 1.8 | 2004 | 9999 |  |  |  | 0.69077 | Default Emission Factor
Seneca City of | 56545_G_PPG2 | 56545 | G | PPG2 |  | Combustion Turbine | S_VACA | South Carolina | Oconee | 1.8 | 2004 | 9999 |  |  |  | 0.69077 | Default Emission Factor
Seneca City of | 56545_G_PPG3 | 56545 | G | PPG3 |  | Combustion Turbine | S_VACA | South Carolina | Oconee | 1.8 | 2004 | 9999 |  |  |  | 0.69077 | Default Emission Factor
Seneca City of | 56545_G_WPG1 | 56545 | G | WPG1 |  | Combustion Turbine | S_VACA | South Carolina | Oconee | 1.8 | 2004 | 9999 |  |  |  | 0.69077 | Default Emission Factor
Seneca City of | 56545_G_WPG2 | 56545 | G | WPG2 |  | Combustion Turbine | S_VACA | South Carolina | Oconee | 1.8 | 2004 | 9999 |  |  |  | 0.69077 | Default Emission Factor
Cornelius Delivery No 1 | 56546_G_1 | 56546 | G | 1 |  | Combustion Turbine | S_VACA | North Carolina | Mecklenburg | 2 | 2007 | 9999 |  |  |  | 0.69077 | Default Emission Factor
Bostic Delivery No 2 | 56547_G_1 | 56547 | G | 1 |  | Combustion Turbine | S_VACA | North Carolina | Rutherford | 1 | 2007 | 9999 |  |  |  | 0.69077 | Default Emission Factor
Drexel Operations Center | 56548_G_1 | 56548 | G | 1 |  | Combustion Turbine | S_VACA | North Carolina | Burke | 2 | 2007 | 9999 |  |  |  | 0.69077 | Default Emission Factor
Granite Falls Walmart | 56549_G_1 | 56549 | G | 1 |  | Combustion Turbine | S_VACA | North Carolina | Caldwell | 2 | 2007 | 9999 |  |  |  | 0.69077 | Default Emission Factor
Huntersville Delivery No 2 | 56550_G_1 | 56550 | G | 1 |  | Combustion Turbine | S_VACA | North Carolina | Mecklenburg | 2 | 2007 | 9999 |  |  |  | 0.69077 | Default Emission Factor
Landis Delivery No 2 | 56551_G_1 | 56551 | G | 1 |  | Combustion Turbine | S_VACA | North Carolina | Rowan | 2 | 2007 | 9999 |  |  |  | 0.69077 | Default Emission Factor
Statesville Delivery No 3 | 56552_G_1 | 56552 | G | 1 |  | Combustion Turbine | S_VACA | North Carolina | Iredell | 2 | 2007 | 9999 |  |  |  | 0.69077 | Default Emission Factor
Catawba River Pollution Control | 56553_G_1234 | 56553 | G | 1234 |  | Combustion Turbine | S_VACA | North Carolina | Burke | 1.1 | 2009 | 9999 |  |  |  | 0.69077 | Default Emission Factor
Salt Lake Energy Systems | 56554_G_Unit1 | 56554 | G | Unit1 |  | Landfill Gas | WECC_UT | Utah | Salt Lake | 0.8 | 2006 | 9999 |  |  |  | 0.056969 | Default Emission Factor
Salt Lake Energy Systems | 56554_G_Unit2 | 56554 | G | Unit2 |  | Landfill Gas | WECC_UT | Utah | Salt Lake | 0.8 | 2006 | 9999 |  |  |  | 0.056969 | Default Emission Factor
Salt Lake Energy Systems | 56554_G_Unit3 | 56554 | G | Unit3 |  | Landfill Gas | WECC_UT | Utah | Salt Lake | 1.5 | 2006 | 9999 |  |  |  | 0.056969 | Default Emission Factor
PPS Power Plant No 1 | 56556_G_1 | 56556 | G | 1 | 90590 | Combustion Turbine | S_C_KY | Kentucky | McCracken | 55 | 2010 | 9999 |  |  |  | 0.088964 | Default Emission Factor
PPS Power Plant No 1 | 56556_G_2 | 56556 | G | 2 | 90592 | Combustion Turbine | S_C_KY | Kentucky | McCracken | 55 | 2010 | 9999 |  |  |  | 0.088964 | Default Emission Factor
J Lamar Stall Unit | 56565_G_6A | 56565 | G | 6A | 90566 | Combined Cycle | SPP_WEST | Louisiana | Caddo | 160 | 2010 | 9999 |  |  |  | 0.030815 | Default Emission Factor
J Lamar Stall Unit | 56565_G_6B | 56565 | G | 6B | 90567 | Combined Cycle | SPP_WEST | Louisiana | Caddo | 160 | 2010 | 9999 |  |  |  | 0.030815 | Default Emission Factor
J Lamar Stall Unit | 56565_G_6STG | 56565 | G | 6STG | 90566 | Combined Cycle | SPP_WEST | Louisiana | Caddo | 187 | 2010 | 9999 |  |  |  | 0.030815 | Default Emission Factor
Niland Gas Turbine Plant | 56569_G_1 | 56569 | G | 1 | 90279 | Combustion Turbine | WECC_IID | California | Imperial | 47.5 | 2008 | 9999 | 2019 | 0.59542 | 42703 | 0.027886 | NEI 2019
Niland Gas Turbine Plant | 56569_G_2 | 56569 | G | 2 | 90280 | Combustion Turbine | WECC_IID | California | Imperial | 47.5 | 2008 | 9999 | 2017 | 0.31383 | 36962 | 0.016981 | NEI 2019
Eastern Landfill Gas LLC | 56571_G_1 | 56571 | G | 1 |  | Landfill Gas | PJM_SMAC | Maryland | Baltimore | 1.3 | 2006 | 9999 |  |  |  | 0.056969 | Default Emission Factor
Eastern Landfill Gas LLC | 56571_G_2 | 56571 | G | 2 |  | Landfill Gas | PJM_SMAC | Maryland | Baltimore | 1.3 | 2006 | 9999 |  |  |  | 0.056969 | Default Emission Factor
Eastern Landfill Gas LLC | 56571_G_3 | 56571 | G | 3 |  | Landfill Gas | PJM_SMAC | Maryland | Baltimore | 1.3 | 2006 | 9999 |  |  |  | 0.056969 | Default Emission Factor
Elm Street Substation Generators | 56597_G_EP01 | 56597 | G | EP01 |  | Combustion Turbine | MIS_MO | Missouri | St Francois | 1.3 | 2002 | 9999 |  |  |  | 0.69077 | Default Emission Factor
Elm Street Substation Generators | 56597_G_EP02 | 56597 | G | EP02 |  | Combustion Turbine | MIS_MO | Missouri | St Francois | 1.3 | 2002 | 9999 |  |  |  | 0.69077 | Default Emission Factor
Elm Street Substation Generators | 56597_G_EP03 | 56597 | G | EP03 |  | Combustion Turbine | MIS_MO | Missouri | St Francois | 1.3 | 2002 | 9999 |  |  |  | 0.69077 | Default Emission Factor
Walton Street Substation | 56598_G_EP07 | 56598 | G | EP07 |  | Combustion Turbine | MIS_MO | Missouri | St Francois | 1.3 | 2003 | 9999 |  |  |  | 0.69077 | Default Emission Factor
Overall Road Station | 56600_G_EP11 | 56600 | G | EP11 |  | Combustion Turbine | MIS_MO | Missouri | St Francois | 1.3 | 2003 | 9999 |  |  |  | 0.69077 | Default Emission Factor
Overall Road Station | 56600_G_EP12 | 56600 | G | EP12 |  | Combustion Turbine | MIS_MO | Missouri | St Francois | 1.3 | 2003 | 9999 |  |  |  | 0.69077 | Default Emission Factor
Overall Road Station | 56600_G_EP13 | 56600 | G | EP13 |  | Combustion Turbine | MIS_MO | Missouri | St Francois | 1.3 | 2003 | 9999 |  |  |  | 0.69077 | Default Emission Factor
Overall Road Station | 56600_G_EP14 | 56600 | G | EP14 |  | Combustion Turbine | MIS_MO | Missouri | St Francois | 1.3 | 2003 | 9999 |  |  |  | 0.69077 | Default Emission Factor
San Jacinto County Peaking Facility | 56603_G_SJC1 | 56603 | G | SJC1 | 91257 | Combustion Turbine | MIS_WOTA | Texas | San Jacinto | 73 | 2001 | 9999 |  |  |  | 0.088964 | Default Emission Factor
San Jacinto County Peaking Facility | 56603_G_SJC2 | 56603 | G | SJC2 | 91258 | Combustion Turbine | MIS_WOTA | Texas | San Jacinto | 73 | 2001 | 9999 |  |  |  | 0.088964 | Default Emission Factor
Hardin County Peaking Facility | 56604_G_HC1 | 56604 | G | HC1 | 91256 | Combustion Turbine | MIS_WOTA | Texas | Hardin | 73 | 2001 | 9999 |  |  |  | 0.088964 | Default Emission Factor
Hardin County Peaking Facility | 56604_G_HC2 | 56604 | G | HC2 | 91259 | Combustion Turbine | MIS_WOTA | Texas | Hardin | 73 | 2001 | 9999 |  |  |  | 0.088964 | Default Emission Factor
Culbertson Generation Station | 56606_G_01 | 56606 | G | 01 | 90550 | Combustion Turbine | SPP_WAUE | Montana | Roosevelt | 90.8 | 2010 | 9999 |  |  |  | 0.088964 | Default Emission Factor
Deer Creek Station | 56610_G_01 | 56610 | G | 01 | 90691 | Combined Cycle | SPP_WAUE | South Dakota | Brookings | 150 | 2012 | 9999 |  |  |  | 0.030815 | Default Emission Factor
Deer Creek Station | 56610_G_02 | 56610 | G | 02 | 90691 | Combined Cycle | SPP_WAUE | South Dakota | Brookings | 140 | 2012 | 9999 |  |  |  | 0.030815 | Default Emission Factor
Waterbury Generation | 56629_G_10 | 56629 | G | 10 | 90207 | Combustion Turbine | NENG_CT | Connecticut | New Haven | 95 | 2009 | 9999 | 2019 | 0.19115 | 11393 | 0.033556 | NEI 2019
Midway Peaking LLC | 56639_G_1 | 56639 | G | 1 | 90382 | Combustion Turbine | WEC_CALN | California | Fresno | 55.6 | 2009 | 9999 | 2017 | 0.95396 | 33357 | 0.057197 | NEI 2019
Midway Peaking LLC | 56639_G_2 | 56639 | G | 2 | 90383 | Combustion Turbine | WEC_CALN | California | Fresno | 55.6 | 2009 | 9999 | 2017 | 1.0822 | 33357 | 0.064888 | NEI 2019
NIH Cogeneration Facility | 56668_G_CGT | 56668 | G | CGT |  | Combustion Turbine | PJM_SMAC | Maryland | Montgomery | 27.6 | 2018 | 9999 |  |  |  | 0.088964 | Default Emission Factor
Winchester Power Park | 56674_G_CGT1 | 56674 | G | CGT1 | 90317 | Combustion Turbine | ERC_REST | Texas | Fayette | 44 | 2010 | 9999 |  |  |  | 0.088964 | Default Emission Factor
Winchester Power Park | 56674_G_CGT2 | 56674 | G | CGT2 | 90318 | Combustion Turbine | ERC_REST | Texas | Fayette | 44 | 2010 | 9999 |  |  |  | 0.088964 | Default Emission Factor
Winchester Power Park | 56674_G_CGT3 | 56674 | G | CGT3 | 90319 | Combustion Turbine | ERC_REST | Texas | Fayette | 44 | 2010 | 9999 |  |  |  | 0.088964 | Default Emission Factor
Winchester Power Park | 56674_G_CGT4 | 56674 | G | CGT4 | 90320 | Combustion Turbine | ERC_REST | Texas | Fayette | 44 | 2010 | 9999 |  |  |  | 0.088964 | Default Emission Factor
Wicomico | 56680_G_1 | 56680 | G | 1 |  | Landfill Gas | PJM_EMAC | Maryland | Wicomico | 0.3 | 2007 | 9999 |  |  |  | 0.056969 | Default Emission Factor
Wicomico | 56680_G_10 | 56680 | G | 10 |  | Landfill Gas | PJM_EMAC | Maryland | Wicomico | 0.3 | 2007 | 9999 |  |  |  | 0.056969 | Default Emission Factor
Wicomico | 56680_G_11 | 56680 | G | 11 |  | Landfill Gas | PJM_EMAC | Maryland | Wicomico | 0.3 | 2007 | 9999 |  |  |  | 0.056969 | Default Emission Factor
Wicomico | 56680_G_12 | 56680 | G | 12 |  | Landfill Gas | PJM_EMAC | Maryland | Wicomico | 0.3 | 2007 | 9999 |  |  |  | 0.056969 | Default Emission Factor
Wicomico | 56680_G_13 | 56680 | G | 13 |  | Landfill Gas | PJM_EMAC | Maryland | Wicomico | 0.3 | 2007 | 9999 |  |  |  | 0.056969 | Default Emission Factor
Wicomico | 56680_G_14 | 56680 | G | 14 |  | Landfill Gas | PJM_EMAC | Maryland | Wicomico | 0.3 | 2007 | 9999 |  |  |  | 0.056969 | Default Emission Factor
Wicomico | 56680_G_15 | 56680 | G | 15 |  | Landfill Gas | PJM_EMAC | Maryland | Wicomico | 0.3 | 2007 | 9999 |  |  |  | 0.056969 | Default Emission Factor
Wicomico | 56680_G_16 | 56680 | G | 16 |  | Landfill Gas | PJM_EMAC | Maryland | Wicomico | 0.3 | 2007 | 9999 |  |  |  | 0.056969 | Default Emission Factor
Wicomico | 56680_G_17 | 56680 | G | 17 |  | Landfill Gas | PJM_EMAC | Maryland | Wicomico | 0.3 | 2007 | 9999 |  |  |  | 0.056969 | Default Emission Factor
Wicomico | 56680_G_18 | 56680 | G | 18 |  | Landfill Gas | PJM_EMAC | Maryland | Wicomico | 0.3 | 2007 | 9999 |  |  |  | 0.056969 | Default Emission Factor
Wicomico | 56680_G_2 | 56680 | G | 2 |  | Landfill Gas | PJM_EMAC | Maryland | Wicomico | 0.3 | 2007 | 9999 |  |  |  | 0.056969 | Default Emission Factor
Wicomico | 56680_G_3 | 56680 | G | 3 |  | Landfill Gas | PJM_EMAC | Maryland | Wicomico | 0.3 | 2007 | 9999 |  |  |  | 0.056969 | Default Emission Factor
Wicomico | 56680_G_4 | 56680 | G | 4 |  | Landfill Gas | PJM_EMAC | Maryland | Wicomico | 0.3 | 2007 | 9999 |  |  |  | 0.056969 | Default Emission Factor
Wicomico | 56680_G_5 | 56680 | G | 5 |  | Landfill Gas | PJM_EMAC | Maryland | Wicomico | 0.3 | 2007 | 9999 |  |  |  | 0.056969 | Default Emission Factor
Wicomico | 56680_G_6 | 56680 | G | 6 |  | Landfill Gas | PJM_EMAC | Maryland | Wicomico | 0.3 | 2007 | 9999 |  |  |  | 0.056969 | Default Emission Factor
Wicomico | 56680_G_7 | 56680 | G | 7 |  | Landfill Gas | PJM_EMAC | Maryland | Wicomico | 0.3 | 2007 | 9999 |  |  |  | 0.056969 | Default Emission Factor
Wicomico | 56680_G_8 | 56680 | G | 8 |  | Landfill Gas | PJM_EMAC | Maryland | Wicomico | 0.3 | 2007 | 9999 |  |  |  | 0.056969 | Default Emission Factor
Wicomico | 56680_G_9 | 56680 | G | 9 |  | Landfill Gas | PJM_EMAC | Maryland | Wicomico | 0.3 | 2007 | 9999 |  |  |  | 0.056969 | Default Emission Factor
Amelia | 56681_G_1 | 56681 | G | 1 |  | Landfill Gas | PJM_Dom | Virginia | Amelia | 0.3 | 2001 | 9999 |  |  |  | 0.056969 | Default Emission Factor
Amelia | 56681_G_10 | 56681 | G | 10 |  | Landfill Gas | PJM_Dom | Virginia | Amelia | 0.3 | 2001 | 9999 |  |  |  | 0.056969 | Default Emission Factor
Amelia | 56681_G_11 | 56681 | G | 11 |  | Landfill Gas | PJM_Dom | Virginia | Amelia | 0.3 | 2001 | 9999 |  |  |  | 0.056969 | Default Emission Factor
Amelia | 56681_G_12 | 56681 | G | 12 |  | Landfill Gas | PJM_Dom | Virginia | Amelia | 0.3 | 2001 | 9999 |  |  |  | 0.056969 | Default Emission Factor
Amelia | 56681_G_13 | 56681 | G | 13 |  | Landfill Gas | PJM_Dom | Virginia | Amelia | 0.3 | 2001 | 9999 |  |  |  | 0.056969 | Default Emission Factor
Amelia | 56681_G_14 | 56681 | G | 14 |  | Landfill Gas | PJM_Dom | Virginia | Amelia | 0.3 | 2001 | 9999 |  |  |  | 0.056969 | Default Emission Factor
Amelia | 56681_G_15 | 56681 | G | 15 |  | Landfill Gas | PJM_Dom | Virginia | Amelia | 0.3 | 2001 | 9999 |  |  |  | 0.056969 | Default Emission Factor
Amelia | 56681_G_16 | 56681 | G | 16 |  | Landfill Gas | PJM_Dom | Virginia | Amelia | 0.3 | 2001 | 9999 |  |  |  | 0.056969 | Default Emission Factor
Amelia | 56681_G_17 | 56681 | G | 17 |  | Landfill Gas | PJM_Dom | Virginia | Amelia | 0.3 | 2001 | 9999 |  |  |  | 0.056969 | Default Emission Factor
Amelia | 56681_G_18 | 56681 | G | 18 |  | Landfill Gas | PJM_Dom | Virginia | Amelia | 0.3 | 2001 | 9999 |  |  |  | 0.056969 | Default Emission Factor
Amelia | 56681_G_19 | 56681 | G | 19 |  | Landfill Gas | PJM_Dom | Virginia | Amelia | 0.3 | 2001 | 9999 |  |  |  | 0.056969 | Default Emission Factor
Amelia | 56681_G_2 | 56681 | G | 2 |  | Landfill Gas | PJM_Dom | Virginia | Amelia | 0.3 | 2001 | 9999 |  |  |  | 0.056969 | Default Emission Factor
Amelia | 56681_G_20 | 56681 | G | 20 |  | Landfill Gas | PJM_Dom | Virginia | Amelia | 0.3 | 2001 | 9999 |  |  |  | 0.056969 | Default Emission Factor
Amelia | 56681_G_21 | 56681 | G | 21 |  | Landfill Gas | PJM_Dom | Virginia | Amelia | 0.3 | 2001 | 9999 |  |  |  | 0.056969 | Default Emission Factor
Amelia | 56681_G_22 | 56681 | G | 22 |  | Landfill Gas | PJM_Dom | Virginia | Amelia | 0.3 | 2001 | 9999 |  |  |  | 0.056969 | Default Emission Factor
Amelia | 56681_G_23 | 56681 | G | 23 |  | Landfill Gas | PJM_Dom | Virginia | Amelia | 0.3 | 2001 | 9999 |  |  |  | 0.056969 | Default Emission Factor
Amelia | 56681_G_24 | 56681 | G | 24 |  | Landfill Gas | PJM_Dom | Virginia | Amelia | 0.3 | 2001 | 9999 |  |  |  | 0.056969 | Default Emission Factor
Amelia | 56681_G_25 | 56681 | G | 25 |  | Landfill Gas | PJM_Dom | Virginia | Amelia | 0.3 | 2001 | 9999 |  |  |  | 0.056969 | Default Emission Factor
Amelia | 56681_G_26 | 56681 | G | 26 |  | Landfill Gas | PJM_Dom | Virginia | Amelia | 0.3 | 2001 | 9999 |  |  |  | 0.056969 | Default Emission Factor
Amelia | 56681_G_27 | 56681 | G | 27 |  | Landfill Gas | PJM_Dom | Virginia | Amelia | 0.3 | 2001 | 9999 |  |  |  | 0.056969 | Default Emission Factor
Amelia | 56681_G_28 | 56681 | G | 28 |  | Landfill Gas | PJM_Dom | Virginia | Amelia | 0.3 | 2001 | 9999 |  |  |  | 0.056969 | Default Emission Factor
Amelia | 56681_G_29 | 56681 | G | 29 |  | Landfill Gas | PJM_Dom | Virginia | Amelia | 0.3 | 2001 | 9999 |  |  |  | 0.056969 | Default Emission Factor
Amelia | 56681_G_3 | 56681 | G | 3 |  | Landfill Gas | PJM_Dom | Virginia | Amelia | 0.3 | 2001 | 9999 |  |  |  | 0.056969 | Default Emission Factor
Amelia | 56681_G_30 | 56681 | G | 30 |  | Landfill Gas | PJM_Dom | Virginia | Amelia | 0.3 | 2001 | 9999 |  |  |  | 0.056969 | Default Emission Factor
Amelia | 56681_G_31 | 56681 | G | 31 |  | Landfill Gas | PJM_Dom | Virginia | Amelia | 0.3 | 2001 | 9999 |  |  |  | 0.056969 | Default Emission Factor
Amelia | 56681_G_32 | 56681 | G | 32 |  | Landfill Gas | PJM_Dom | Virginia | Amelia | 0.3 | 2001 | 9999 |  |  |  | 0.056969 | Default Emission Factor
Amelia | 56681_G_33 | 56681 | G | 33 |  | Landfill Gas | PJM_Dom | Virginia | Amelia | 0.3 | 2001 | 9999 |  |  |  | 0.056969 | Default Emission Factor
Amelia | 56681_G_34 | 56681 | G | 34 |  | Landfill Gas | PJM_Dom | Virginia | Amelia | 0.3 | 2001 | 9999 |  |  |  | 0.056969 | Default Emission Factor
Amelia | 56681_G_35 | 56681 | G | 35 |  | Landfill Gas | PJM_Dom | Virginia | Amelia | 0.3 | 2001 | 9999 |  |  |  | 0.056969 | Default Emission Factor
Amelia | 56681_G_36 | 56681 | G | 36 |  | Landfill Gas | PJM_Dom | Virginia | Amelia | 0.3 | 2001 | 9999 |  |  |  | 0.056969 | Default Emission Factor
Amelia | 56681_G_37 | 56681 | G | 37 |  | Landfill Gas | PJM_Dom | Virginia | Amelia | 0.3 | 2001 | 9999 |  |  |  | 0.056969 | Default Emission Factor
Amelia | 56681_G_38 | 56681 | G | 38 |  | Landfill Gas | PJM_Dom | Virginia | Amelia | 0.3 | 2001 | 9999 |  |  |  | 0.056969 | Default Emission Factor
Amelia | 56681_G_39 | 56681 | G | 39 |  | Landfill Gas | PJM_Dom | Virginia | Amelia | 0.3 | 2001 | 9999 |  |  |  | 0.056969 | Default Emission Factor
Amelia | 56681_G_4 | 56681 | G | 4 |  | Landfill Gas | PJM_Dom | Virginia | Amelia | 0.3 | 2001 | 9999 |  |  |  | 0.056969 | Default Emission Factor
Amelia | 56681_G_40 | 56681 | G | 40 |  | Landfill Gas | PJM_Dom | Virginia | Amelia | 0.3 | 2001 | 9999 |  |  |  | 0.056969 | Default Emission Factor
Amelia | 56681_G_41 | 56681 | G | 41 |  | Landfill Gas | PJM_Dom | Virginia | Amelia | 0.3 | 2001 | 9999 |  |  |  | 0.056969 | Default Emission Factor
Amelia | 56681_G_42 | 56681 | G | 42 |  | Landfill Gas | PJM_Dom | Virginia | Amelia | 0.3 | 2001 | 9999 |  |  |  | 0.056969 | Default Emission Factor
Amelia | 56681_G_43 | 56681 | G | 43 |  | Landfill Gas | PJM_Dom | Virginia | Amelia | 0.3 | 2001 | 9999 |  |  |  | 0.056969 | Default Emission Factor
Amelia | 56681_G_44 | 56681 | G | 44 |  | Landfill Gas | PJM_Dom | Virginia | Amelia | 0.3 | 2001 | 9999 |  |  |  | 0.056969 | Default Emission Factor
Amelia | 56681_G_45 | 56681 | G | 45 |  | Landfill Gas | PJM_Dom | Virginia | Amelia | 0.3 | 2001 | 9999 |  |  |  | 0.056969 | Default Emission Factor
Amelia | 56681_G_46 | 56681 | G | 46 |  | Landfill Gas | PJM_Dom | Virginia | Amelia | 0.3 | 2001 | 9999 |  |  |  | 0.056969 | Default Emission Factor
Amelia | 56681_G_47 | 56681 | G | 47 |  | Landfill Gas | PJM_Dom | Virginia | Amelia | 0.3 | 2001 | 9999 |  |  |  | 0.056969 | Default Emission Factor
Amelia | 56681_G_48 | 56681 | G | 48 |  | Landfill Gas | PJM_Dom | Virginia | Amelia | 0.3 | 2001 | 9999 |  |  |  | 0.056969 | Default Emission Factor
Amelia | 56681_G_5 | 56681 | G | 5 |  | Landfill Gas | PJM_Dom | Virginia | Amelia | 0.3 | 2001 | 9999 |  |  |  | 0.056969 | Default Emission Factor
Amelia | 56681_G_6 | 56681 | G | 6 |  | Landfill Gas | PJM_Dom | Virginia | Amelia | 0.3 | 2001 | 9999 |  |  |  | 0.056969 | Default Emission Factor
Amelia | 56681_G_7 | 56681 | G | 7 |  | Landfill Gas | PJM_Dom | Virginia | Amelia | 0.3 | 2001 | 9999 |  |  |  | 0.056969 | Default Emission Factor
Amelia | 56681_G_8 | 56681 | G | 8 |  | Landfill Gas | PJM_Dom | Virginia | Amelia | 0.3 | 2001 | 9999 |  |  |  | 0.056969 | Default Emission Factor
Amelia | 56681_G_9 | 56681 | G | 9 |  | Landfill Gas | PJM_Dom | Virginia | Amelia | 0.3 | 2001 | 9999 |  |  |  | 0.056969 | Default Emission Factor
Brunswick Landfill Gas | 56682_G_10 | 56682 | G | 10 |  | Landfill Gas | PJM_Dom | Virginia | Brunswick | 0.3 | 2007 | 9999 |  |  |  | 0.056969 | Default Emission Factor
Brunswick Landfill Gas | 56682_G_11 | 56682 | G | 11 |  | Landfill Gas | PJM_Dom | Virginia | Brunswick | 0.3 | 2007 | 9999 |  |  |  | 0.056969 | Default Emission Factor
Brunswick Landfill Gas | 56682_G_12 | 56682 | G | 12 |  | Landfill Gas | PJM_Dom | Virginia | Brunswick | 0.3 | 2007 | 9999 |  |  |  | 0.056969 | Default Emission Factor
Brunswick Landfill Gas | 56682_G_13 | 56682 | G | 13 |  | Landfill Gas | PJM_Dom | Virginia | Brunswick | 0.3 | 2007 | 9999 |  |  |  | 0.056969 | Default Emission Factor
Brunswick Landfill Gas | 56682_G_14 | 56682 | G | 14 |  | Landfill Gas | PJM_Dom | Virginia | Brunswick | 0.3 | 2007 | 9999 |  |  |  | 0.056969 | Default Emission Factor
Brunswick Landfill Gas | 56682_G_15 | 56682 | G | 15 |  | Landfill Gas | PJM_Dom | Virginia | Brunswick | 0.3 | 2007 | 9999 |  |  |  | 0.056969 | Default Emission Factor
Brunswick Landfill Gas | 56682_G_16 | 56682 | G | 16 |  | Landfill Gas | PJM_Dom | Virginia | Brunswick | 0.3 | 2007 | 9999 |  |  |  | 0.056969 | Default Emission Factor
Brunswick Landfill Gas | 56682_G_17 | 56682 | G | 17 |  | Landfill Gas | PJM_Dom | Virginia | Brunswick | 0.3 | 2007 | 9999 |  |  |  | 0.056969 | Default Emission Factor
Brunswick Landfill Gas | 56682_G_18 | 56682 | G | 18 |  | Landfill Gas | PJM_Dom | Virginia | Brunswick | 0.3 | 2007 | 9999 |  |  |  | 0.056969 | Default Emission Factor
Brunswick Landfill Gas | 56682_G_19 | 56682 | G | 19 |  | Landfill Gas | PJM_Dom | Virginia | Brunswick | 0.3 | 2007 | 9999 |  |  |  | 0.056969 | Default Emission Factor
Brunswick Landfill Gas | 56682_G_2 | 56682 | G | 2 |  | Landfill Gas | PJM_Dom | Virginia | Brunswick | 0.3 | 2007 | 9999 |  |  |  | 0.056969 | Default Emission Factor
Brunswick Landfill Gas | 56682_G_20 | 56682 | G | 20 |  | Landfill Gas | PJM_Dom | Virginia | Brunswick | 0.3 | 2007 | 9999 |  |  |  | 0.056969 | Default Emission Factor
Brunswick Landfill Gas | 56682_G_21 | 56682 | G | 21 |  | Landfill Gas | PJM_Dom | Virginia | Brunswick | 0.3 | 2007 | 9999 |  |  |  | 0.056969 | Default Emission Factor
Brunswick Landfill Gas | 56682_G_22 | 56682 | G | 22 |  | Landfill Gas | PJM_Dom | Virginia | Brunswick | 0.3 | 2007 | 9999 |  |  |  | 0.056969 | Default Emission Factor
Brunswick Landfill Gas | 56682_G_23 | 56682 | G | 23 |  | Landfill Gas | PJM_Dom | Virginia | Brunswick | 0.3 | 2007 | 9999 |  |  |  | 0.056969 | Default Emission Factor
Brunswick Landfill Gas | 56682_G_24 | 56682 | G | 24 |  | Landfill Gas | PJM_Dom | Virginia | Brunswick | 0.3 | 2007 | 9999 |  |  |  | 0.056969 | Default Emission Factor
Brunswick Landfill Gas | 56682_G_25 | 56682 | G | 25 |  | Landfill Gas | PJM_Dom | Virginia | Brunswick | 0.3 | 2007 | 9999 |  |  |  | 0.056969 | Default Emission Factor
Brunswick Landfill Gas | 56682_G_26 | 56682 | G | 26 |  | Landfill Gas | PJM_Dom | Virginia | Brunswick | 0.3 | 2007 | 9999 |  |  |  | 0.056969 | Default Emission Factor
Brunswick Landfill Gas | 56682_G_27 | 56682 | G | 27 |  | Landfill Gas | PJM_Dom | Virginia | Brunswick | 0.3 | 2007 | 9999 |  |  |  | 0.056969 | Default Emission Factor
Brunswick Landfill Gas | 56682_G_28 | 56682 | G | 28 |  | Landfill Gas | PJM_Dom | Virginia | Brunswick | 0.3 | 2007 | 9999 |  |  |  | 0.056969 | Default Emission Factor
Brunswick Landfill Gas | 56682_G_29 | 56682 | G | 29 |  | Landfill Gas | PJM_Dom | Virginia | Brunswick | 0.3 | 2007 | 9999 |  |  |  | 0.056969 | Default Emission Factor
Brunswick Landfill Gas | 56682_G_3 | 56682 | G | 3 |  | Landfill Gas | PJM_Dom | Virginia | Brunswick | 0.3 | 2007 | 9999 |  |  |  | 0.056969 | Default Emission Factor
Brunswick Landfill Gas | 56682_G_30 | 56682 | G | 30 |  | Landfill Gas | PJM_Dom | Virginia | Brunswick | 0.3 | 2007 | 9999 |  |  |  | 0.056969 | Default Emission Factor
Brunswick Landfill Gas | 56682_G_31 | 56682 | G | 31 |  | Landfill Gas | PJM_Dom | Virginia | Brunswick | 0.3 | 2007 | 9999 |  |  |  | 0.056969 | Default Emission Factor
Brunswick Landfill Gas | 56682_G_32 | 56682 | G | 32 |  | Landfill Gas | PJM_Dom | Virginia | Brunswick | 0.3 | 2007 | 9999 |  |  |  | 0.056969 | Default Emission Factor
Brunswick Landfill Gas | 56682_G_33 | 56682 | G | 33 |  | Landfill Gas | PJM_Dom | Virginia | Brunswick | 0.3 | 2007 | 9999 |  |  |  | 0.056969 | Default Emission Factor
Brunswick Landfill Gas | 56682_G_34 | 56682 | G | 34 |  | Landfill Gas | PJM_Dom | Virginia | Brunswick | 0.3 | 2007 | 9999 |  |  |  | 0.056969 | Default Emission Factor
Brunswick Landfill Gas | 56682_G_35 | 56682 | G | 35 |  | Landfill Gas | PJM_Dom | Virginia | Brunswick | 0.3 | 2007 | 9999 |  |  |  | 0.056969 | Default Emission Factor
Brunswick Landfill Gas | 56682_G_36 | 56682 | G | 36 |  | Landfill Gas | PJM_Dom | Virginia | Brunswick | 0.3 | 2007 | 9999 |  |  |  | 0.056969 | Default Emission Factor
Brunswick Landfill Gas | 56682_G_4 | 56682 | G | 4 |  | Landfill Gas | PJM_Dom | Virginia | Brunswick | 0.3 | 2007 | 9999 |  |  |  | 0.056969 | Default Emission Factor
Brunswick Landfill Gas | 56682_G_5 | 56682 | G | 5 |  | Landfill Gas | PJM_Dom | Virginia | Brunswick | 0.3 | 2007 | 9999 |  |  |  | 0.056969 | Default Emission Factor
Brunswick Landfill Gas | 56682_G_6 | 56682 | G | 6 |  | Landfill Gas | PJM_Dom | Virginia | Brunswick | 0.3 | 2007 | 9999 |  |  |  | 0.056969 | Default Emission Factor
Brunswick Landfill Gas | 56682_G_7 | 56682 | G | 7 |  | Landfill Gas | PJM_Dom | Virginia | Brunswick | 0.3 | 2007 | 9999 |  |  |  | 0.056969 | Default Emission Factor
Brunswick Landfill Gas | 56682_G_8 | 56682 | G | 8 |  | Landfill Gas | PJM_Dom | Virginia | Brunswick | 0.3 | 2007 | 9999 |  |  |  | 0.056969 | Default Emission Factor
Brunswick Landfill Gas | 56682_G_9 | 56682 | G | 9 |  | Landfill Gas | PJM_Dom | Virginia | Brunswick | 0.3 | 2007 | 9999 |  |  |  | 0.056969 | Default Emission Factor
Charles City | 56683_G_1 | 56683 | G | 1 |  | Landfill Gas | PJM_Dom | Virginia | Charles City | 0.3 | 2003 | 9999 |  |  |  | 0.056969 | Default Emission Factor
Charles City | 56683_G_10 | 56683 | G | 10 |  | Landfill Gas | PJM_Dom | Virginia | Charles City | 0.3 | 2003 | 9999 |  |  |  | 0.056969 | Default Emission Factor
Charles City | 56683_G_11 | 56683 | G | 11 |  | Landfill Gas | PJM_Dom | Virginia | Charles City | 0.3 | 2003 | 9999 |  |  |  | 0.056969 | Default Emission Factor
Charles City | 56683_G_12 | 56683 | G | 12 |  | Landfill Gas | PJM_Dom | Virginia | Charles City | 0.3 | 2003 | 9999 |  |  |  | 0.056969 | Default Emission Factor
Charles City | 56683_G_13 | 56683 | G | 13 |  | Landfill Gas | PJM_Dom | Virginia | Charles City | 0.3 | 2003 | 9999 |  |  |  | 0.056969 | Default Emission Factor
Charles City | 56683_G_14 | 56683 | G | 14 |  | Landfill Gas | PJM_Dom | Virginia | Charles City | 0.3 | 2003 | 9999 |  |  |  | 0.056969 | Default Emission Factor
Charles City | 56683_G_15 | 56683 | G | 15 |  | Landfill Gas | PJM_Dom | Virginia | Charles City | 0.3 | 2003 | 9999 |  |  |  | 0.056969 | Default Emission Factor
Charles City | 56683_G_16 | 56683 | G | 16 |  | Landfill Gas | PJM_Dom | Virginia | Charles City | 0.3 | 2003 | 9999 |  |  |  | 0.056969 | Default Emission Factor
Charles City | 56683_G_17 | 56683 | G | 17 |  | Landfill Gas | PJM_Dom | Virginia | Charles City | 0.3 | 2003 | 9999 |  |  |  | 0.056969 | Default Emission Factor
Charles City | 56683_G_18 | 56683 | G | 18 |  | Landfill Gas | PJM_Dom | Virginia | Charles City | 0.3 | 2003 | 9999 |  |  |  | 0.056969 | Default Emission Factor
Charles City | 56683_G_19 | 56683 | G | 19 |  | Landfill Gas | PJM_Dom | Virginia | Charles City | 0.3 | 2003 | 9999 |  |  |  | 0.056969 | Default Emission Factor
Charles City | 56683_G_2 | 56683 | G | 2 |  | Landfill Gas | PJM_Dom | Virginia | Charles City | 0.3 | 2003 | 9999 |  |  |  | 0.056969 | Default Emission Factor
Charles City | 56683_G_20 | 56683 | G | 20 |  | Landfill Gas | PJM_Dom | Virginia | Charles City | 0.3 | 2003 | 9999 |  |  |  | 0.056969 | Default Emission Factor
Charles City | 56683_G_21 | 56683 | G | 21 |  | Landfill Gas | PJM_Dom | Virginia | Charles City | 0.3 | 2003 | 9999 |  |  |  | 0.056969 | Default Emission Factor
Charles City | 56683_G_22 | 56683 | G | 22 |  | Landfill Gas | PJM_Dom | Virginia | Charles City | 0.3 | 2003 | 9999 |  |  |  | 0.056969 | Default Emission Factor
Charles City | 56683_G_23 | 56683 | G | 23 |  | Landfill Gas | PJM_Dom | Virginia | Charles City | 0.3 | 2003 | 9999 |  |  |  | 0.056969 | Default Emission Factor
Charles City | 56683_G_24 | 56683 | G | 24 |  | Landfill Gas | PJM_Dom | Virginia | Charles City | 0.3 | 2003 | 9999 |  |  |  | 0.056969 | Default Emission Factor
Charles City | 56683_G_25 | 56683 | G | 25 |  | Landfill Gas | PJM_Dom | Virginia | Charles City | 0.3 | 2003 | 9999 |  |  |  | 0.056969 | Default Emission Factor
Charles City | 56683_G_26 | 56683 | G | 26 |  | Landfill Gas | PJM_Dom | Virginia | Charles City | 0.3 | 2003 | 9999 |  |  |  | 0.056969 | Default Emission Factor
Charles City | 56683_G_27 | 56683 | G | 27 |  | Landfill Gas | PJM_Dom | Virginia | Charles City | 0.3 | 2003 | 9999 |  |  |  | 0.056969 | Default Emission Factor
Charles City | 56683_G_28 | 56683 | G | 28 |  | Landfill Gas | PJM_Dom | Virginia | Charles City | 0.3 | 2003 | 9999 |  |  |  | 0.056969 | Default Emission Factor
Charles City | 56683_G_29 | 56683 | G | 29 |  | Landfill Gas | PJM_Dom | Virginia | Charles City | 0.3 | 2003 | 9999 |  |  |  | 0.056969 | Default Emission Factor
Charles City | 56683_G_3 | 56683 | G | 3 |  | Landfill Gas | PJM_Dom | Virginia | Charles City | 0.3 | 2003 | 9999 |  |  |  | 0.056969 | Default Emission Factor
Charles City | 56683_G_30 | 56683 | G | 30 |  | Landfill Gas | PJM_Dom | Virginia | Charles City | 0.3 | 2003 | 9999 |  |  |  | 0.056969 | Default Emission Factor
Charles City | 56683_G_31 | 56683 | G | 31 |  | Landfill Gas | PJM_Dom | Virginia | Charles City | 0.3 | 2003 | 9999 |  |  |  | 0.056969 | Default Emission Factor
Charles City | 56683_G_32 | 56683 | G | 32 |  | Landfill Gas | PJM_Dom | Virginia | Charles City | 0.3 | 2003 | 9999 |  |  |  | 0.056969 | Default Emission Factor
Charles City | 56683_G_33 | 56683 | G | 33 |  | Landfill Gas | PJM_Dom | Virginia | Charles City | 0.3 | 2003 | 9999 |  |  |  | 0.056969 | Default Emission Factor
Charles City | 56683_G_34 | 56683 | G | 34 |  | Landfill Gas | PJM_Dom | Virginia | Charles City | 0.3 | 2003 | 9999 |  |  |  | 0.056969 | Default Emission Factor
Charles City | 56683_G_35 | 56683 | G | 35 |  | Landfill Gas | PJM_Dom | Virginia | Charles City | 0.3 | 2003 | 9999 |  |  |  | 0.056969 | Default Emission Factor
Charles City | 56683_G_36 | 56683 | G | 36 |  | Landfill Gas | PJM_Dom | Virginia | Charles City | 0.3 | 2003 | 9999 |  |  |  | 0.056969 | Default Emission Factor
Charles City | 56683_G_37 | 56683 | G | 37 |  | Landfill Gas | PJM_Dom | Virginia | Charles City | 0.3 | 2003 | 9999 |  |  |  | 0.056969 | Default Emission Factor
Charles City | 56683_G_38 | 56683 | G | 38 |  | Landfill Gas | PJM_Dom | Virginia | Charles City | 0.3 | 2003 | 9999 |  |  |  | 0.056969 | Default Emission Factor
Charles City | 56683_G_39 | 56683 | G | 39 |  | Landfill Gas | PJM_Dom | Virginia | Charles City | 0.3 | 2003 | 9999 |  |  |  | 0.056969 | Default Emission Factor
Charles City | 56683_G_4 | 56683 | G | 4 |  | Landfill Gas | PJM_Dom | Virginia | Charles City | 0.3 | 2003 | 9999 |  |  |  | 0.056969 | Default Emission Factor
Charles City | 56683_G_40 | 56683 | G | 40 |  | Landfill Gas | PJM_Dom | Virginia | Charles City | 0.3 | 2003 | 9999 |  |  |  | 0.056969 | Default Emission Factor
Charles City | 56683_G_41 | 56683 | G | 41 |  | Landfill Gas | PJM_Dom | Virginia | Charles City | 0.3 | 2003 | 9999 |  |  |  | 0.056969 | Default Emission Factor
Charles City | 56683_G_42 | 56683 | G | 42 |  | Landfill Gas | PJM_Dom | Virginia | Charles City | 0.3 | 2003 | 9999 |  |  |  | 0.056969 | Default Emission Factor
Charles City | 56683_G_43 | 56683 | G | 43 |  | Landfill Gas | PJM_Dom | Virginia | Charles City | 0.3 | 2003 | 9999 |  |  |  | 0.056969 | Default Emission Factor
Charles City | 56683_G_44 | 56683 | G | 44 |  | Landfill Gas | PJM_Dom | Virginia | Charles City | 0.3 | 2003 | 9999 |  |  |  | 0.056969 | Default Emission Factor
Charles City | 56683_G_45 | 56683 | G | 45 |  | Landfill Gas | PJM_Dom | Virginia | Charles City | 0.3 | 2003 | 9999 |  |  |  | 0.056969 | Default Emission Factor
Charles City | 56683_G_46 | 56683 | G | 46 |  | Landfill Gas | PJM_Dom | Virginia | Charles City | 0.3 | 2003 | 9999 |  |  |  | 0.056969 | Default Emission Factor
Charles City | 56683_G_47 | 56683 | G | 47 |  | Landfill Gas | PJM_Dom | Virginia | Charles City | 0.3 | 2003 | 9999 |  |  |  | 0.056969 | Default Emission Factor
Charles City | 56683_G_48 | 56683 | G | 48 |  | Landfill Gas | PJM_Dom | Virginia | Charles City | 0.3 | 2003 | 9999 |  |  |  | 0.056969 | Default Emission Factor
Charles City | 56683_G_5 | 56683 | G | 5 |  | Landfill Gas | PJM_Dom | Virginia | Charles City | 0.3 | 2003 | 9999 |  |  |  | 0.056969 | Default Emission Factor
Charles City | 56683_G_6 | 56683 | G | 6 |  | Landfill Gas | PJM_Dom | Virginia | Charles City | 0.3 | 2003 | 9999 |  |  |  | 0.056969 | Default Emission Factor
Charles City | 56683_G_7 | 56683 | G | 7 |  | Landfill Gas | PJM_Dom | Virginia | Charles City | 0.3 | 2003 | 9999 |  |  |  | 0.056969 | Default Emission Factor
Charles City | 56683_G_8 | 56683 | G | 8 |  | Landfill Gas | PJM_Dom | Virginia | Charles City | 0.3 | 2003 | 9999 |  |  |  | 0.056969 | Default Emission Factor
Charles City | 56683_G_9 | 56683 | G | 9 |  | Landfill Gas | PJM_Dom | Virginia | Charles City | 0.3 | 2003 | 9999 |  |  |  | 0.056969 | Default Emission Factor
Chesterfield Landfill Gas | 56684_G_1 | 56684 | G | 1 |  | Landfill Gas | PJM_Dom | Virginia | Chesterfield | 0.3 | 2004 | 9999 |  |  |  | 0.056969 | Default Emission Factor
Chesterfield Landfill Gas | 56684_G_10 | 56684 | G | 10 |  | Landfill Gas | PJM_Dom | Virginia | Chesterfield | 0.3 | 2004 | 9999 |  |  |  | 0.056969 | Default Emission Factor
Chesterfield Landfill Gas | 56684_G_11 | 56684 | G | 11 |  | Landfill Gas | PJM_Dom | Virginia | Chesterfield | 0.3 | 2004 | 9999 |  |  |  | 0.056969 | Default Emission Factor
Chesterfield Landfill Gas | 56684_G_12 | 56684 | G | 12 |  | Landfill Gas | PJM_Dom | Virginia | Chesterfield | 0.3 | 2004 | 9999 |  |  |  | 0.056969 | Default Emission Factor
Chesterfield Landfill Gas | 56684_G_13 | 56684 | G | 13 |  | Landfill Gas | PJM_Dom | Virginia | Chesterfield | 0.3 | 2004 | 9999 |  |  |  | 0.056969 | Default Emission Factor
Chesterfield Landfill Gas | 56684_G_14 | 56684 | G | 14 |  | Landfill Gas | PJM_Dom | Virginia | Chesterfield | 0.3 | 2004 | 9999 |  |  |  | 0.056969 | Default Emission Factor
Chesterfield Landfill Gas | 56684_G_15 | 56684 | G | 15 |  | Landfill Gas | PJM_Dom | Virginia | Chesterfield | 0.3 | 2004 | 9999 |  |  |  | 0.056969 | Default Emission Factor
Chesterfield Landfill Gas | 56684_G_16 | 56684 | G | 16 |  | Landfill Gas | PJM_Dom | Virginia | Chesterfield | 0.3 | 2004 | 9999 |  |  |  | 0.056969 | Default Emission Factor
Chesterfield Landfill Gas | 56684_G_17 | 56684 | G | 17 |  | Landfill Gas | PJM_Dom | Virginia | Chesterfield | 0.3 | 2004 | 9999 |  |  |  | 0.056969 | Default Emission Factor
Chesterfield Landfill Gas | 56684_G_18 | 56684 | G | 18 |  | Landfill Gas | PJM_Dom | Virginia | Chesterfield | 0.3 | 2004 | 9999 |  |  |  | 0.056969 | Default Emission Factor
Chesterfield Landfill Gas | 56684_G_19 | 56684 | G | 19 |  | Landfill Gas | PJM_Dom | Virginia | Chesterfield | 0.3 | 2004 | 9999 |  |  |  | 0.056969 | Default Emission Factor
Chesterfield Landfill Gas | 56684_G_2 | 56684 | G | 2 |  | Landfill Gas | PJM_Dom | Virginia | Chesterfield | 0.3 | 2004 | 9999 |  |  |  | 0.056969 | Default Emission Factor
Chesterfield Landfill Gas | 56684_G_20 | 56684 | G | 20 |  | Landfill Gas | PJM_Dom | Virginia | Chesterfield | 0.3 | 2004 | 9999 |  |  |  | 0.056969 | Default Emission Factor
Chesterfield Landfill Gas | 56684_G_21 | 56684 | G | 21 |  | Landfill Gas | PJM_Dom | Virginia | Chesterfield | 0.3 | 2004 | 9999 |  |  |  | 0.056969 | Default Emission Factor
Chesterfield Landfill Gas | 56684_G_22 | 56684 | G | 22 |  | Landfill Gas | PJM_Dom | Virginia | Chesterfield | 0.3 | 2004 | 9999 |  |  |  | 0.056969 | Default Emission Factor
Chesterfield Landfill Gas | 56684_G_23 | 56684 | G | 23 |  | Landfill Gas | PJM_Dom | Virginia | Chesterfield | 0.3 | 2004 | 9999 |  |  |  | 0.056969 | Default Emission Factor
Chesterfield Landfill Gas | 56684_G_24 | 56684 | G | 24 |  | Landfill Gas | PJM_Dom | Virginia | Chesterfield | 0.3 | 2004 | 9999 |  |  |  | 0.056969 | Default Emission Factor
Chesterfield Landfill Gas | 56684_G_25 | 56684 | G | 25 |  | Landfill Gas | PJM_Dom | Virginia | Chesterfield | 0.3 | 2004 | 9999 |  |  |  | 0.056969 | Default Emission Factor
Chesterfield Landfill Gas | 56684_G_26 | 56684 | G | 26 |  | Landfill Gas | PJM_Dom | Virginia | Chesterfield | 0.3 | 2004 | 9999 |  |  |  | 0.056969 | Default Emission Factor
Chesterfield Landfill Gas | 56684_G_27 | 56684 | G | 27 |  | Landfill Gas | PJM_Dom | Virginia | Chesterfield | 0.3 | 2004 | 9999 |  |  |  | 0.056969 | Default Emission Factor
Chesterfield Landfill Gas | 56684_G_28 | 56684 | G | 28 |  | Landfill Gas | PJM_Dom | Virginia | Chesterfield | 0.3 | 2004 | 9999 |  |  |  | 0.056969 | Default Emission Factor
Chesterfield Landfill Gas | 56684_G_29 | 56684 | G | 29 |  | Landfill Gas | PJM_Dom | Virginia | Chesterfield | 0.3 | 2004 | 9999 |  |  |  | 0.056969 | Default Emission Factor
Chesterfield Landfill Gas | 56684_G_3 | 56684 | G | 3 |  | Landfill Gas | PJM_Dom | Virginia | Chesterfield | 0.3 | 2004 | 9999 |  |  |  | 0.056969 | Default Emission Factor
Chesterfield Landfill Gas | 56684_G_30 | 56684 | G | 30 |  | Landfill Gas | PJM_Dom | Virginia | Chesterfield | 0.3 | 2004 | 9999 |  |  |  | 0.056969 | Default Emission Factor
Chesterfield Landfill Gas | 56684_G_31 | 56684 | G | 31 |  | Landfill Gas | PJM_Dom | Virginia | Chesterfield | 0.3 | 2004 | 9999 |  |  |  | 0.056969 | Default Emission Factor
Chesterfield Landfill Gas | 56684_G_32 | 56684 | G | 32 |  | Landfill Gas | PJM_Dom | Virginia | Chesterfield | 0.3 | 2004 | 9999 |  |  |  | 0.056969 | Default Emission Factor
Chesterfield Landfill Gas | 56684_G_33 | 56684 | G | 33 |  | Landfill Gas | PJM_Dom | Virginia | Chesterfield | 0.3 | 2004 | 9999 |  |  |  | 0.056969 | Default Emission Factor
Chesterfield Landfill Gas | 56684_G_34 | 56684 | G | 34 |  | Landfill Gas | PJM_Dom | Virginia | Chesterfield | 0.3 | 2004 | 9999 |  |  |  | 0.056969 | Default Emission Factor
Chesterfield Landfill Gas | 56684_G_35 | 56684 | G | 35 |  | Landfill Gas | PJM_Dom | Virginia | Chesterfield | 0.3 | 2004 | 9999 |  |  |  | 0.056969 | Default Emission Factor
Chesterfield Landfill Gas | 56684_G_36 | 56684 | G | 36 |  | Landfill Gas | PJM_Dom | Virginia | Chesterfield | 0.3 | 2004 | 9999 |  |  |  | 0.056969 | Default Emission Factor
Chesterfield Landfill Gas | 56684_G_37 | 56684 | G | 37 |  | Landfill Gas | PJM_Dom | Virginia | Chesterfield | 0.3 | 2004 | 9999 |  |  |  | 0.056969 | Default Emission Factor
Chesterfield Landfill Gas | 56684_G_38 | 56684 | G | 38 |  | Landfill Gas | PJM_Dom | Virginia | Chesterfield | 0.3 | 2004 | 9999 |  |  |  | 0.056969 | Default Emission Factor
Chesterfield Landfill Gas | 56684_G_39 | 56684 | G | 39 |  | Landfill Gas | PJM_Dom | Virginia | Chesterfield | 0.3 | 2004 | 9999 |  |  |  | 0.056969 | Default Emission Factor
Chesterfield Landfill Gas | 56684_G_4 | 56684 | G | 4 |  | Landfill Gas | PJM_Dom | Virginia | Chesterfield | 0.3 | 2004 | 9999 |  |  |  | 0.056969 | Default Emission Factor
Chesterfield Landfill Gas | 56684_G_40 | 56684 | G | 40 |  | Landfill Gas | PJM_Dom | Virginia | Chesterfield | 0.3 | 2004 | 9999 |  |  |  | 0.056969 | Default Emission Factor
Chesterfield Landfill Gas | 56684_G_41 | 56684 | G | 41 |  | Landfill Gas | PJM_Dom | Virginia | Chesterfield | 0.3 | 2004 | 9999 |  |  |  | 0.056969 | Default Emission Factor
Chesterfield Landfill Gas | 56684_G_42 | 56684 | G | 42 |  | Landfill Gas | PJM_Dom | Virginia | Chesterfield | 0.3 | 2004 | 9999 |  |  |  | 0.056969 | Default Emission Factor
Chesterfield Landfill Gas | 56684_G_43 | 56684 | G | 43 |  | Landfill Gas | PJM_Dom | Virginia | Chesterfield | 0.3 | 2004 | 9999 |  |  |  | 0.056969 | Default Emission Factor
Chesterfield Landfill Gas | 56684_G_44 | 56684 | G | 44 |  | Landfill Gas | PJM_Dom | Virginia | Chesterfield | 0.3 | 2004 | 9999 |  |  |  | 0.056969 | Default Emission Factor
Chesterfield Landfill Gas | 56684_G_45 | 56684 | G | 45 |  | Landfill Gas | PJM_Dom | Virginia | Chesterfield | 0.3 | 2004 | 9999 |  |  |  | 0.056969 | Default Emission Factor
Chesterfield Landfill Gas | 56684_G_46 | 56684 | G | 46 |  | Landfill Gas | PJM_Dom | Virginia | Chesterfield | 0.3 | 2004 | 9999 |  |  |  | 0.056969 | Default Emission Factor
Chesterfield Landfill Gas | 56684_G_47 | 56684 | G | 47 |  | Landfill Gas | PJM_Dom | Virginia | Chesterfield | 0.3 | 2004 | 9999 |  |  |  | 0.056969 | Default Emission Factor
Chesterfield Landfill Gas | 56684_G_48 | 56684 | G | 48 |  | Landfill Gas | PJM_Dom | Virginia | Chesterfield | 0.3 | 2004 | 9999 |  |  |  | 0.056969 | Default Emission Factor
Chesterfield Landfill Gas | 56684_G_5 | 56684 | G | 5 |  | Landfill Gas | PJM_Dom | Virginia | Chesterfield | 0.3 | 2004 | 9999 |  |  |  | 0.056969 | Default Emission Factor
Chesterfield Landfill Gas | 56684_G_6 | 56684 | G | 6 |  | Landfill Gas | PJM_Dom | Virginia | Chesterfield | 0.3 | 2004 | 9999 |  |  |  | 0.056969 | Default Emission Factor
Chesterfield Landfill Gas | 56684_G_7 | 56684 | G | 7 |  | Landfill Gas | PJM_Dom | Virginia | Chesterfield | 0.3 | 2004 | 9999 |  |  |  | 0.056969 | Default Emission Factor
Chesterfield Landfill Gas | 56684_G_8 | 56684 | G | 8 |  | Landfill Gas | PJM_Dom | Virginia | Chesterfield | 0.3 | 2004 | 9999 |  |  |  | 0.056969 | Default Emission Factor
Chesterfield Landfill Gas | 56684_G_9 | 56684 | G | 9 |  | Landfill Gas | PJM_Dom | Virginia | Chesterfield | 0.3 | 2004 | 9999 |  |  |  | 0.056969 | Default Emission Factor
King & Queen | 56686_G_1 | 56686 | G | 1 |  | Landfill Gas | PJM_Dom | Virginia | King and Queen | 0.3 | 2008 | 9999 |  |  |  | 0.056969 | Default Emission Factor
King & Queen | 56686_G_10 | 56686 | G | 10 |  | Landfill Gas | PJM_Dom | Virginia | King and Queen | 0.3 | 2008 | 9999 |  |  |  | 0.056969 | Default Emission Factor
King & Queen | 56686_G_11 | 56686 | G | 11 |  | Landfill Gas | PJM_Dom | Virginia | King and Queen | 0.3 | 2008 | 9999 |  |  |  | 0.056969 | Default Emission Factor
King & Queen | 56686_G_12 | 56686 | G | 12 |  | Landfill Gas | PJM_Dom | Virginia | King and Queen | 0.3 | 2008 | 9999 |  |  |  | 0.056969 | Default Emission Factor
King & Queen | 56686_G_13 | 56686 | G | 13 |  | Landfill Gas | PJM_Dom | Virginia | King and Queen | 0.3 | 2008 | 9999 |  |  |  | 0.056969 | Default Emission Factor
King & Queen | 56686_G_14 | 56686 | G | 14 |  | Landfill Gas | PJM_Dom | Virginia | King and Queen | 0.3 | 2008 | 9999 |  |  |  | 0.056969 | Default Emission Factor
King & Queen | 56686_G_15 | 56686 | G | 15 |  | Landfill Gas | PJM_Dom | Virginia | King and Queen | 0.3 | 2008 | 9999 |  |  |  | 0.056969 | Default Emission Factor
King & Queen | 56686_G_16 | 56686 | G | 16 |  | Landfill Gas | PJM_Dom | Virginia | King and Queen | 0.3 | 2008 | 9999 |  |  |  | 0.056969 | Default Emission Factor
King & Queen | 56686_G_17 | 56686 | G | 17 |  | Landfill Gas | PJM_Dom | Virginia | King and Queen | 0.3 | 2008 | 9999 |  |  |  | 0.056969 | Default Emission Factor
King & Queen | 56686_G_18 | 56686 | G | 18 |  | Landfill Gas | PJM_Dom | Virginia | King and Queen | 0.3 | 2008 | 9999 |  |  |  | 0.056969 | Default Emission Factor
King & Queen | 56686_G_19 | 56686 | G | 19 |  | Landfill Gas | PJM_Dom | Virginia | King and Queen | 0.3 | 2008 | 9999 |  |  |  | 0.056969 | Default Emission Factor
King & Queen | 56686_G_2 | 56686 | G | 2 |  | Landfill Gas | PJM_Dom | Virginia | King and Queen | 0.3 | 2008 | 9999 |  |  |  | 0.056969 | Default Emission Factor
King & Queen | 56686_G_20 | 56686 | G | 20 |  | Landfill Gas | PJM_Dom | Virginia | King and Queen | 0.3 | 2008 | 9999 |  |  |  | 0.056969 | Default Emission Factor
King & Queen | 56686_G_21 | 56686 | G | 21 |  | Landfill Gas | PJM_Dom | Virginia | King and Queen | 0.3 | 2008 | 9999 |  |  |  | 0.056969 | Default Emission Factor
King & Queen | 56686_G_22 | 56686 | G | 22 |  | Landfill Gas | PJM_Dom | Virginia | King and Queen | 0.3 | 2008 | 9999 |  |  |  | 0.056969 | Default Emission Factor
King & Queen | 56686_G_23 | 56686 | G | 23 |  | Landfill Gas | PJM_Dom | Virginia | King and Queen | 0.3 | 2008 | 9999 |  |  |  | 0.056969 | Default Emission Factor
King & Queen | 56686_G_24 | 56686 | G | 24 |  | Landfill Gas | PJM_Dom | Virginia | King and Queen | 0.3 | 2008 | 9999 |  |  |  | 0.056969 | Default Emission Factor
King & Queen | 56686_G_25 | 56686 | G | 25 |  | Landfill Gas | PJM_Dom | Virginia | King and Queen | 0.3 | 2008 | 9999 |  |  |  | 0.056969 | Default Emission Factor
King & Queen | 56686_G_26 | 56686 | G | 26 |  | Landfill Gas | PJM_Dom | Virginia | King and Queen | 0.3 | 2008 | 9999 |  |  |  | 0.056969 | Default Emission Factor
King & Queen | 56686_G_27 | 56686 | G | 27 |  | Landfill Gas | PJM_Dom | Virginia | King and Queen | 0.3 | 2008 | 9999 |  |  |  | 0.056969 | Default Emission Factor
King & Queen | 56686_G_28 | 56686 | G | 28 |  | Landfill Gas | PJM_Dom | Virginia | King and Queen | 0.3 | 2008 | 9999 |  |  |  | 0.056969 | Default Emission Factor
King & Queen | 56686_G_29 | 56686 | G | 29 |  | Landfill Gas | PJM_Dom | Virginia | King and Queen | 0.3 | 2008 | 9999 |  |  |  | 0.056969 | Default Emission Factor
King & Queen | 56686_G_3 | 56686 | G | 3 |  | Landfill Gas | PJM_Dom | Virginia | King and Queen | 0.3 | 2008 | 9999 |  |  |  | 0.056969 | Default Emission Factor
King & Queen | 56686_G_30 | 56686 | G | 30 |  | Landfill Gas | PJM_Dom | Virginia | King and Queen | 0.3 | 2008 | 9999 |  |  |  | 0.056969 | Default Emission Factor
King & Queen | 56686_G_31 | 56686 | G | 31 |  | Landfill Gas | PJM_Dom | Virginia | King and Queen | 0.3 | 2008 | 9999 |  |  |  | 0.056969 | Default Emission Factor
King & Queen | 56686_G_32 | 56686 | G | 32 |  | Landfill Gas | PJM_Dom | Virginia | King and Queen | 0.3 | 2008 | 9999 |  |  |  | 0.056969 | Default Emission Factor
King & Queen | 56686_G_33 | 56686 | G | 33 |  | Landfill Gas | PJM_Dom | Virginia | King and Queen | 0.3 | 2008 | 9999 |  |  |  | 0.056969 | Default Emission Factor
King & Queen | 56686_G_34 | 56686 | G | 34 |  | Landfill Gas | PJM_Dom | Virginia | King and Queen | 0.3 | 2008 | 9999 |  |  |  | 0.056969 | Default Emission Factor
King & Queen | 56686_G_35 | 56686 | G | 35 |  | Landfill Gas | PJM_Dom | Virginia | King and Queen | 0.3 | 2008 | 9999 |  |  |  | 0.056969 | Default Emission Factor
King & Queen | 56686_G_36 | 56686 | G | 36 |  | Landfill Gas | PJM_Dom | Virginia | King and Queen | 0.3 | 2008 | 9999 |  |  |  | 0.056969 | Default Emission Factor
King & Queen | 56686_G_4 | 56686 | G | 4 |  | Landfill Gas | PJM_Dom | Virginia | King and Queen | 0.3 | 2008 | 9999 |  |  |  | 0.056969 | Default Emission Factor
King & Queen | 56686_G_5 | 56686 | G | 5 |  | Landfill Gas | PJM_Dom | Virginia | King and Queen | 0.3 | 2008 | 9999 |  |  |  | 0.056969 | Default Emission Factor
King & Queen | 56686_G_6 | 56686 | G | 6 |  | Landfill Gas | PJM_Dom | Virginia | King and Queen | 0.3 | 2008 | 9999 |  |  |  | 0.056969 | Default Emission Factor
King & Queen | 56686_G_7 | 56686 | G | 7 |  | Landfill Gas | PJM_Dom | Virginia | King and Queen | 0.3 | 2008 | 9999 |  |  |  | 0.056969 | Default Emission Factor
King & Queen | 56686_G_8 | 56686 | G | 8 |  | Landfill Gas | PJM_Dom | Virginia | King and Queen | 0.3 | 2008 | 9999 |  |  |  | 0.056969 | Default Emission Factor
King & Queen | 56686_G_9 | 56686 | G | 9 |  | Landfill Gas | PJM_Dom | Virginia | King and Queen | 0.3 | 2008 | 9999 |  |  |  | 0.056969 | Default Emission Factor
Mountain View | 56687_G_1 | 56687 | G | 1 |  | Landfill Gas | PJM_AP | Pennsylvania | Franklin | 0.3 | 2003 | 9999 |  |  |  | 0.056969 | Default Emission Factor
Mountain View | 56687_G_10 | 56687 | G | 10 |  | Landfill Gas | PJM_AP | Pennsylvania | Franklin | 0.3 | 2003 | 9999 |  |  |  | 0.056969 | Default Emission Factor
Mountain View | 56687_G_11 | 56687 | G | 11 |  | Landfill Gas | PJM_AP | Pennsylvania | Franklin | 0.3 | 2003 | 9999 |  |  |  | 0.056969 | Default Emission Factor
Mountain View | 56687_G_12 | 56687 | G | 12 |  | Landfill Gas | PJM_AP | Pennsylvania | Franklin | 0.3 | 2003 | 9999 |  |  |  | 0.056969 | Default Emission Factor
Mountain View | 56687_G_13 | 56687 | G | 13 |  | Landfill Gas | PJM_AP | Pennsylvania | Franklin | 0.3 | 2003 | 9999 |  |  |  | 0.056969 | Default Emission Factor
Mountain View | 56687_G_14 | 56687 | G | 14 |  | Landfill Gas | PJM_AP | Pennsylvania | Franklin | 0.3 | 2003 | 9999 |  |  |  | 0.056969 | Default Emission Factor
Mountain View | 56687_G_15 | 56687 | G | 15 |  | Landfill Gas | PJM_AP | Pennsylvania | Franklin | 0.3 | 2003 | 9999 |  |  |  | 0.056969 | Default Emission Factor
Mountain View | 56687_G_16 | 56687 | G | 16 |  | Landfill Gas | PJM_AP | Pennsylvania | Franklin | 0.3 | 2003 | 9999 |  |  |  | 0.056969 | Default Emission Factor
Mountain View | 56687_G_17 | 56687 | G | 17 |  | Landfill Gas | PJM_AP | Pennsylvania | Franklin | 0.3 | 2003 | 9999 |  |  |  | 0.056969 | Default Emission Factor
Mountain View | 56687_G_18 | 56687 | G | 18 |  | Landfill Gas | PJM_AP | Pennsylvania | Franklin | 0.3 | 2003 | 9999 |  |  |  | 0.056969 | Default Emission Factor
Mountain View | 56687_G_19 | 56687 | G | 19 |  | Landfill Gas | PJM_AP | Pennsylvania | Franklin | 0.3 | 2003 | 9999 |  |  |  | 0.056969 | Default Emission Factor
Mountain View | 56687_G_2 | 56687 | G | 2 |  | Landfill Gas | PJM_AP | Pennsylvania | Franklin | 0.3 | 2003 | 9999 |  |  |  | 0.056969 | Default Emission Factor
Mountain View | 56687_G_20 | 56687 | G | 20 |  | Landfill Gas | PJM_AP | Pennsylvania | Franklin | 0.3 | 2003 | 9999 |  |  |  | 0.056969 | Default Emission Factor
Mountain View | 56687_G_21 | 56687 | G | 21 |  | Landfill Gas | PJM_AP | Pennsylvania | Franklin | 0.3 | 2003 | 9999 |  |  |  | 0.056969 | Default Emission Factor
Mountain View | 56687_G_22 | 56687 | G | 22 |  | Landfill Gas | PJM_AP | Pennsylvania | Franklin | 0.3 | 2003 | 9999 |  |  |  | 0.056969 | Default Emission Factor
Mountain View | 56687_G_23 | 56687 | G | 23 |  | Landfill Gas | PJM_AP | Pennsylvania | Franklin | 0.3 | 2003 | 9999 |  |  |  | 0.056969 | Default Emission Factor
Mountain View | 56687_G_24 | 56687 | G | 24 |  | Landfill Gas | PJM_AP | Pennsylvania | Franklin | 0.3 | 2003 | 9999 |  |  |  | 0.056969 | Default Emission Factor
Mountain View | 56687_G_25 | 56687 | G | 25 |  | Landfill Gas | PJM_AP | Pennsylvania | Franklin | 0.3 | 2003 | 9999 |  |  |  | 0.056969 | Default Emission Factor
Mountain View | 56687_G_26 | 56687 | G | 26 |  | Landfill Gas | PJM_AP | Pennsylvania | Franklin | 0.3 | 2003 | 9999 |  |  |  | 0.056969 | Default Emission Factor
Mountain View | 56687_G_27 | 56687 | G | 27 |  | Landfill Gas | PJM_AP | Pennsylvania | Franklin | 0.3 | 2003 | 9999 |  |  |  | 0.056969 | Default Emission Factor
Mountain View | 56687_G_28 | 56687 | G | 28 |  | Landfill Gas | PJM_AP | Pennsylvania | Franklin | 0.3 | 2003 | 9999 |  |  |  | 0.056969 | Default Emission Factor
Mountain View | 56687_G_29 | 56687 | G | 29 |  | Landfill Gas | PJM_AP | Pennsylvania | Franklin | 0.3 | 2003 | 9999 |  |  |  | 0.056969 | Default Emission Factor
Mountain View | 56687_G_3 | 56687 | G | 3 |  | Landfill Gas | PJM_AP | Pennsylvania | Franklin | 0.3 | 2003 | 9999 |  |  |  | 0.056969 | Default Emission Factor
Mountain View | 56687_G_30 | 56687 | G | 30 |  | Landfill Gas | PJM_AP | Pennsylvania | Franklin | 0.3 | 2003 | 9999 |  |  |  | 0.056969 | Default Emission Factor
Mountain View | 56687_G_31 | 56687 | G | 31 |  | Landfill Gas | PJM_AP | Pennsylvania | Franklin | 0.3 | 2003 | 9999 |  |  |  | 0.056969 | Default Emission Factor
Mountain View | 56687_G_32 | 56687 | G | 32 |  | Landfill Gas | PJM_AP | Pennsylvania | Franklin | 0.3 | 2003 | 9999 |  |  |  | 0.056969 | Default Emission Factor
Mountain View | 56687_G_33 | 56687 | G | 33 |  | Landfill Gas | PJM_AP | Pennsylvania | Franklin | 0.3 | 2003 | 9999 |  |  |  | 0.056969 | Default Emission Factor
Mountain View | 56687_G_34 | 56687 | G | 34 |  | Landfill Gas | PJM_AP | Pennsylvania | Franklin | 0.3 | 2003 | 9999 |  |  |  | 0.056969 | Default Emission Factor
Mountain View | 56687_G_35 | 56687 | G | 35 |  | Landfill Gas | PJM_AP | Pennsylvania | Franklin | 0.3 | 2003 | 9999 |  |  |  | 0.056969 | Default Emission Factor
Mountain View | 56687_G_36 | 56687 | G | 36 |  | Landfill Gas | PJM_AP | Pennsylvania | Franklin | 0.3 | 2003 | 9999 |  |  |  | 0.056969 | Default Emission Factor
Mountain View | 56687_G_37 | 56687 | G | 37 |  | Landfill Gas | PJM_AP | Pennsylvania | Franklin | 0.3 | 2003 | 9999 |  |  |  | 0.056969 | Default Emission Factor
Mountain View | 56687_G_38 | 56687 | G | 38 |  | Landfill Gas | PJM_AP | Pennsylvania | Franklin | 0.3 | 2003 | 9999 |  |  |  | 0.056969 | Default Emission Factor
Mountain View | 56687_G_39 | 56687 | G | 39 |  | Landfill Gas | PJM_AP | Pennsylvania | Franklin | 0.3 | 2003 | 9999 |  |  |  | 0.056969 | Default Emission Factor
Mountain View | 56687_G_4 | 56687 | G | 4 |  | Landfill Gas | PJM_AP | Pennsylvania | Franklin | 0.3 | 2003 | 9999 |  |  |  | 0.056969 | Default Emission Factor
Mountain View | 56687_G_40 | 56687 | G | 40 |  | Landfill Gas | PJM_AP | Pennsylvania | Franklin | 0.3 | 2003 | 9999 |  |  |  | 0.056969 | Default Emission Factor
Mountain View | 56687_G_41 | 56687 | G | 41 |  | Landfill Gas | PJM_AP | Pennsylvania | Franklin | 0.3 | 2003 | 9999 |  |  |  | 0.056969 | Default Emission Factor
Mountain View | 56687_G_42 | 56687 | G | 42 |  | Landfill Gas | PJM_AP | Pennsylvania | Franklin | 0.3 | 2003 | 9999 |  |  |  | 0.056969 | Default Emission Factor
Mountain View | 56687_G_43 | 56687 | G | 43 |  | Landfill Gas | PJM_AP | Pennsylvania | Franklin | 0.3 | 2003 | 9999 |  |  |  | 0.056969 | Default Emission Factor
Mountain View | 56687_G_44 | 56687 | G | 44 |  | Landfill Gas | PJM_AP | Pennsylvania | Franklin | 0.3 | 2003 | 9999 |  |  |  | 0.056969 | Default Emission Factor
Mountain View | 56687_G_45 | 56687 | G | 45 |  | Landfill Gas | PJM_AP | Pennsylvania | Franklin | 0.3 | 2003 | 9999 |  |  |  | 0.056969 | Default Emission Factor
Mountain View | 56687_G_46 | 56687 | G | 46 |  | Landfill Gas | PJM_AP | Pennsylvania | Franklin | 0.3 | 2003 | 9999 |  |  |  | 0.056969 | Default Emission Factor
Mountain View | 56687_G_47 | 56687 | G | 47 |  | Landfill Gas | PJM_AP | Pennsylvania | Franklin | 0.3 | 2003 | 9999 |  |  |  | 0.056969 | Default Emission Factor
Mountain View | 56687_G_48 | 56687 | G | 48 |  | Landfill Gas | PJM_AP | Pennsylvania | Franklin | 0.3 | 2003 | 9999 |  |  |  | 0.056969 | Default Emission Factor
Mountain View | 56687_G_5 | 56687 | G | 5 |  | Landfill Gas | PJM_AP | Pennsylvania | Franklin | 0.3 | 2003 | 9999 |  |  |  | 0.056969 | Default Emission Factor
Mountain View | 56687_G_6 | 56687 | G | 6 |  | Landfill Gas | PJM_AP | Pennsylvania | Franklin | 0.3 | 2003 | 9999 |  |  |  | 0.056969 | Default Emission Factor
Mountain View | 56687_G_7 | 56687 | G | 7 |  | Landfill Gas | PJM_AP | Pennsylvania | Franklin | 0.3 | 2003 | 9999 |  |  |  | 0.056969 | Default Emission Factor
Mountain View | 56687_G_8 | 56687 | G | 8 |  | Landfill Gas | PJM_AP | Pennsylvania | Franklin | 0.3 | 2003 | 9999 |  |  |  | 0.056969 | Default Emission Factor
Mountain View | 56687_G_9 | 56687 | G | 9 |  | Landfill Gas | PJM_AP | Pennsylvania | Franklin | 0.3 | 2003 | 9999 |  |  |  | 0.056969 | Default Emission Factor
New Bern | 56688_G_1 | 56688 | G | 1 |  | Landfill Gas | S_VACA | North Carolina | Craven | 0.3 | 2007 | 9999 |  |  |  | 0.056969 | Default Emission Factor
New Bern | 56688_G_10 | 56688 | G | 10 |  | Landfill Gas | S_VACA | North Carolina | Craven | 0.3 | 2007 | 9999 |  |  |  | 0.056969 | Default Emission Factor
New Bern | 56688_G_11 | 56688 | G | 11 |  | Landfill Gas | S_VACA | North Carolina | Craven | 0.3 | 2007 | 9999 |  |  |  | 0.056969 | Default Emission Factor
New Bern | 56688_G_12 | 56688 | G | 12 |  | Landfill Gas | S_VACA | North Carolina | Craven | 0.3 | 2007 | 9999 |  |  |  | 0.056969 | Default Emission Factor
New Bern | 56688_G_13 | 56688 | G | 13 |  | Landfill Gas | S_VACA | North Carolina | Craven | 0.3 | 2011 | 9999 |  |  |  | 0.056969 | Default Emission Factor
New Bern | 56688_G_14 | 56688 | G | 14 |  | Landfill Gas | S_VACA | North Carolina | Craven | 0.3 | 2011 | 9999 |  |  |  | 0.056969 | Default Emission Factor
New Bern | 56688_G_15 | 56688 | G | 15 |  | Landfill Gas | S_VACA | North Carolina | Craven | 0.3 | 2011 | 9999 |  |  |  | 0.056969 | Default Emission Factor
New Bern | 56688_G_16 | 56688 | G | 16 |  | Landfill Gas | S_VACA | North Carolina | Craven | 0.3 | 2011 | 9999 |  |  |  | 0.056969 | Default Emission Factor
New Bern | 56688_G_17 | 56688 | G | 17 |  | Landfill Gas | S_VACA | North Carolina | Craven | 0.3 | 2011 | 9999 |  |  |  | 0.056969 | Default Emission Factor
New Bern | 56688_G_18 | 56688 | G | 18 |  | Landfill Gas | S_VACA | North Carolina | Craven | 0.3 | 2011 | 9999 |  |  |  | 0.056969 | Default Emission Factor
New Bern | 56688_G_2 | 56688 | G | 2 |  | Landfill Gas | S_VACA | North Carolina | Craven | 0.3 | 2007 | 9999 |  |  |  | 0.056969 | Default Emission Factor
New Bern | 56688_G_3 | 56688 | G | 3 |  | Landfill Gas | S_VACA | North Carolina | Craven | 0.3 | 2007 | 9999 |  |  |  | 0.056969 | Default Emission Factor
New Bern | 56688_G_4 | 56688 | G | 4 |  | Landfill Gas | S_VACA | North Carolina | Craven | 0.3 | 2007 | 9999 |  |  |  | 0.056969 | Default Emission Factor
New Bern | 56688_G_5 | 56688 | G | 5 |  | Landfill Gas | S_VACA | North Carolina | Craven | 0.3 | 2007 | 9999 |  |  |  | 0.056969 | Default Emission Factor
New Bern | 56688_G_6 | 56688 | G | 6 |  | Landfill Gas | S_VACA | North Carolina | Craven | 0.3 | 2007 | 9999 |  |  |  | 0.056969 | Default Emission Factor
New Bern | 56688_G_7 | 56688 | G | 7 |  | Landfill Gas | S_VACA | North Carolina | Craven | 0.3 | 2007 | 9999 |  |  |  | 0.056969 | Default Emission Factor
New Bern | 56688_G_8 | 56688 | G | 8 |  | Landfill Gas | S_VACA | North Carolina | Craven | 0.3 | 2007 | 9999 |  |  |  | 0.056969 | Default Emission Factor
New Bern | 56688_G_9 | 56688 | G | 9 |  | Landfill Gas | S_VACA | North Carolina | Craven | 0.3 | 2007 | 9999 |  |  |  | 0.056969 | Default Emission Factor
Pine Grove | 56690_G_1 | 56690 | G | 1 |  | Landfill Gas | PJM_WMAC | Pennsylvania | Schuylkill | 0.3 | 2008 | 9999 |  |  |  | 0.056969 | Default Emission Factor
Pine Grove | 56690_G_10 | 56690 | G | 10 |  | Landfill Gas | PJM_WMAC | Pennsylvania | Schuylkill | 0.3 | 2008 | 9999 |  |  |  | 0.056969 | Default Emission Factor
Pine Grove | 56690_G_11 | 56690 | G | 11 |  | Landfill Gas | PJM_WMAC | Pennsylvania | Schuylkill | 0.3 | 2008 | 9999 |  |  |  | 0.056969 | Default Emission Factor
Pine Grove | 56690_G_12 | 56690 | G | 12 |  | Landfill Gas | PJM_WMAC | Pennsylvania | Schuylkill | 0.3 | 2008 | 9999 |  |  |  | 0.056969 | Default Emission Factor
Pine Grove | 56690_G_13 | 56690 | G | 13 |  | Landfill Gas | PJM_WMAC | Pennsylvania | Schuylkill | 0.3 | 2008 | 9999 |  |  |  | 0.056969 | Default Emission Factor
Pine Grove | 56690_G_14 | 56690 | G | 14 |  | Landfill Gas | PJM_WMAC | Pennsylvania | Schuylkill | 0.3 | 2008 | 9999 |  |  |  | 0.056969 | Default Emission Factor
Pine Grove | 56690_G_15 | 56690 | G | 15 |  | Landfill Gas | PJM_WMAC | Pennsylvania | Schuylkill | 0.3 | 2008 | 9999 |  |  |  | 0.056969 | Default Emission Factor
Pine Grove | 56690_G_16 | 56690 | G | 16 |  | Landfill Gas | PJM_WMAC | Pennsylvania | Schuylkill | 0.3 | 2008 | 9999 |  |  |  | 0.056969 | Default Emission Factor
Pine Grove | 56690_G_17 | 56690 | G | 17 |  | Landfill Gas | PJM_WMAC | Pennsylvania | Schuylkill | 0.3 | 2008 | 9999 |  |  |  | 0.056969 | Default Emission Factor
Pine Grove | 56690_G_18 | 56690 | G | 18 |  | Landfill Gas | PJM_WMAC | Pennsylvania | Schuylkill | 0.3 | 2008 | 9999 |  |  |  | 0.056969 | Default Emission Factor
Pine Grove | 56690_G_2 | 56690 | G | 2 |  | Landfill Gas | PJM_WMAC | Pennsylvania | Schuylkill | 0.3 | 2008 | 9999 |  |  |  | 0.056969 | Default Emission Factor
Pine Grove | 56690_G_3 | 56690 | G | 3 |  | Landfill Gas | PJM_WMAC | Pennsylvania | Schuylkill | 0.3 | 2008 | 9999 |  |  |  | 0.056969 | Default Emission Factor
Pine Grove | 56690_G_4 | 56690 | G | 4 |  | Landfill Gas | PJM_WMAC | Pennsylvania | Schuylkill | 0.3 | 2008 | 9999 |  |  |  | 0.056969 | Default Emission Factor
Pine Grove | 56690_G_5 | 56690 | G | 5 |  | Landfill Gas | PJM_WMAC | Pennsylvania | Schuylkill | 0.3 | 2008 | 9999 |  |  |  | 0.056969 | Default Emission Factor
Pine Grove | 56690_G_6 | 56690 | G | 6 |  | Landfill Gas | PJM_WMAC | Pennsylvania | Schuylkill | 0.3 | 2008 | 9999 |  |  |  | 0.056969 | Default Emission Factor
Pine Grove | 56690_G_7 | 56690 | G | 7 |  | Landfill Gas | PJM_WMAC | Pennsylvania | Schuylkill | 0.3 | 2008 | 9999 |  |  |  | 0.056969 | Default Emission Factor
Pine Grove | 56690_G_8 | 56690 | G | 8 |  | Landfill Gas | PJM_WMAC | Pennsylvania | Schuylkill | 0.3 | 2008 | 9999 |  |  |  | 0.056969 | Default Emission Factor
Pine Grove | 56690_G_9 | 56690 | G | 9 |  | Landfill Gas | PJM_WMAC | Pennsylvania | Schuylkill | 0.3 | 2008 | 9999 |  |  |  | 0.056969 | Default Emission Factor
Virginia Beach | 56693_G_1 | 56693 | G | 1 |  | Landfill Gas | PJM_Dom | Virginia | Virginia Beach City | 0.3 | 2001 | 9999 |  |  |  | 0.056969 | Default Emission Factor
Virginia Beach | 56693_G_10 | 56693 | G | 10 |  | Landfill Gas | PJM_Dom | Virginia | Virginia Beach City | 0.3 | 2001 | 9999 |  |  |  | 0.056969 | Default Emission Factor
Virginia Beach | 56693_G_11 | 56693 | G | 11 |  | Landfill Gas | PJM_Dom | Virginia | Virginia Beach City | 0.3 | 2001 | 9999 |  |  |  | 0.056969 | Default Emission Factor
Virginia Beach | 56693_G_12 | 56693 | G | 12 |  | Landfill Gas | PJM_Dom | Virginia | Virginia Beach City | 0.3 | 2001 | 9999 |  |  |  | 0.056969 | Default Emission Factor
Virginia Beach | 56693_G_13 | 56693 | G | 13 |  | Landfill Gas | PJM_Dom | Virginia | Virginia Beach City | 0.3 | 2001 | 9999 |  |  |  | 0.056969 | Default Emission Factor
Virginia Beach | 56693_G_14 | 56693 | G | 14 |  | Landfill Gas | PJM_Dom | Virginia | Virginia Beach City | 0.3 | 2001 | 9999 |  |  |  | 0.056969 | Default Emission Factor
Virginia Beach | 56693_G_15 | 56693 | G | 15 |  | Landfill Gas | PJM_Dom | Virginia | Virginia Beach City | 0.3 | 2001 | 9999 |  |  |  | 0.056969 | Default Emission Factor
Virginia Beach | 56693_G_16 | 56693 | G | 16 |  | Landfill Gas | PJM_Dom | Virginia | Virginia Beach City | 0.3 | 2001 | 9999 |  |  |  | 0.056969 | Default Emission Factor
Virginia Beach | 56693_G_17 | 56693 | G | 17 |  | Landfill Gas | PJM_Dom | Virginia | Virginia Beach City | 0.3 | 2001 | 9999 |  |  |  | 0.056969 | Default Emission Factor
Virginia Beach | 56693_G_18 | 56693 | G | 18 |  | Landfill Gas | PJM_Dom | Virginia | Virginia Beach City | 0.3 | 2001 | 9999 |  |  |  | 0.056969 | Default Emission Factor
Virginia Beach | 56693_G_19 | 56693 | G | 19 |  | Landfill Gas | PJM_Dom | Virginia | Virginia Beach City | 0.3 | 2001 | 9999 |  |  |  | 0.056969 | Default Emission Factor
Virginia Beach | 56693_G_2 | 56693 | G | 2 |  | Landfill Gas | PJM_Dom | Virginia | Virginia Beach City | 0.3 | 2001 | 9999 |  |  |  | 0.056969 | Default Emission Factor
Virginia Beach | 56693_G_20 | 56693 | G | 20 |  | Landfill Gas | PJM_Dom | Virginia | Virginia Beach City | 0.3 | 2001 | 9999 |  |  |  | 0.056969 | Default Emission Factor
Virginia Beach | 56693_G_21 | 56693 | G | 21 |  | Landfill Gas | PJM_Dom | Virginia | Virginia Beach City | 0.3 | 2001 | 9999 |  |  |  | 0.056969 | Default Emission Factor
Virginia Beach | 56693_G_22 | 56693 | G | 22 |  | Landfill Gas | PJM_Dom | Virginia | Virginia Beach City | 0.3 | 2001 | 9999 |  |  |  | 0.056969 | Default Emission Factor
Virginia Beach | 56693_G_23 | 56693 | G | 23 |  | Landfill Gas | PJM_Dom | Virginia | Virginia Beach City | 0.3 | 2001 | 9999 |  |  |  | 0.056969 | Default Emission Factor
Virginia Beach | 56693_G_24 | 56693 | G | 24 |  | Landfill Gas | PJM_Dom | Virginia | Virginia Beach City | 0.3 | 2001 | 9999 |  |  |  | 0.056969 | Default Emission Factor
Virginia Beach | 56693_G_25 | 56693 | G | 25 |  | Landfill Gas | PJM_Dom | Virginia | Virginia Beach City | 0.3 | 2001 | 9999 |  |  |  | 0.056969 | Default Emission Factor
Virginia Beach | 56693_G_26 | 56693 | G | 26 |  | Landfill Gas | PJM_Dom | Virginia | Virginia Beach City | 0.3 | 2001 | 9999 |  |  |  | 0.056969 | Default Emission Factor
Virginia Beach | 56693_G_27 | 56693 | G | 27 |  | Landfill Gas | PJM_Dom | Virginia | Virginia Beach City | 0.3 | 2001 | 9999 |  |  |  | 0.056969 | Default Emission Factor
Virginia Beach | 56693_G_28 | 56693 | G | 28 |  | Landfill Gas | PJM_Dom | Virginia | Virginia Beach City | 0.3 | 2001 | 9999 |  |  |  | 0.056969 | Default Emission Factor
Virginia Beach | 56693_G_29 | 56693 | G | 29 |  | Landfill Gas | PJM_Dom | Virginia | Virginia Beach City | 0.3 | 2001 | 9999 |  |  |  | 0.056969 | Default Emission Factor
Virginia Beach | 56693_G_3 | 56693 | G | 3 |  | Landfill Gas | PJM_Dom | Virginia | Virginia Beach City | 0.3 | 2001 | 9999 |  |  |  | 0.056969 | Default Emission Factor
Virginia Beach | 56693_G_30 | 56693 | G | 30 |  | Landfill Gas | PJM_Dom | Virginia | Virginia Beach City | 0.3 | 2001 | 9999 |  |  |  | 0.056969 | Default Emission Factor
Virginia Beach | 56693_G_31 | 56693 | G | 31 |  | Landfill Gas | PJM_Dom | Virginia | Virginia Beach City | 0.3 | 2001 | 9999 |  |  |  | 0.056969 | Default Emission Factor
Virginia Beach | 56693_G_32 | 56693 | G | 32 |  | Landfill Gas | PJM_Dom | Virginia | Virginia Beach City | 0.3 | 2001 | 9999 |  |  |  | 0.056969 | Default Emission Factor
Virginia Beach | 56693_G_33 | 56693 | G | 33 |  | Landfill Gas | PJM_Dom | Virginia | Virginia Beach City | 0.3 | 2001 | 9999 |  |  |  | 0.056969 | Default Emission Factor
Virginia Beach | 56693_G_34 | 56693 | G | 34 |  | Landfill Gas | PJM_Dom | Virginia | Virginia Beach City | 0.3 | 2001 | 9999 |  |  |  | 0.056969 | Default Emission Factor
Virginia Beach | 56693_G_35 | 56693 | G | 35 |  | Landfill Gas | PJM_Dom | Virginia | Virginia Beach City | 0.3 | 2001 | 9999 |  |  |  | 0.056969 | Default Emission Factor
Virginia Beach | 56693_G_36 | 56693 | G | 36 |  | Landfill Gas | PJM_Dom | Virginia | Virginia Beach City | 0.3 | 2001 | 9999 |  |  |  | 0.056969 | Default Emission Factor
Virginia Beach | 56693_G_4 | 56693 | G | 4 |  | Landfill Gas | PJM_Dom | Virginia | Virginia Beach City | 0.3 | 2001 | 9999 |  |  |  | 0.056969 | Default Emission Factor
Virginia Beach | 56693_G_5 | 56693 | G | 5 |  | Landfill Gas | PJM_Dom | Virginia | Virginia Beach City | 0.3 | 2001 | 9999 |  |  |  | 0.056969 | Default Emission Factor
Virginia Beach | 56693_G_6 | 56693 | G | 6 |  | Landfill Gas | PJM_Dom | Virginia | Virginia Beach City | 0.3 | 2001 | 9999 |  |  |  | 0.056969 | Default Emission Factor
Virginia Beach | 56693_G_7 | 56693 | G | 7 |  | Landfill Gas | PJM_Dom | Virginia | Virginia Beach City | 0.3 | 2001 | 9999 |  |  |  | 0.056969 | Default Emission Factor
Virginia Beach | 56693_G_8 | 56693 | G | 8 |  | Landfill Gas | PJM_Dom | Virginia | Virginia Beach City | 0.3 | 2001 | 9999 |  |  |  | 0.056969 | Default Emission Factor
Virginia Beach | 56693_G_9 | 56693 | G | 9 |  | Landfill Gas | PJM_Dom | Virginia | Virginia Beach City | 0.3 | 2001 | 9999 |  |  |  | 0.056969 | Default Emission Factor
Haworth Water Treatment Plant | 56701_G_GEN1 | 56701 | G | GEN1 |  | Combustion Turbine | PJM_EMAC | New Jersey | Bergen | 2 | 2004 | 9999 |  |  |  | 0.11376 | Default Emission Factor
Haworth Water Treatment Plant | 56701_G_GEN2 | 56701 | G | GEN2 |  | Combustion Turbine | PJM_EMAC | New Jersey | Bergen | 2 | 2004 | 9999 |  |  |  | 0.11376 | Default Emission Factor
Haworth Water Treatment Plant | 56701_G_GEN3 | 56701 | G | GEN3 |  | Combustion Turbine | PJM_EMAC | New Jersey | Bergen | 2 | 2004 | 9999 |  |  |  | 0.11376 | Default Emission Factor
Haworth Water Treatment Plant | 56701_G_GEN4 | 56701 | G | GEN4 |  | Combustion Turbine | PJM_EMAC | New Jersey | Bergen | 2 | 2004 | 9999 |  |  |  | 0.11376 | Default Emission Factor
Haworth Water Treatment Plant | 56701_G_GEN5 | 56701 | G | GEN5 |  | Combustion Turbine | PJM_EMAC | New Jersey | Bergen | 3.9 | 2018 | 9999 |  |  |  | 0.69077 | Default Emission Factor
Haworth Water Treatment Plant | 56701_G_GEN6 | 56701 | G | GEN6 |  | Combustion Turbine | PJM_EMAC | New Jersey | Bergen | 3.9 | 2018 | 9999 |  |  |  | 0.69077 | Default Emission Factor
Virginia Tech Power Plant | 56785_G_WG01 | 56785 | G | WG01 |  | O/G Steam | PJM_West | Virginia | Montgomery | 2.5 | 1976 | 9999 |  |  |  | 0.087133 | Default Emission Factor
Geismar Cogen | 56787_G_GTG | 56787 | G | GTG |  | Combustion Turbine | MIS_LA | Louisiana | Ascension | 72.5 | 2000 | 2024 |  |  |  | 0.088964 | Default Emission Factor
Kleen Energy Systems Project | 56798_G_ST | 56798 | G | ST | 90386 | Combined Cycle | NENG_CT | Connecticut | Middlesex | 268 | 2011 | 9999 |  |  |  | 0.004183 | NEI 2019
Kleen Energy Systems Project | 56798_G_U1 | 56798 | G | U1 | 90386 | Combined Cycle | NENG_CT | Connecticut | Middlesex | 177 | 2011 | 9999 | 2019 | 1.4079 | 1505910 | 0.004183 | NEI 2019
Kleen Energy Systems Project | 56798_G_U2 | 56798 | G | U2 | 90387 | Combined Cycle | NENG_CT | Connecticut | Middlesex | 177 | 2011 | 9999 | 2019 | 3.017 | 609530 | 0.004183 | NEI 2019
Greenland Energy Center | 56799_G_1 | 56799 | G | 1 | 90380 | Combustion Turbine | FRCC | Florida | Duval | 148 | 2011 | 9999 |  |  |  | 0.088964 | Default Emission Factor
Greenland Energy Center | 56799_G_2 | 56799 | G | 2 | 90381 | Combustion Turbine | FRCC | Florida | Duval | 148 | 2011 | 9999 |  |  |  | 0.088964 | Default Emission Factor
Bridgeport Station | 568_G_4 | 568 | G | 4 |  | Combustion Turbine | NENG_CT | Connecticut | Fairfield | 17 | 1967 | 2024 |  |  |  | 0.12949 | Default Emission Factor
Bridgeport Station | 568_G_501 | 568 | G | 501 | 91155 | Combined Cycle | NENG_CT | Connecticut | Fairfield | 375.7 | 2019 | 9999 | 2019 | 6 | 2047190 | 0.005862 | NEI 2019
Bridgeport Station | 568_G_502 | 568 | G | 502 | 91155 | Combined Cycle | NENG_CT | Connecticut | Fairfield | 200.6 | 2019 | 9999 |  |  |  | 0.005862 | NEI 2019
Panoche Energy Center | 56803_G_1 | 56803 | G | 1 | 90388 | Combustion Turbine | WEC_CALN | California | Fresno | 97 | 2009 | 9999 | 2017 | 1.8255 | 132643.25 | 0.027525 | NEI 2019
Panoche Energy Center | 56803_G_2 | 56803 | G | 2 | 90389 | Combustion Turbine | WEC_CALN | California | Fresno | 97 | 2009 | 9999 | 2019 | 2.4085 | 158208 | 0.030447 | NEI 2019
Panoche Energy Center | 56803_G_3 | 56803 | G | 3 | 90390 | Combustion Turbine | WEC_CALN | California | Fresno | 97 | 2009 | 9999 | 2017 | 2.307 | 132643.25 | 0.034785 | NEI 2019
Panoche Energy Center | 56803_G_4 | 56803 | G | 4 | 90391 | Combustion Turbine | WEC_CALN | California | Fresno | 97 | 2009 | 9999 | 2019 | 1.871 | 158208 | 0.023652 | NEI 2019
Cedar Bayou 4 | 56806_G_4 | 56806 | G | 4 | 90407 | Combined Cycle | ERC_REST | Texas | Chambers | 172 | 2009 | 9999 |  |  |  | 0.015182 | NEI 2019
Cedar Bayou 4 | 56806_G_41 | 56806 | G | 41 | 90407 | Combined Cycle | ERC_REST | Texas | Chambers | 165 | 2009 | 9999 | 2019 | 2.1597 | 395763 | 0.015182 | NEI 2019
Cedar Bayou 4 | 56806_G_42 | 56806 | G | 42 | 90408 | Combined Cycle | ERC_REST | Texas | Chambers | 165 | 2009 | 9999 | 2019 | 2.5362 | 222869 | 0.015182 | NEI 2019
Bear Garden | 56807_G_1A | 56807 | G | 1A | 90440 | Combined Cycle | PJM_Dom | Virginia | Buckingham | 190 | 2011 | 9999 |  |  |  | 0.030815 | Default Emission Factor
Bear Garden | 56807_G_1B | 56807 | G | 1B | 90441 | Combined Cycle | PJM_Dom | Virginia | Buckingham | 190 | 2011 | 9999 |  |  |  | 0.030815 | Default Emission Factor
Bear Garden | 56807_G_1C | 56807 | G | 1C | 90440 | Combined Cycle | PJM_Dom | Virginia | Buckingham | 242 | 2011 | 9999 |  |  |  | 0.030815 | Default Emission Factor
OREG 1 Inc | 56833_G_CS10 | 56833 | G | CS10 |  | Non-Fossil Waste | SPP_WAUE | Montana | Roosevelt | 5 | 2006 | 9999 |  |  |  | 0.029032 | Default Emission Factor
OREG 1 Inc | 56833_G_CS11 | 56833 | G | CS11 |  | Non-Fossil Waste | SPP_WAUE | Montana | Roosevelt | 5 | 2006 | 9999 |  |  |  | 0.029032 | Default Emission Factor
OREG 1 Inc | 56833_G_CS7 | 56833 | G | CS7 |  | Non-Fossil Waste | SPP_WAUE | Montana | Roosevelt | 5 | 2006 | 9999 |  |  |  | 0.029032 | Default Emission Factor
OREG 1 Inc | 56833_G_CS9 | 56833 | G | CS9 |  | Non-Fossil Waste | SPP_WAUE | Montana | Roosevelt | 5 | 2006 | 9999 |  |  |  | 0.029032 | Default Emission Factor
CPV St Charles Energy Center | 56846_G_GTG1 | 56846 | G | GTG1 | 91104 | Combined Cycle | PJM_SMAC | Maryland | Charles | 205 | 2017 | 9999 |  |  |  | 0.030815 | Default Emission Factor
CPV St Charles Energy Center | 56846_G_GTG2 | 56846 | G | GTG2 | 91105 | Combined Cycle | PJM_SMAC | Maryland | Charles | 205 | 2017 | 9999 |  |  |  | 0.030815 | Default Emission Factor
CPV St Charles Energy Center | 56846_G_STGEN | 56846 | G | STGEN | 91104 | Combined Cycle | PJM_SMAC | Maryland | Charles | 316 | 2017 | 9999 |  |  |  | 0.030815 | Default Emission Factor
Lanchester Generating Station | 56850_G_1 | 56850 | G | 1 |  | Landfill Gas | PJM_EMAC | Pennsylvania | Lancaster | 1.6 | 2006 | 9999 |  |  |  | 0.056969 | Default Emission Factor
Lanchester Generating Station | 56850_G_2 | 56850 | G | 2 |  | Landfill Gas | PJM_EMAC | Pennsylvania | Lancaster | 1.6 | 2010 | 9999 |  |  |  | 0.056969 | Default Emission Factor
Bryon Center | 56851_G_1 | 56851 | G | 1 |  | Landfill Gas | MIS_LMI | Michigan | KENT | 1.5 | 2009 | 9999 |  |  |  | 0.056969 | Default Emission Factor
Bryon Center | 56851_G_2 | 56851 | G | 2 |  | Landfill Gas | MIS_LMI | Michigan | KENT | 1.5 | 2009 | 9999 |  |  |  | 0.056969 | Default Emission Factor
Pinconning White Feather | 56852_G_1 | 56852 | G | 1 |  | Landfill Gas | MIS_LMI | Michigan | BAY | 1.5 | 2009 | 9999 |  |  |  | 0.056969 | Default Emission Factor
Pinconning White Feather | 56852_G_2 | 56852 | G | 2 |  | Landfill Gas | MIS_LMI | Michigan | BAY | 1.5 | 2009 | 9999 |  |  |  | 0.056969 | Default Emission Factor
Trans-Jordan Generating Station | 56853_G_1 | 56853 | G | 1 |  | Landfill Gas | WECC_UT | Utah | Salt Lake | 1.5 | 2009 | 9999 |  |  |  | 0.056969 | Default Emission Factor
Trans-Jordan Generating Station | 56853_G_2 | 56853 | G | 2 |  | Landfill Gas | WECC_UT | Utah | Salt Lake | 1.5 | 2009 | 9999 |  |  |  | 0.056969 | Default Emission Factor
Trans-Jordan Generating Station | 56853_G_3 | 56853 | G | 3 |  | Landfill Gas | WECC_UT | Utah | Salt Lake | 1.5 | 2009 | 9999 |  |  |  | 0.056969 | Default Emission Factor
Covel Gardens Gas Recovery | 56864_G_1 | 56864 | G | 1 |  | Landfill Gas | ERC_REST | Texas | Bexar | 1.6 | 2005 | 9999 |  |  |  | 0.056969 | Default Emission Factor
Covel Gardens Gas Recovery | 56864_G_2 | 56864 | G | 2 |  | Landfill Gas | ERC_REST | Texas | Bexar | 1.6 | 2005 | 9999 |  |  |  | 0.056969 | Default Emission Factor
Covel Gardens Gas Recovery | 56864_G_3 | 56864 | G | 3 |  | Landfill Gas | ERC_REST | Texas | Bexar | 1.6 | 2005 | 9999 |  |  |  | 0.056969 | Default Emission Factor
Covel Gardens Gas Recovery | 56864_G_4 | 56864 | G | 4 |  | Landfill Gas | ERC_REST | Texas | Bexar | 1.6 | 2005 | 9999 |  |  |  | 0.056969 | Default Emission Factor
Covel Gardens Gas Recovery | 56864_G_5 | 56864 | G | 5 |  | Landfill Gas | ERC_REST | Texas | Bexar | 1.6 | 2005 | 9999 |  |  |  | 0.056969 | Default Emission Factor
Covel Gardens Gas Recovery | 56864_G_6 | 56864 | G | 6 |  | Landfill Gas | ERC_REST | Texas | Bexar | 1.6 | 2005 | 9999 |  |  |  | 0.056969 | Default Emission Factor
Loraine County Project | 56869_G_1 | 56869 | G | 1 |  | Landfill Gas | PJM_ATSI | Ohio | Lorain | 1.4 | 2001 | 9999 |  |  |  | 0.056969 | Default Emission Factor
Loraine County Project | 56869_G_10 | 56869 | G | 10 |  | Landfill Gas | PJM_ATSI | Ohio | Lorain | 1.6 | 2012 | 9999 |  |  |  | 0.056969 | Default Emission Factor
Loraine County Project | 56869_G_11 | 56869 | G | 11 |  | Landfill Gas | PJM_ATSI | Ohio | Lorain | 1.6 | 2012 | 9999 |  |  |  | 0.056969 | Default Emission Factor
Loraine County Project | 56869_G_12 | 56869 | G | 12 |  | Landfill Gas | PJM_ATSI | Ohio | Lorain | 1.6 | 2012 | 9999 |  |  |  | 0.056969 | Default Emission Factor
Loraine County Project | 56869_G_13 | 56869 | G | 13 |  | Landfill Gas | PJM_ATSI | Ohio | Lorain | 1.6 | 2012 | 9999 |  |  |  | 0.056969 | Default Emission Factor
Loraine County Project | 56869_G_14 | 56869 | G | 14 |  | Landfill Gas | PJM_ATSI | Ohio | Lorain | 1.6 | 2012 | 9999 |  |  |  | 0.056969 | Default Emission Factor
Loraine County Project | 56869_G_15 | 56869 | G | 15 |  | Landfill Gas | PJM_ATSI | Ohio | Lorain | 1.6 | 2012 | 9999 |  |  |  | 0.056969 | Default Emission Factor
Loraine County Project | 56869_G_16 | 56869 | G | 16 |  | Landfill Gas | PJM_ATSI | Ohio | Lorain | 1.6 | 2012 | 9999 |  |  |  | 0.056969 | Default Emission Factor
Loraine County Project | 56869_G_17 | 56869 | G | 17 |  | Landfill Gas | PJM_ATSI | Ohio | Lorain | 1.6 | 2012 | 9999 |  |  |  | 0.056969 | Default Emission Factor
Loraine County Project | 56869_G_18 | 56869 | G | 18 |  | Landfill Gas | PJM_ATSI | Ohio | Lorain | 1.6 | 2012 | 9999 |  |  |  | 0.056969 | Default Emission Factor
Loraine County Project | 56869_G_2 | 56869 | G | 2 |  | Landfill Gas | PJM_ATSI | Ohio | Lorain | 1.4 | 2001 | 9999 |  |  |  | 0.056969 | Default Emission Factor
Loraine County Project | 56869_G_3 | 56869 | G | 3 |  | Landfill Gas | PJM_ATSI | Ohio | Lorain | 1.4 | 2001 | 9999 |  |  |  | 0.056969 | Default Emission Factor
Loraine County Project | 56869_G_4 | 56869 | G | 4 |  | Landfill Gas | PJM_ATSI | Ohio | Lorain | 1.4 | 2001 | 9999 |  |  |  | 0.056969 | Default Emission Factor
Loraine County Project | 56869_G_5 | 56869 | G | 5 |  | Landfill Gas | PJM_ATSI | Ohio | Lorain | 1.4 | 2001 | 9999 |  |  |  | 0.056969 | Default Emission Factor
Loraine County Project | 56869_G_6 | 56869 | G | 6 |  | Landfill Gas | PJM_ATSI | Ohio | Lorain | 1.4 | 2001 | 9999 |  |  |  | 0.056969 | Default Emission Factor
Loraine County Project | 56869_G_7 | 56869 | G | 7 |  | Landfill Gas | PJM_ATSI | Ohio | Lorain | 1.4 | 2003 | 9999 |  |  |  | 0.056969 | Default Emission Factor
Loraine County Project | 56869_G_8 | 56869 | G | 8 |  | Landfill Gas | PJM_ATSI | Ohio | Lorain | 1.4 | 2003 | 9999 |  |  |  | 0.056969 | Default Emission Factor
Loraine County Project | 56869_G_9 | 56869 | G | 9 |  | Landfill Gas | PJM_ATSI | Ohio | Lorain | 1.6 | 2012 | 9999 |  |  |  | 0.056969 | Default Emission Factor
Taylor | 56870_G_1 | 56870 | G | 1 |  | Landfill Gas | S_SOU | Georgia | Taylor | 1 | 2003 | 9999 |  |  |  | 0.056969 | Default Emission Factor
Taylor | 56870_G_2 | 56870 | G | 2 |  | Landfill Gas | S_SOU | Georgia | Taylor | 1 | 2003 | 9999 |  |  |  | 0.056969 | Default Emission Factor
Taylor | 56870_G_3 | 56870 | G | 3 |  | Landfill Gas | S_SOU | Georgia | Taylor | 1 | 2003 | 9999 |  |  |  | 0.056969 | Default Emission Factor
Taylor | 56870_G_4 | 56870 | G | 4 |  | Landfill Gas | S_SOU | Georgia | Taylor | 1 | 2003 | 9999 |  |  |  | 0.056969 | Default Emission Factor
Taylor | 56870_G_5 | 56870 | G | 5 |  | Landfill Gas | S_SOU | Georgia | Taylor | 1 | 2011 | 9999 |  |  |  | 0.056969 | Default Emission Factor
Taylor | 56870_G_6 | 56870 | G | 6 |  | Landfill Gas | S_SOU | Georgia | Taylor | 1 | 2011 | 9999 |  |  |  | 0.056969 | Default Emission Factor
Taylor | 56870_G_7 | 56870 | G | 7 |  | Landfill Gas | S_SOU | Georgia | Taylor | 1 | 2011 | 9999 |  |  |  | 0.056969 | Default Emission Factor
Taylor | 56870_G_8 | 56870 | G | 8 |  | Landfill Gas | S_SOU | Georgia | Taylor | 1 | 2011 | 9999 |  |  |  | 0.056969 | Default Emission Factor
SECCRA Community Landfill | 56873_G_1 | 56873 | G | 1 |  | Landfill Gas | PJM_EMAC | Pennsylvania | Chester | 0.9 | 2007 | 9999 |  |  |  | 0.056969 | Default Emission Factor
SECCRA Community Landfill | 56873_G_3 | 56873 | G | 3 |  | Landfill Gas | PJM_EMAC | Pennsylvania | Chester | 1.6 | 2010 | 9999 |  |  |  | 0.056969 | Default Emission Factor
OREG 2 Inc | 56880_G_CS12 | 56880 | G | CS12 |  | Non-Fossil Waste | SPP_WAUE | Montana | Roosevelt | 5 | 2009 | 9999 |  |  |  | 0.029032 | Default Emission Factor
OREG 2 Inc | 56880_G_CS3 | 56880 | G | CS3 |  | Non-Fossil Waste | SPP_WAUE | Montana | Roosevelt | 5 | 2009 | 9999 |  |  |  | 0.029032 | Default Emission Factor
OREG 2 Inc | 56880_G_CS5 | 56880 | G | CS5 |  | Non-Fossil Waste | SPP_WAUE | Montana | Roosevelt | 5 | 2009 | 9999 |  |  |  | 0.029032 | Default Emission Factor
OREG 2 Inc | 56880_G_CS8 | 56880 | G | CS8 |  | Non-Fossil Waste | SPP_WAUE | Montana | Roosevelt | 5 | 2008 | 9999 |  |  |  | 0.029032 | Default Emission Factor
Cumberland County Solid Waste Complex | 56884_G_GEN 2 | 56884 | G | GEN 2 |  | Landfill Gas | PJM_EMAC | New Jersey | Cumberland | 1.6 | 2008 | 9999 |  |  |  | 0.056969 | Default Emission Factor
Cumberland County Solid Waste Complex | 56884_G_GEN 3 | 56884 | G | GEN 3 |  | Landfill Gas | PJM_EMAC | New Jersey | Cumberland | 1.6 | 2008 | 9999 |  |  |  | 0.056969 | Default Emission Factor
Cumberland County Solid Waste Complex | 56884_G_GEN1 | 56884 | G | GEN1 |  | Landfill Gas | PJM_EMAC | New Jersey | Cumberland | 1.6 | 2008 | 9999 |  |  |  | 0.056969 | Default Emission Factor
Cumberland County PA LFG Recovery | 56887_G_GEN 1 | 56887 | G | GEN 1 |  | Landfill Gas | PJM_PENE | Pennsylvania | Cumberland | 1.6 | 2009 | 9999 |  |  |  | 0.056969 | Default Emission Factor
Cumberland County PA LFG Recovery | 56887_G_GEN 2 | 56887 | G | GEN 2 |  | Landfill Gas | PJM_PENE | Pennsylvania | Cumberland | 1.6 | 2009 | 9999 |  |  |  | 0.056969 | Default Emission Factor
Cumberland County PA LFG Recovery | 56887_G_GEN 3 | 56887 | G | GEN 3 |  | Landfill Gas | PJM_PENE | Pennsylvania | Cumberland | 1.6 | 2009 | 9999 |  |  |  | 0.056969 | Default Emission Factor
Cumberland County PA LFG Recovery | 56887_G_GEN 4 | 56887 | G | GEN 4 |  | Landfill Gas | PJM_PENE | Pennsylvania | Cumberland | 1.6 | 2009 | 9999 |  |  |  | 0.056969 | Default Emission Factor
Norther Tier Landfill | 56890_G_GEN 1 | 56890 | G | GEN 1 |  | Landfill Gas | PJM_PENE | Pennsylvania | Bradford | 1.6 | 2009 | 9999 |  |  |  | 0.056969 | Default Emission Factor
Moretown | 56891_G_GEN 2 | 56891 | G | GEN 2 |  | Landfill Gas | NENGREST | Vermont | Washington | 1.6 | 2008 | 9999 |  |  |  | 0.056969 | Default Emission Factor
Ameresco Stafford | 56894_G_1 | 56894 | G | 1 |  | Landfill Gas | PJM_Dom | Virginia | Stafford | 1 | 2009 | 9999 |  |  |  | 0.056969 | Default Emission Factor
Ameresco Stafford | 56894_G_2 | 56894 | G | 2 |  | Landfill Gas | PJM_Dom | Virginia | Stafford | 1 | 2009 | 9999 |  |  |  | 0.056969 | Default Emission Factor
Ameresco Ox Mountain | 56895_G_1 | 56895 | G | 1 |  | Landfill Gas | WEC_CALN | California | San Mateo | 1.8 | 2008 | 9999 |  |  |  | 0.056969 | Default Emission Factor
Ameresco Ox Mountain | 56895_G_2 | 56895 | G | 2 |  | Landfill Gas | WEC_CALN | California | San Mateo | 1.8 | 2008 | 9999 |  |  |  | 0.056969 | Default Emission Factor
Ameresco Ox Mountain | 56895_G_3 | 56895 | G | 3 |  | Landfill Gas | WEC_CALN | California | San Mateo | 1.8 | 2008 | 9999 |  |  |  | 0.056969 | Default Emission Factor
Ameresco Ox Mountain | 56895_G_4 | 56895 | G | 4 |  | Landfill Gas | WEC_CALN | California | San Mateo | 1.8 | 2008 | 9999 |  |  |  | 0.056969 | Default Emission Factor
Ameresco Ox Mountain | 56895_G_5 | 56895 | G | 5 |  | Landfill Gas | WEC_CALN | California | San Mateo | 1.8 | 2008 | 9999 |  |  |  | 0.056969 | Default Emission Factor
Ameresco Ox Mountain | 56895_G_6 | 56895 | G | 6 |  | Landfill Gas | WEC_CALN | California | San Mateo | 1.8 | 2008 | 9999 |  |  |  | 0.056969 | Default Emission Factor
Ameresco Jefferson City | 56896_G_1 | 56896 | G | 1 |  | Landfill Gas | MIS_MO | Missouri | Cole | 0.9 | 2009 | 9999 |  |  |  | 0.056969 | Default Emission Factor
Ameresco Jefferson City | 56896_G_2 | 56896 | G | 2 |  | Landfill Gas | MIS_MO | Missouri | Cole | 0.9 | 2009 | 9999 |  |  |  | 0.056969 | Default Emission Factor
Ameresco Jefferson City | 56896_G_3 | 56896 | G | 3 |  | Landfill Gas | MIS_MO | Missouri | Cole | 0.9 | 2009 | 9999 |  |  |  | 0.056969 | Default Emission Factor
Ameresco Keller Canyon | 56897_G_1 | 56897 | G | 1 |  | Landfill Gas | WEC_CALN | California | Contra Costa | 1.8 | 2009 | 9999 |  |  |  | 0.056969 | Default Emission Factor
Ameresco Keller Canyon | 56897_G_2 | 56897 | G | 2 |  | Landfill Gas | WEC_CALN | California | Contra Costa | 1.8 | 2009 | 9999 |  |  |  | 0.056969 | Default Emission Factor
Ameresco Chiquita Canyon | 56898_G_1 | 56898 | G | 1 |  | Landfill Gas | WECC_SCE | California | Los Angeles | 4 | 2010 | 9999 |  |  |  | 0.056969 | Default Emission Factor
Ameresco Chiquita Canyon | 56898_G_2 | 56898 | G | 2 |  | Landfill Gas | WECC_SCE | California | Los Angeles | 4 | 2010 | 9999 |  |  |  | 0.056969 | Default Emission Factor
IRC Generator Facility | 56899_G_290 | 56899 | G | 290 |  | Combustion Turbine | WECC_AZ | Arizona | Coconino | 1.5 | 1986 | 9999 |  |  |  | 0.69077 | Default Emission Factor
IRC Generator Facility | 56899_G_291 | 56899 | G | 291 |  | Combustion Turbine | WECC_AZ | Arizona | Coconino | 1.5 | 1986 | 9999 |  |  |  | 0.69077 | Default Emission Factor
Dave Gates Generating Station | 56908_G_1 | 56908 | G | 1 | 90619 | Combustion Turbine | WECC_MT | Montana | Deer Lodge | 44.1 | 2011 | 9999 |  |  |  | 0.088964 | Default Emission Factor
Dave Gates Generating Station | 56908_G_2 | 56908 | G | 2 | 90621 | Combustion Turbine | WECC_MT | Montana | Deer Lodge | 44.1 | 2011 | 9999 |  |  |  | 0.088964 | Default Emission Factor
Dave Gates Generating Station | 56908_G_3 | 56908 | G | 3 | 90623 | Combustion Turbine | WECC_MT | Montana | Deer Lodge | 44.1 | 2011 | 9999 |  |  |  | 0.088964 | Default Emission Factor
Broad Mountain | 56911_G_GEN1 | 56911 | G | GEN1 |  | Landfill Gas | PJM_WMAC | Pennsylvania | Schuylkill | 4.1 | 2009 | 9999 |  |  |  | 0.056969 | Default Emission Factor
Broad Mountain | 56911_G_GEN2 | 56911 | G | GEN2 |  | Landfill Gas | PJM_WMAC | Pennsylvania | Schuylkill | 4.1 | 2009 | 9999 |  |  |  | 0.056969 | Default Emission Factor
Orange Grove Peaking Facility | 56914_G_CTG1 | 56914 | G | CTG1 | 90426 | Combustion Turbine | WEC_SDGE | California | San Diego | 49.1 | 2010 | 9999 |  |  |  | 0.088964 | Default Emission Factor
Orange Grove Peaking Facility | 56914_G_CTG2 | 56914 | G | CTG2 | 90427 | Combustion Turbine | WEC_SDGE | California | San Diego | 49.1 | 2010 | 9999 |  |  |  | 0.088964 | Default Emission Factor
Fairfield University CHP Plant | 56928_G_CHP1 | 56928 | G | CHP1 |  | Combustion Turbine | NENG_CT | Connecticut | Fairfield | 4.5 | 2007 | 9999 |  |  |  | 0.088964 | Default Emission Factor
Biotech LS 0836 | 56932_G_BLS1 | 56932 | G | BLS1 |  | Combustion Turbine | WECC_PNW | Washington | Whitman | 1 | 2009 | 9999 |  |  |  | 0.69077 | Default Emission Factor
Fairbanks Morse Engine | 56937_G_IPE | 56937 | G | IPE |  | Combustion Turbine | MIS_WUMS | Wisconsin | Rock | 1.5 | 1989 | 9999 |  |  |  | 0.69077 | Default Emission Factor
CPV Valley Energy Center | 56940_G_CTG1 | 56940 | G | CTG1 | 90434 | Combined Cycle | NY_Z_G-I | New York | Orange | 198.2 | 2018 | 9999 |  |  |  | 0.030815 | Default Emission Factor
CPV Valley Energy Center | 56940_G_CTG2 | 56940 | G | CTG2 | 90435 | Combined Cycle | NY_Z_G-I | New York | Orange | 198.2 | 2018 | 9999 |  |  |  | 0.030815 | Default Emission Factor
CPV Valley Energy Center | 56940_G_STG | 56940 | G | STG | 90434 | Combined Cycle | NY_Z_G-I | New York | Orange | 308.7 | 2018 | 9999 |  |  |  | 0.030815 | Default Emission Factor
Coolidge Generation Station | 56948_G_1 | 56948 | G | 1 | 90464 | Combustion Turbine | WECC_AZ | Arizona | Pinal | 43.4 | 2011 | 9999 |  |  |  | 0.088964 | Default Emission Factor
Coolidge Generation Station | 56948_G_10 | 56948 | G | 10 | 90473 | Combustion Turbine | WECC_AZ | Arizona | Pinal | 43.4 | 2011 | 9999 |  |  |  | 0.088964 | Default Emission Factor
Coolidge Generation Station | 56948_G_11 | 56948 | G | 11 | 90474 | Combustion Turbine | WECC_AZ | Arizona | Pinal | 43.4 | 2011 | 9999 |  |  |  | 0.088964 | Default Emission Factor
Coolidge Generation Station | 56948_G_12 | 56948 | G | 12 | 90475 | Combustion Turbine | WECC_AZ | Arizona | Pinal | 43.4 | 2011 | 9999 |  |  |  | 0.088964 | Default Emission Factor
Coolidge Generation Station | 56948_G_2 | 56948 | G | 2 | 90465 | Combustion Turbine | WECC_AZ | Arizona | Pinal | 43.4 | 2011 | 9999 |  |  |  | 0.088964 | Default Emission Factor
Coolidge Generation Station | 56948_G_3 | 56948 | G | 3 | 90466 | Combustion Turbine | WECC_AZ | Arizona | Pinal | 43.4 | 2011 | 9999 |  |  |  | 0.088964 | Default Emission Factor
Coolidge Generation Station | 56948_G_4 | 56948 | G | 4 | 90467 | Combustion Turbine | WECC_AZ | Arizona | Pinal | 43.4 | 2011 | 9999 |  |  |  | 0.088964 | Default Emission Factor
Coolidge Generation Station | 56948_G_5 | 56948 | G | 5 | 90468 | Combustion Turbine | WECC_AZ | Arizona | Pinal | 43.4 | 2011 | 9999 |  |  |  | 0.088964 | Default Emission Factor
Coolidge Generation Station | 56948_G_6 | 56948 | G | 6 | 90469 | Combustion Turbine | WECC_AZ | Arizona | Pinal | 43.4 | 2011 | 9999 |  |  |  | 0.088964 | Default Emission Factor
Coolidge Generation Station | 56948_G_7 | 56948 | G | 7 | 90470 | Combustion Turbine | WECC_AZ | Arizona | Pinal | 43.4 | 2011 | 9999 |  |  |  | 0.088964 | Default Emission Factor
Coolidge Generation Station | 56948_G_8 | 56948 | G | 8 | 90471 | Combustion Turbine | WECC_AZ | Arizona | Pinal | 43.4 | 2011 | 9999 |  |  |  | 0.088964 | Default Emission Factor
Coolidge Generation Station | 56948_G_9 | 56948 | G | 9 | 90472 | Combustion Turbine | WECC_AZ | Arizona | Pinal | 43.4 | 2011 | 9999 |  |  |  | 0.088964 | Default Emission Factor
Enoree Phase II Landfill Gas Recovery | 56951_G_1 | 56951 | G | 1 |  | Landfill Gas | S_VACA | South Carolina | Greenville | 1.5 | 2008 | 9999 |  |  |  | 0.056969 | Default Emission Factor
Enoree Phase II Landfill Gas Recovery | 56951_G_2 | 56951 | G | 2 |  | Landfill Gas | S_VACA | South Carolina | Greenville | 1.5 | 2008 | 9999 |  |  |  | 0.056969 | Default Emission Factor
Gastonia Prime Power Park | 56954_G_1 | 56954 | G | 1 |  | Combustion Turbine | S_VACA | North Carolina | Gaston | 2 | 2008 | 9999 |  |  |  | 0.69077 | Default Emission Factor
Gastonia Prime Power Park | 56954_G_2 | 56954 | G | 2 |  | Combustion Turbine | S_VACA | North Carolina | Gaston | 2 | 2008 | 9999 |  |  |  | 0.69077 | Default Emission Factor
Gastonia Prime Power Park | 56954_G_3 | 56954 | G | 3 |  | Combustion Turbine | S_VACA | North Carolina | Gaston | 1.8 | 2012 | 9999 |  |  |  | 0.69077 | Default Emission Factor
Gastonia Prime Power Park | 56954_G_4 | 56954 | G | 4 |  | Combustion Turbine | S_VACA | North Carolina | Gaston | 1.8 | 2012 | 9999 |  |  |  | 0.69077 | Default Emission Factor
Gastonia Prime Power Park | 56954_G_5 | 56954 | G | 5 |  | Combustion Turbine | S_VACA | North Carolina | Gaston | 1.8 | 2013 | 9999 |  |  |  | 0.69077 | Default Emission Factor
Gastonia Prime Power Park | 56954_G_6 | 56954 | G | 6 |  | Combustion Turbine | S_VACA | North Carolina | Gaston | 1.8 | 2013 | 9999 |  |  |  | 0.69077 | Default Emission Factor
Pioneer Crossing Energy, LLC | 56957_G_LFG1 | 56957 | G | LFG1 |  | Landfill Gas | PJM_WMAC | Pennsylvania | Berks | 1.6 | 2008 | 9999 |  |  |  | 0.056969 | Default Emission Factor
Pioneer Crossing Energy, LLC | 56957_G_LFG2 | 56957 | G | LFG2 |  | Landfill Gas | PJM_WMAC | Pennsylvania | Berks | 1.6 | 2008 | 9999 |  |  |  | 0.056969 | Default Emission Factor
Pioneer Crossing Energy, LLC | 56957_G_LFG3 | 56957 | G | LFG3 |  | Landfill Gas | PJM_WMAC | Pennsylvania | Berks | 1.6 | 2008 | 9999 |  |  |  | 0.056969 | Default Emission Factor
Pioneer Crossing Energy, LLC | 56957_G_LFG4 | 56957 | G | LFG4 |  | Landfill Gas | PJM_WMAC | Pennsylvania | Berks | 1.6 | 2008 | 9999 |  |  |  | 0.056969 | Default Emission Factor
Pioneer Crossing Energy, LLC | 56957_G_LFG5 | 56957 | G | LFG5 |  | Landfill Gas | PJM_WMAC | Pennsylvania | Berks | 1.6 | 2013 | 9999 |  |  |  | 0.056969 | Default Emission Factor
DANC LFGTE Facility | 56958_G_GEN1 | 56958 | G | GEN1 |  | Landfill Gas | NY_Z_C&E | New York | Jefferson | 1.6 | 2008 | 9999 |  |  |  | 0.056969 | Default Emission Factor
DANC LFGTE Facility | 56958_G_GEN2 | 56958 | G | GEN2 |  | Landfill Gas | NY_Z_C&E | New York | Jefferson | 1.6 | 2008 | 9999 |  |  |  | 0.056969 | Default Emission Factor
DANC LFGTE Facility | 56958_G_GEN3 | 56958 | G | GEN3 |  | Landfill Gas | NY_Z_C&E | New York | Jefferson | 1.6 | 2008 | 9999 |  |  |  | 0.056969 | Default Emission Factor
DANC LFGTE Facility | 56958_G_GEN4 | 56958 | G | GEN4 |  | Landfill Gas | NY_Z_C&E | New York | Jefferson | 1.6 | 2012 | 9999 |  |  |  | 0.056969 | Default Emission Factor
Iredell County LFG Facility | 56962_G_1 | 56962 | G | 1 |  | Landfill Gas | S_VACA | North Carolina | Iredell | 1.6 | 2008 | 9999 |  |  |  | 0.056969 | Default Emission Factor
Iredell County LFG Facility | 56962_G_2 | 56962 | G | 2 |  | Landfill Gas | S_VACA | North Carolina | Iredell | 1.6 | 2008 | 9999 |  |  |  | 0.056969 | Default Emission Factor
West Deptford Energy Station | 56963_G_E101 | 56963 | G | E101 | 90891 | Combined Cycle | PJM_EMAC | New Jersey | Gloucester | 216.5 | 2014 | 9999 | 2019 | 119.28 | 4682299 | 0.050949 | NEI 2019
West Deptford Energy Station | 56963_G_E102 | 56963 | G | E102 | 90892 | Combined Cycle | PJM_EMAC | New Jersey | Gloucester | 216.5 | 2014 | 9999 |  |  |  | 0.050949 | NEI 2019
West Deptford Energy Station | 56963_G_STG1 | 56963 | G | STG1 | 90891 | Combined Cycle | PJM_EMAC | New Jersey | Gloucester | 305.9 | 2014 | 9999 |  |  |  | 0.050949 | NEI 2019
Bayonne Energy Center | 56964_G_GT1 | 56964 | G | GT1 | 90481 | Combustion Turbine | NY_Z_J | New Jersey | Hudson | 56.3 | 2012 | 9999 |  |  |  | 0.074845 | NEI 2019
Bayonne Energy Center | 56964_G_GT10 | 56964 | G | GT10 | 91188 | Combustion Turbine | NY_Z_J | New Jersey | Hudson | 61.3 | 2018 | 9999 |  |  |  | 0.040997 | NEI 2019
Bayonne Energy Center | 56964_G_GT2 | 56964 | G | GT2 | 90482 | Combustion Turbine | NY_Z_J | New Jersey | Hudson | 54.7 | 2012 | 9999 |  |  |  | 0.074845 | NEI 2019
Bayonne Energy Center | 56964_G_GT3 | 56964 | G | GT3 | 90483 | Combustion Turbine | NY_Z_J | New Jersey | Hudson | 59.2 | 2012 | 9999 |  |  |  | 0.074845 | NEI 2019
Bayonne Energy Center | 56964_G_GT4 | 56964 | G | GT4 | 90484 | Combustion Turbine | NY_Z_J | New Jersey | Hudson | 58.5 | 2012 | 9999 |  |  |  | 0.074845 | NEI 2019
Bayonne Energy Center | 56964_G_GT5 | 56964 | G | GT5 | 90485 | Combustion Turbine | NY_Z_J | New Jersey | Hudson | 57.3 | 2012 | 9999 |  |  |  | 0.074845 | NEI 2019
Bayonne Energy Center | 56964_G_GT6 | 56964 | G | GT6 | 90486 | Combustion Turbine | NY_Z_J | New Jersey | Hudson | 56.9 | 2012 | 9999 |  |  |  | 0.074845 | NEI 2019
Bayonne Energy Center | 56964_G_GT7 | 56964 | G | GT7 | 90487 | Combustion Turbine | NY_Z_J | New Jersey | Hudson | 57.7 | 2012 | 9999 |  |  |  | 0.074845 | NEI 2019
Bayonne Energy Center | 56964_G_GT8 | 56964 | G | GT8 | 90488 | Combustion Turbine | NY_Z_J | New Jersey | Hudson | 57.6 | 2012 | 9999 | 2019 | 19.3891 | 518111.5434 | 0.074845 | NEI 2019
Bayonne Energy Center | 56964_G_GT9 | 56964 | G | GT9 | 91187 | Combustion Turbine | NY_Z_J | New Jersey | Hudson | 61.3 | 2018 | 9999 | 2019 | 2.8417 | 138630.4566 | 0.040997 | NEI 2019
Clinton LFGTE Facility | 56986_G_GEN1 | 56986 | G | GEN1 |  | Landfill Gas | NY_Z_D | New York | Clinton | 1.6 | 2008 | 9999 |  |  |  | 0.056969 | Default Emission Factor
Clinton LFGTE Facility | 56986_G_GEN2 | 56986 | G | GEN2 |  | Landfill Gas | NY_Z_D | New York | Clinton | 1.6 | 2008 | 9999 |  |  |  | 0.056969 | Default Emission Factor
Clinton LFGTE Facility | 56986_G_GEN3 | 56986 | G | GEN3 |  | Landfill Gas | NY_Z_D | New York | Clinton | 1.6 | 2008 | 9999 |  |  |  | 0.056969 | Default Emission Factor
Clinton LFGTE Facility | 56986_G_GEN4 | 56986 | G | GEN4 |  | Landfill Gas | NY_Z_D | New York | Clinton | 1.6 | 2009 | 9999 |  |  |  | 0.056969 | Default Emission Factor
Hyland LFGTE Facility | 56987_G_GEN1 | 56987 | G | GEN1 |  | Landfill Gas | NY_Z_B | New York | Allegany | 1.6 | 2008 | 9999 |  |  |  | 0.056969 | Default Emission Factor
Hyland LFGTE Facility | 56987_G_GEN2 | 56987 | G | GEN2 |  | Landfill Gas | NY_Z_B | New York | Allegany | 1.6 | 2008 | 9999 |  |  |  | 0.056969 | Default Emission Factor
Hyland LFGTE Facility | 56987_G_GEN3 | 56987 | G | GEN3 |  | Landfill Gas | NY_Z_B | New York | Allegany | 1.6 | 2008 | 9999 |  |  |  | 0.056969 | Default Emission Factor
Georgetown LFGTE | 56995_G_G1 | 56995 | G | G1 |  | Landfill Gas | S_VACA | South Carolina | Georgetown | 1 | 2010 | 9999 |  |  |  | 0.056969 | Default Emission Factor
Pueblo Airport Generating Station | 56998_G_4 | 56998 | G | 4 | 90499 | Combined Cycle | WECC_CO | Colorado | Pueblo | 37 | 2012 | 9999 |  |  |  | 0.030815 | Default Emission Factor
Pueblo Airport Generating Station | 56998_G_43 | 56998 | G | 43 | 90499 | Combined Cycle | WECC_CO | Colorado | Pueblo | 20 | 2012 | 9999 |  |  |  | 0.030815 | Default Emission Factor
Pueblo Airport Generating Station | 56998_G_5 | 56998 | G | 5 | 90557 | Combined Cycle | WECC_CO | Colorado | Pueblo | 37 | 2012 | 9999 |  |  |  | 0.030815 | Default Emission Factor
Pueblo Airport Generating Station | 56998_G_53 | 56998 | G | 53 | 90559 | Combined Cycle | WECC_CO | Colorado | Pueblo | 20 | 2012 | 9999 |  |  |  | 0.030815 | Default Emission Factor
Pueblo Airport Generating Station | 56998_G_6 | 56998 | G | 6 | 90559 | Combined Cycle | WECC_CO | Colorado | Pueblo | 37 | 2012 | 9999 |  |  |  | 0.030815 | Default Emission Factor
Pueblo Airport Generating Station | 56998_G_7 | 56998 | G | 7 | 90560 | Combined Cycle | WECC_CO | Colorado | Pueblo | 37 | 2012 | 9999 |  |  |  | 0.030815 | Default Emission Factor
Pueblo Airport Generating Station | 56998_G_CT08 | 56998 | G | CT08 | 90863 | Combustion Turbine | WECC_CO | Colorado | Pueblo | 40 | 2016 | 9999 |  |  |  | 0.088964 | Default Emission Factor
Pueblo Airport Generating Station | 56998_G_GT1 | 56998 | G | GT1 | 90496 | Combustion Turbine | WECC_CO | Colorado | Pueblo | 90 | 2012 | 9999 |  |  |  | 0.088964 | Default Emission Factor
Pueblo Airport Generating Station | 56998_G_GT2 | 56998 | G | GT2 | 90497 | Combustion Turbine | WECC_CO | Colorado | Pueblo | 90 | 2012 | 9999 |  |  |  | 0.088964 | Default Emission Factor
El Cajon Energy Center | 57001_G_GEN1 | 57001 | G | GEN1 | 90510 | Combustion Turbine | WEC_SDGE | California | San Diego | 43.5 | 2010 | 9999 |  |  |  | 0.088964 | Default Emission Factor
Fulton LFGTE Facility | 57003_G_GEN1 | 57003 | G | GEN1 |  | Landfill Gas | NY_Z_F | New York | Fulton | 1.6 | 2010 | 9999 | 2017 | 0.21208 | 12950 | 0.032754 | NEI 2019
Fulton LFGTE Facility | 57003_G_GEN2 | 57003 | G | GEN2 |  | Landfill Gas | NY_Z_F | New York | Fulton | 1.6 | 2010 | 9999 |  |  |  | 0.032754 | NEI 2019
Waste Management Arden LFGTE | 57014_G_GEN1 | 57014 | G | GEN1 |  | Landfill Gas | PJM_AP | Pennsylvania | Washington | 0.8 | 2009 | 9999 |  |  |  | 0.056969 | Default Emission Factor
Waste Management Arden LFGTE | 57014_G_GEN2 | 57014 | G | GEN2 |  | Landfill Gas | PJM_AP | Pennsylvania | Washington | 0.8 | 2009 | 9999 |  |  |  | 0.056969 | Default Emission Factor
Waste Management Arden LFGTE | 57014_G_GEN3 | 57014 | G | GEN3 |  | Landfill Gas | PJM_AP | Pennsylvania | Washington | 0.8 | 2009 | 9999 |  |  |  | 0.056969 | Default Emission Factor
Waste Management Arden LFGTE | 57014_G_GEN4 | 57014 | G | GEN4 |  | Landfill Gas | PJM_AP | Pennsylvania | Washington | 0.8 | 2009 | 9999 |  |  |  | 0.056969 | Default Emission Factor
Waste Management Arden LFGTE | 57014_G_GEN5 | 57014 | G | GEN5 |  | Landfill Gas | PJM_AP | Pennsylvania | Washington | 0.8 | 2009 | 9999 |  |  |  | 0.056969 | Default Emission Factor
Waste Management Arden LFGTE | 57014_G_GEN6 | 57014 | G | GEN6 |  | Landfill Gas | PJM_AP | Pennsylvania | Washington | 0.8 | 2009 | 9999 |  |  |  | 0.056969 | Default Emission Factor
Waste Management Columbia Ridge LFGTE | 57015_G_GEN1 | 57015 | G | GEN1 |  | Landfill Gas | WECC_PNW | Oregon | Gilliam | 0.8 | 2009 | 9999 |  |  |  | 0.056969 | Default Emission Factor
Waste Management Columbia Ridge LFGTE | 57015_G_GEN10 | 57015 | G | GEN10 |  | Landfill Gas | WECC_PNW | Oregon | Gilliam | 1.6 | 2014 | 9999 |  |  |  | 0.056969 | Default Emission Factor
Waste Management Columbia Ridge LFGTE | 57015_G_GEN11 | 57015 | G | GEN11 |  | Landfill Gas | WECC_PNW | Oregon | Gilliam | 1.6 | 2014 | 9999 |  |  |  | 0.056969 | Default Emission Factor
Waste Management Columbia Ridge LFGTE | 57015_G_GEN12 | 57015 | G | GEN12 |  | Landfill Gas | WECC_PNW | Oregon | Gilliam | 1.6 | 2014 | 9999 |  |  |  | 0.056969 | Default Emission Factor
Waste Management Columbia Ridge LFGTE | 57015_G_GEN2 | 57015 | G | GEN2 |  | Landfill Gas | WECC_PNW | Oregon | Gilliam | 0.8 | 2009 | 9999 |  |  |  | 0.056969 | Default Emission Factor
Waste Management Columbia Ridge LFGTE | 57015_G_GEN3 | 57015 | G | GEN3 |  | Landfill Gas | WECC_PNW | Oregon | Gilliam | 0.8 | 2009 | 9999 |  |  |  | 0.056969 | Default Emission Factor
Waste Management Columbia Ridge LFGTE | 57015_G_GEN4 | 57015 | G | GEN4 |  | Landfill Gas | WECC_PNW | Oregon | Gilliam | 0.8 | 2009 | 9999 |  |  |  | 0.056969 | Default Emission Factor
Waste Management Columbia Ridge LFGTE | 57015_G_GEN5 | 57015 | G | GEN5 |  | Landfill Gas | WECC_PNW | Oregon | Gilliam | 0.8 | 2009 | 9999 |  |  |  | 0.056969 | Default Emission Factor
Waste Management Columbia Ridge LFGTE | 57015_G_GEN6 | 57015 | G | GEN6 |  | Landfill Gas | WECC_PNW | Oregon | Gilliam | 0.8 | 2009 | 9999 |  |  |  | 0.056969 | Default Emission Factor
Waste Management Columbia Ridge LFGTE | 57015_G_GEN7 | 57015 | G | GEN7 |  | Landfill Gas | WECC_PNW | Oregon | Gilliam | 0.8 | 2009 | 9999 |  |  |  | 0.056969 | Default Emission Factor
Waste Management Columbia Ridge LFGTE | 57015_G_GEN8 | 57015 | G | GEN8 |  | Landfill Gas | WECC_PNW | Oregon | Gilliam | 0.8 | 2009 | 9999 |  |  |  | 0.056969 | Default Emission Factor
Waste Management Columbia Ridge LFGTE | 57015_G_GEN9 | 57015 | G | GEN9 |  | Landfill Gas | WECC_PNW | Oregon | Gilliam | 1.6 | 2014 | 9999 |  |  |  | 0.056969 | Default Emission Factor
Waste Management Crossroads LFGTE | 57016_G_GEN1 | 57016 | G | GEN1 |  | Landfill Gas | NENG_ME | Maine | Somerset | 1.6 | 2009 | 9999 |  |  |  | 0.056969 | Default Emission Factor
Waste Management Crossroads LFGTE | 57016_G_GEN2 | 57016 | G | GEN2 |  | Landfill Gas | NENG_ME | Maine | Somerset | 1.6 | 2009 | 9999 |  |  |  | 0.056969 | Default Emission Factor
Spruce Ridge Gas Recovery | 57017_G_GEN1 | 57017 | G | GEN1 |  | Landfill Gas | MIS_MNWI | Minnesota | McLeod | 0.8 | 2008 | 9999 |  |  |  | 0.056969 | Default Emission Factor
Spruce Ridge Gas Recovery | 57017_G_GEN2 | 57017 | G | GEN2 |  | Landfill Gas | MIS_MNWI | Minnesota | McLeod | 0.8 | 2008 | 9999 |  |  |  | 0.056969 | Default Emission Factor
Spruce Ridge Gas Recovery | 57017_G_GEN3 | 57017 | G | GEN3 |  | Landfill Gas | MIS_MNWI | Minnesota | McLeod | 0.8 | 2008 | 9999 |  |  |  | 0.056969 | Default Emission Factor
Spruce Ridge Gas Recovery | 57017_G_GEN4 | 57017 | G | GEN4 |  | Landfill Gas | MIS_MNWI | Minnesota | McLeod | 0.8 | 2010 | 9999 |  |  |  | 0.056969 | Default Emission Factor
Waste Management Middle Peninsula LFGTE | 57018_G_GEN1 | 57018 | G | GEN1 |  | Landfill Gas | PJM_Dom | Virginia | Middlesex | 0.8 | 2009 | 9999 |  |  |  | 0.056969 | Default Emission Factor
Waste Management Middle Peninsula LFGTE | 57018_G_GEN2 | 57018 | G | GEN2 |  | Landfill Gas | PJM_Dom | Virginia | Middlesex | 0.8 | 2009 | 9999 |  |  |  | 0.056969 | Default Emission Factor
Waste Management Middle Peninsula LFGTE | 57018_G_GEN3 | 57018 | G | GEN3 |  | Landfill Gas | PJM_Dom | Virginia | Middlesex | 0.8 | 2009 | 9999 |  |  |  | 0.056969 | Default Emission Factor
Waste Management Middle Peninsula LFGTE | 57018_G_GEN4 | 57018 | G | GEN4 |  | Landfill Gas | PJM_Dom | Virginia | Middlesex | 0.8 | 2009 | 9999 |  |  |  | 0.056969 | Default Emission Factor
Waste Management Middle Peninsula LFGTE | 57018_G_GEN5 | 57018 | G | GEN5 |  | Landfill Gas | PJM_Dom | Virginia | Middlesex | 0.8 | 2009 | 9999 |  |  |  | 0.056969 | Default Emission Factor
Waste Management Middle Peninsula LFGTE | 57018_G_GEN6 | 57018 | G | GEN6 |  | Landfill Gas | PJM_Dom | Virginia | Middlesex | 0.8 | 2009 | 9999 |  |  |  | 0.056969 | Default Emission Factor
Waste Management Middle Peninsula LFGTE | 57018_G_GEN7 | 57018 | G | GEN7 |  | Landfill Gas | PJM_Dom | Virginia | Middlesex | 0.8 | 2009 | 9999 |  |  |  | 0.056969 | Default Emission Factor
Waste Management Middle Peninsula LFGTE | 57018_G_GEN8 | 57018 | G | GEN8 |  | Landfill Gas | PJM_Dom | Virginia | Middlesex | 0.8 | 2009 | 9999 |  |  |  | 0.056969 | Default Emission Factor
Riverbend Landfill | 57019_G_GEN1 | 57019 | G | GEN1 |  | Landfill Gas | WECC_PNW | Oregon | Yamhill | 0.8 | 2010 | 9999 |  |  |  | 0.056969 | Default Emission Factor
Riverbend Landfill | 57019_G_GEN2 | 57019 | G | GEN2 |  | Landfill Gas | WECC_PNW | Oregon | Yamhill | 0.8 | 2010 | 9999 |  |  |  | 0.056969 | Default Emission Factor
Riverbend Landfill | 57019_G_GEN3 | 57019 | G | GEN3 |  | Landfill Gas | WECC_PNW | Oregon | Yamhill | 0.8 | 2010 | 9999 |  |  |  | 0.056969 | Default Emission Factor
Riverbend Landfill | 57019_G_GEN4 | 57019 | G | GEN4 |  | Landfill Gas | WECC_PNW | Oregon | Yamhill | 0.8 | 2010 | 9999 |  |  |  | 0.056969 | Default Emission Factor
Riverbend Landfill | 57019_G_GEN5 | 57019 | G | GEN5 |  | Landfill Gas | WECC_PNW | Oregon | Yamhill | 0.8 | 2010 | 9999 |  |  |  | 0.056969 | Default Emission Factor
Riverbend Landfill | 57019_G_GEN6 | 57019 | G | GEN6 |  | Landfill Gas | WECC_PNW | Oregon | Yamhill | 0.8 | 2010 | 9999 |  |  |  | 0.056969 | Default Emission Factor
Westside Landfill Gas Recovery | 57020_G_GEN1 | 57020 | G | GEN1 |  | Landfill Gas | ERC_REST | Texas | Parker | 1.6 | 2010 | 9999 |  |  |  | 0.056969 | Default Emission Factor
Westside Landfill Gas Recovery | 57020_G_GEN2 | 57020 | G | GEN2 |  | Landfill Gas | ERC_REST | Texas | Parker | 1.6 | 2010 | 9999 |  |  |  | 0.056969 | Default Emission Factor
Waste Management Madison County LFGTE | 57021_G_GEN1 | 57021 | G | GEN1 |  | Landfill Gas | NY_Z_C&E | New York | Madison | 1.6 | 2009 | 9999 |  |  |  | 0.056969 | Default Emission Factor
Waste Management King George LFGTE | 57022_G_GEN1 | 57022 | G | GEN1 |  | Landfill Gas | PJM_Dom | Virginia | King George | 2.8 | 2010 | 9999 |  |  |  | 0.056969 | Default Emission Factor
Waste Management King George LFGTE | 57022_G_GEN2 | 57022 | G | GEN2 |  | Landfill Gas | PJM_Dom | Virginia | King George | 2.8 | 2010 | 9999 |  |  |  | 0.056969 | Default Emission Factor
Waste Management King George LFGTE | 57022_G_GEN3 | 57022 | G | GEN3 |  | Landfill Gas | PJM_Dom | Virginia | King George | 2.8 | 2010 | 9999 |  |  |  | 0.056969 | Default Emission Factor
Waste Management King George LFGTE | 57022_G_GEN4 | 57022 | G | GEN4 |  | Landfill Gas | PJM_Dom | Virginia | King George | 2.9 | 2011 | 9999 |  |  |  | 0.056969 | Default Emission Factor
Waste Management Rolling Meadows LFGTE | 57023_G_GEN1 | 57023 | G | GEN1 |  | Landfill Gas | SPP_N | Kansas | Shawnee | 0.8 | 2010 | 9999 |  |  |  | 0.056969 | Default Emission Factor
Waste Management Rolling Meadows LFGTE | 57023_G_GEN2 | 57023 | G | GEN2 |  | Landfill Gas | SPP_N | Kansas | Shawnee | 0.8 | 2010 | 9999 |  |  |  | 0.056969 | Default Emission Factor
Waste Management Rolling Meadows LFGTE | 57023_G_GEN3 | 57023 | G | GEN3 |  | Landfill Gas | SPP_N | Kansas | Shawnee | 0.8 | 2010 | 9999 |  |  |  | 0.056969 | Default Emission Factor
Waste Management Rolling Meadows LFGTE | 57023_G_GEN4 | 57023 | G | GEN4 |  | Landfill Gas | SPP_N | Kansas | Shawnee | 0.8 | 2010 | 9999 |  |  |  | 0.056969 | Default Emission Factor
Waste Management Rolling Meadows LFGTE | 57023_G_GEN5 | 57023 | G | GEN5 |  | Landfill Gas | SPP_N | Kansas | Shawnee | 0.8 | 2010 | 9999 |  |  |  | 0.056969 | Default Emission Factor
Waste Management Rolling Meadows LFGTE | 57023_G_GEN6 | 57023 | G | GEN6 |  | Landfill Gas | SPP_N | Kansas | Shawnee | 0.8 | 2010 | 9999 |  |  |  | 0.056969 | Default Emission Factor
Waste Management Rolling Meadows LFGTE | 57023_G_GEN7 | 57023 | G | GEN7 |  | Landfill Gas | SPP_N | Kansas | Shawnee | 0.8 | 2010 | 9999 |  |  |  | 0.056969 | Default Emission Factor
Waste Management Northern Oaks LFGTE | 57024_G_GEN1 | 57024 | G | GEN1 |  | Landfill Gas | MIS_LMI | Michigan | Clare | 1.6 | 2010 | 9999 |  |  |  | 0.056969 | Default Emission Factor
Waste Management Eco Vista LFGTE | 57025_G_GEN1 | 57025 | G | GEN1 |  | Landfill Gas | SPP_WEST | Arkansas | Washington | 0.8 | 2010 | 9999 |  |  |  | 0.056969 | Default Emission Factor
Waste Management Eco Vista LFGTE | 57025_G_GEN2 | 57025 | G | GEN2 |  | Landfill Gas | SPP_WEST | Arkansas | Washington | 0.8 | 2010 | 9999 |  |  |  | 0.056969 | Default Emission Factor
Waste Management Eco Vista LFGTE | 57025_G_GEN3 | 57025 | G | GEN3 |  | Landfill Gas | SPP_WEST | Arkansas | Washington | 0.8 | 2010 | 9999 |  |  |  | 0.056969 | Default Emission Factor
Waste Management Eco Vista LFGTE | 57025_G_GEN4 | 57025 | G | GEN4 |  | Landfill Gas | SPP_WEST | Arkansas | Washington | 0.8 | 2010 | 9999 |  |  |  | 0.056969 | Default Emission Factor
Waste Management Eco Vista LFGTE | 57025_G_GEN5 | 57025 | G | GEN5 |  | Landfill Gas | SPP_WEST | Arkansas | Washington | 0.8 | 2010 | 9999 |  |  |  | 0.056969 | Default Emission Factor
Superior Landfill Gas Recovery | 57026_G_GEN 5 | 57026 | G | GEN 5 |  | Landfill Gas | S_SOU | Georgia | Chatham | 0.8 | 2009 | 9999 |  |  |  | 0.056969 | Default Emission Factor
Superior Landfill Gas Recovery | 57026_G_GEN1 | 57026 | G | GEN1 |  | Landfill Gas | S_SOU | Georgia | Chatham | 0.8 | 2009 | 9999 |  |  |  | 0.056969 | Default Emission Factor
Superior Landfill Gas Recovery | 57026_G_GEN2 | 57026 | G | GEN2 |  | Landfill Gas | S_SOU | Georgia | Chatham | 0.8 | 2009 | 9999 |  |  |  | 0.056969 | Default Emission Factor
Superior Landfill Gas Recovery | 57026_G_GEN3 | 57026 | G | GEN3 |  | Landfill Gas | S_SOU | Georgia | Chatham | 0.8 | 2009 | 9999 |  |  |  | 0.056969 | Default Emission Factor
Superior Landfill Gas Recovery | 57026_G_GEN4 | 57026 | G | GEN4 |  | Landfill Gas | S_SOU | Georgia | Chatham | 0.8 | 2009 | 9999 |  |  |  | 0.056969 | Default Emission Factor
Superior Landfill Gas Recovery | 57026_G_GEN6 | 57026 | G | GEN6 |  | Landfill Gas | S_SOU | Georgia | Chatham | 0.8 | 2009 | 9999 |  |  |  | 0.056969 | Default Emission Factor
Superior Landfill Gas Recovery | 57026_G_GEN7 | 57026 | G | GEN7 |  | Landfill Gas | S_SOU | Georgia | Chatham | 0.8 | 2009 | 9999 |  |  |  | 0.056969 | Default Emission Factor
Superior Landfill Gas Recovery | 57026_G_GEN8 | 57026 | G | GEN8 |  | Landfill Gas | S_SOU | Georgia | Chatham | 0.8 | 2009 | 9999 |  |  |  | 0.056969 | Default Emission Factor
Canyon Power Plant | 57027_G_CPP1 | 57027 | G | CPP1 | 90584 | Combustion Turbine | WECC_SCE | California | Orange | 49.4 | 2011 | 9999 | 2017 | 2.6331 | 40396.6725 | 0.13036 | NEI 2019
Canyon Power Plant | 57027_G_CPP2 | 57027 | G | CPP2 | 90585 | Combustion Turbine | WECC_SCE | California | Orange | 48 | 2011 | 9999 | 2017 | 2.834 | 39251.8275 | 0.1444 | NEI 2019
Canyon Power Plant | 57027_G_CPP3 | 57027 | G | CPP3 | 90586 | Combustion Turbine | WECC_SCE | California | Orange | 48 | 2011 | 9999 | 2017 | 2.404 | 39251.8275 | 0.12249 | NEI 2019
Canyon Power Plant | 57027_G_CPP4 | 57027 | G | CPP4 | 90587 | Combustion Turbine | WECC_SCE | California | Orange | 49.4 | 2011 | 9999 | 2017 | 2.4023 | 40396.6725 | 0.11894 | NEI 2019
Langley Gulch Power Plant | 57028_G_GTG | 57028 | G | GTG | 90518 | Combined Cycle | WECC_ID | Idaho | Payette | 176.9 | 2012 | 9999 |  |  |  | 0.030815 | Default Emission Factor
Langley Gulch Power Plant | 57028_G_STG | 57028 | G | STG | 90518 | Combined Cycle | WECC_ID | Idaho | Payette | 122.8 | 2012 | 9999 |  |  |  | 0.030815 | Default Emission Factor
Cleveland Cnty Generating Facility | 57029_G_1 | 57029 | G | 1 | 90576 | Combustion Turbine | S_VACA | North Carolina | Cleveland | 185 | 2012 | 9999 |  |  |  | 0.088964 | Default Emission Factor
Cleveland Cnty Generating Facility | 57029_G_2 | 57029 | G | 2 | 90577 | Combustion Turbine | S_VACA | North Carolina | Cleveland | 187 | 2012 | 9999 |  |  |  | 0.088964 | Default Emission Factor
Cleveland Cnty Generating Facility | 57029_G_3 | 57029 | G | 3 | 90578 | Combustion Turbine | S_VACA | North Carolina | Cleveland | 183.2 | 2012 | 9999 |  |  |  | 0.088964 | Default Emission Factor
Cleveland Cnty Generating Facility | 57029_G_4 | 57029 | G | 4 | 90579 | Combustion Turbine | S_VACA | North Carolina | Cleveland | 183 | 2012 | 9999 |  |  |  | 0.088964 | Default Emission Factor
Pacolet Diesel Generation Facility | 57030_G_DI 1 | 57030 | G | DI 1 |  | Combustion Turbine | S_VACA | South Carolina | Spartanburg | 1.8 | 2006 | 9999 |  |  |  | 0.69077 | Default Emission Factor
Pacolet Diesel Generation Facility | 57030_G_DI 2 | 57030 | G | DI 2 |  | Combustion Turbine | S_VACA | South Carolina | Spartanburg | 1.8 | 2006 | 9999 |  |  |  | 0.69077 | Default Emission Factor
Pacolet Diesel Generation Facility | 57030_G_DI 3 | 57030 | G | DI 3 |  | Combustion Turbine | S_VACA | South Carolina | Spartanburg | 1.8 | 2006 | 9999 |  |  |  | 0.69077 | Default Emission Factor
Willmar Municipal East Substation | 57034_G_E04 | 57034 | G | E04 |  | Combustion Turbine | MIS_MNWI | Minnesota | Kandiyohi | 2 | 2000 | 9999 |  |  |  | 0.69077 | Default Emission Factor
Willmar Municipal East Substation | 57034_G_E05 | 57034 | G | E05 |  | Combustion Turbine | MIS_MNWI | Minnesota | Kandiyohi | 2 | 2000 | 9999 |  |  |  | 0.69077 | Default Emission Factor
Willmar Municipal East Substation | 57034_G_E06 | 57034 | G | E06 |  | Combustion Turbine | MIS_MNWI | Minnesota | Kandiyohi | 2 | 2000 | 9999 |  |  |  | 0.69077 | Default Emission Factor
Willmar Municipal SW Substation | 57035_G_SW01 | 57035 | G | SW01 |  | Combustion Turbine | MIS_MNWI | Minnesota | Kandiyohi | 2 | 2000 | 9999 |  |  |  | 0.69077 | Default Emission Factor
Willmar Municipal SW Substation | 57035_G_SW02 | 57035 | G | SW02 |  | Combustion Turbine | MIS_MNWI | Minnesota | Kandiyohi | 2 | 2000 | 9999 |  |  |  | 0.69077 | Default Emission Factor
Willmar Municipal SW Substation | 57035_G_SW03 | 57035 | G | SW03 |  | Combustion Turbine | MIS_MNWI | Minnesota | Kandiyohi | 2 | 2000 | 9999 |  |  |  | 0.69077 | Default Emission Factor
Ratcliffe | 57037_G_1A | 57037 | G | 1A | 90830 | Combined Cycle | S_SOU | Mississippi | Kemper | 189.4 | 2014 | 9999 | 2019 | 9.748 | 3096419 | 0.008923 | NEI 2019
Ratcliffe | 57037_G_1B | 57037 | G | 1B | 90831 | Combined Cycle | S_SOU | Mississippi | Kemper | 189.4 | 2014 | 9999 | 2017 | 9.753 | 1274369 | 0.008923 | NEI 2019
Ratcliffe | 57037_G_1C | 57037 | G | 1C | 90830 | Combined Cycle | S_SOU | Mississippi | Kemper | 296.7 | 2014 | 9999 |  |  |  | 0.008923 | NEI 2019
GenConn Middletown LLC | 57068_G_12 | 57068 | G | 12 | 90357 | Combustion Turbine | NENG_CT | Connecticut | Middlesex | 48.5 | 2011 | 9999 |  |  |  | 0.088964 | Default Emission Factor
GenConn Middletown LLC | 57068_G_13 | 57068 | G | 13 | 90358 | Combustion Turbine | NENG_CT | Connecticut | Middlesex | 48.5 | 2011 | 9999 |  |  |  | 0.088964 | Default Emission Factor
GenConn Middletown LLC | 57068_G_14 | 57068 | G | 14 | 90359 | Combustion Turbine | NENG_CT | Connecticut | Middlesex | 48.5 | 2011 | 9999 |  |  |  | 0.088964 | Default Emission Factor
GenConn Middletown LLC | 57068_G_15 | 57068 | G | 15 | 90476 | Combustion Turbine | NENG_CT | Connecticut | Middlesex | 48.5 | 2011 | 9999 |  |  |  | 0.088964 | Default Emission Factor
GenConn Devon LLC | 57070_G_15 | 57070 | G | 15 | 90352 | Combustion Turbine | NENG_CT | Connecticut | New Haven | 46.9 | 2010 | 9999 |  |  |  | 0.088964 | Default Emission Factor
GenConn Devon LLC | 57070_G_16 | 57070 | G | 16 | 90353 | Combustion Turbine | NENG_CT | Connecticut | New Haven | 46.9 | 2010 | 9999 |  |  |  | 0.088964 | Default Emission Factor
GenConn Devon LLC | 57070_G_17 | 57070 | G | 17 | 90354 | Combustion Turbine | NENG_CT | Connecticut | New Haven | 46.9 | 2010 | 9999 |  |  |  | 0.088964 | Default Emission Factor
GenConn Devon LLC | 57070_G_18 | 57070 | G | 18 | 90355 | Combustion Turbine | NENG_CT | Connecticut | New Haven | 46.9 | 2010 | 9999 |  |  |  | 0.088964 | Default Emission Factor
Denton Power LLC | 57071_G_1 | 57071 | G | 1 |  | Landfill Gas | ERC_REST | Texas | Denton | 1.6 | 2008 | 9999 |  |  |  | 0.056969 | Default Emission Factor
South Columbus Water Resource Facility | 57076_G_GEN1 | 57076 | G | GEN1 |  | Non-Fossil Waste | S_SOU | Georgia | Muscogee | 1.8 | 2010 | 9999 |  |  |  | 0.029032 | Default Emission Factor
South Columbus Water Resource Facility | 57076_G_GEN2 | 57076 | G | GEN2 |  | Non-Fossil Waste | S_SOU | Georgia | Muscogee | 1.8 | 2010 | 9999 |  |  |  | 0.029032 | Default Emission Factor
Santa Maria LFG Power Plant | 57100_G_EN01 | 57100 | G | EN01 |  | Landfill Gas | WEC_CALN | California | Santa Barbara | 1 | 2008 | 9999 |  |  |  | 0.056969 | Default Emission Factor
J&A-Santa Maria II LLC | 57101_G_1 | 57101 | G | 1 |  | Landfill Gas | WEC_CALN | California | Santa Barbara | 1.4 | 2010 | 9999 |  |  |  | 0.056969 | Default Emission Factor
Whittier LFG Power Plant #1 | 57102_G_EN01 | 57102 | G | EN01 |  | Landfill Gas | WECC_SCE | California | Los Angeles | 1 | 2006 | 9999 |  |  |  | 0.056969 | Default Emission Factor
Whittier LFG Power Plant #1 | 57102_G_EN02 | 57102 | G | EN02 |  | Landfill Gas | WECC_SCE | California | Los Angeles | 1 | 2010 | 9999 |  |  |  | 0.056969 | Default Emission Factor
UCI Facilities Management Central Plant | 57122_G_CTG1 | 57122 | G | CTG1 |  | Combined Cycle | WECC_SCE | California | Orange | 13.5 | 2007 | 9999 |  |  |  | 0.030815 | Default Emission Factor
UCI Facilities Management Central Plant | 57122_G_STG1 | 57122 | G | STG1 |  | Combined Cycle | WECC_SCE | California | Orange | 5.5 | 2007 | 9999 |  |  |  | 0.030815 | Default Emission Factor
Trail Ridge Landfill Gas Recovery | 57123_G_1 | 57123 | G | 1 |  | Landfill Gas | FRCC | Florida | Duval | 1.5 | 2008 | 9999 |  |  |  | 0.056969 | Default Emission Factor
Trail Ridge Landfill Gas Recovery | 57123_G_2 | 57123 | G | 2 |  | Landfill Gas | FRCC | Florida | Duval | 1.5 | 2008 | 9999 |  |  |  | 0.056969 | Default Emission Factor
Trail Ridge Landfill Gas Recovery | 57123_G_3 | 57123 | G | 3 |  | Landfill Gas | FRCC | Florida | Duval | 1.5 | 2008 | 9999 |  |  |  | 0.056969 | Default Emission Factor
Trail Ridge Landfill Gas Recovery | 57123_G_4 | 57123 | G | 4 |  | Landfill Gas | FRCC | Florida | Duval | 1.5 | 2008 | 9999 |  |  |  | 0.056969 | Default Emission Factor
Trail Ridge Landfill Gas Recovery | 57123_G_5 | 57123 | G | 5 |  | Landfill Gas | FRCC | Florida | Duval | 1.5 | 2008 | 9999 |  |  |  | 0.056969 | Default Emission Factor
Trail Ridge Landfill Gas Recovery | 57123_G_6 | 57123 | G | 6 |  | Landfill Gas | FRCC | Florida | Duval | 1.5 | 2008 | 9999 |  |  |  | 0.056969 | Default Emission Factor
G2 Energy Marion LLC | 57128_G_357 | 57128 | G | 357 |  | Landfill Gas | FRCC | Florida | Marion | 1.5 | 2009 | 9999 |  |  |  | 0.056969 | Default Emission Factor
G2 Energy Marion LLC | 57128_G_358 | 57128 | G | 358 |  | Landfill Gas | FRCC | Florida | Marion | 1.5 | 2009 | 9999 |  |  |  | 0.056969 | Default Emission Factor
G2 Energy Marion LLC | 57128_G_360 | 57128 | G | 360 |  | Landfill Gas | FRCC | Florida | Marion | 0.8 | 2010 | 9999 |  |  |  | 0.056969 | Default Emission Factor
G2 Energy Ostrom Road LLC | 57133_G_359 | 57133 | G | 359 |  | Landfill Gas | WEC_CALN | California | Yuba | 1.8 | 2009 | 9999 |  |  |  | 0.056969 | Default Emission Factor
G2 Energy Ostrom Road LLC | 57133_G_361 | 57133 | G | 361 |  | Landfill Gas | WEC_CALN | California | Yuba | 1.5 | 2013 | 9999 |  |  |  | 0.056969 | Default Emission Factor
OREG 4 Peetz | 57134_G_1 | 57134 | G | 1 |  | Non-Fossil Waste | WECC_CO | Colorado | Logan | 3 | 2009 | 9999 |  |  |  | 0.029032 | Default Emission Factor
Calabasas Gas to Energy Facility | 57163_G_GEN1 | 57163 | G | GEN1 |  | Landfill Gas | WECC_SCE | California | Los Angeles | 3.3 | 2010 | 9999 |  |  |  | 0.056969 | Default Emission Factor
Calabasas Gas to Energy Facility | 57163_G_GEN3 | 57163 | G | GEN3 |  | Landfill Gas | WECC_SCE | California | Los Angeles | 3.3 | 2010 | 9999 |  |  |  | 0.056969 | Default Emission Factor
Farmers Branch Renewable Energy Facility | 57165_G_GEN1 | 57165 | G | GEN1 |  | Landfill Gas | ERC_REST | Texas | Denton | 1.6 | 2011 | 9999 |  |  |  | 0.056969 | Default Emission Factor
Farmers Branch Renewable Energy Facility | 57165_G_GEN2 | 57165 | G | GEN2 |  | Landfill Gas | ERC_REST | Texas | Denton | 1.6 | 2011 | 9999 |  |  |  | 0.056969 | Default Emission Factor
Waste Management Lockwood LFGTE | 57166_G_GEN1 | 57166 | G | GEN1 |  | Landfill Gas | WECC_NNV | Nevada | Washoe | 1.6 | 2012 | 9999 |  |  |  | 0.056969 | Default Emission Factor
Waste Management Lockwood LFGTE | 57166_G_GEN2 | 57166 | G | GEN2 |  | Landfill Gas | WECC_NNV | Nevada | Washoe | 1.6 | 2012 | 9999 |  |  |  | 0.056969 | Default Emission Factor
Mesquite Creek LFGTE Project | 57167_G_GEN1 | 57167 | G | GEN1 |  | Landfill Gas | ERC_REST | Texas | Comal | 1.6 | 2010 | 9999 |  |  |  | 0.056969 | Default Emission Factor
Mesquite Creek LFGTE Project | 57167_G_GEN2 | 57167 | G | GEN2 |  | Landfill Gas | ERC_REST | Texas | Comal | 1.6 | 2010 | 9999 |  |  |  | 0.056969 | Default Emission Factor
Waste Management Naples LFGTE Project | 57168_G_GEN1 | 57168 | G | GEN1 |  | Landfill Gas | FRCC | Florida | Collier | 0.8 | 2011 | 9999 |  |  |  | 0.056969 | Default Emission Factor
Waste Management Naples LFGTE Project | 57168_G_GEN2 | 57168 | G | GEN2 |  | Landfill Gas | FRCC | Florida | Collier | 0.8 | 2011 | 9999 |  |  |  | 0.056969 | Default Emission Factor
Waste Management Naples LFGTE Project | 57168_G_GEN3 | 57168 | G | GEN3 |  | Landfill Gas | FRCC | Florida | Collier | 0.8 | 2011 | 9999 |  |  |  | 0.056969 | Default Emission Factor
Waste Management Naples LFGTE Project | 57168_G_GEN4 | 57168 | G | GEN4 |  | Landfill Gas | FRCC | Florida | Collier | 0.8 | 2011 | 9999 |  |  |  | 0.056969 | Default Emission Factor
Waste Management Naples LFGTE Project | 57168_G_GEN5 | 57168 | G | GEN5 |  | Landfill Gas | FRCC | Florida | Collier | 0.8 | 2011 | 9999 |  |  |  | 0.056969 | Default Emission Factor
Waste Management Piedmont LFGTE Project | 57169_G_GEN1 | 57169 | G | GEN1 |  | Landfill Gas | S_VACA | North Carolina | Forsyth | 0.8 | 2011 | 9999 |  |  |  | 0.056969 | Default Emission Factor
Waste Management Piedmont LFGTE Project | 57169_G_GEN2 | 57169 | G | GEN2 |  | Landfill Gas | S_VACA | North Carolina | Forsyth | 0.8 | 2011 | 9999 |  |  |  | 0.056969 | Default Emission Factor
Waste Management Piedmont LFGTE Project | 57169_G_GEN3 | 57169 | G | GEN3 |  | Landfill Gas | S_VACA | North Carolina | Forsyth | 0.8 | 2011 | 9999 |  |  |  | 0.056969 | Default Emission Factor
Suburban Landfill Gas Recovery | 57170_G_GEN1 | 57170 | G | GEN1 |  | Landfill Gas | PJM_West | Ohio | Perry | 0.8 | 2011 | 9999 |  |  |  | 0.056969 | Default Emission Factor
Suburban Landfill Gas Recovery | 57170_G_GEN2 | 57170 | G | GEN2 |  | Landfill Gas | PJM_West | Ohio | Perry | 0.8 | 2011 | 9999 |  |  |  | 0.056969 | Default Emission Factor
Suburban Landfill Gas Recovery | 57170_G_GEN3 | 57170 | G | GEN3 |  | Landfill Gas | PJM_West | Ohio | Perry | 0.8 | 2011 | 9999 |  |  |  | 0.056969 | Default Emission Factor
Suburban Landfill Gas Recovery | 57170_G_GEN4 | 57170 | G | GEN4 |  | Landfill Gas | PJM_West | Ohio | Perry | 0.8 | 2011 | 9999 |  |  |  | 0.056969 | Default Emission Factor
Suburban Landfill Gas Recovery | 57170_G_GEN5 | 57170 | G | GEN5 |  | Landfill Gas | PJM_West | Ohio | Perry | 0.8 | 2011 | 9999 |  |  |  | 0.056969 | Default Emission Factor
Suburban Landfill Gas Recovery | 57170_G_GEN6 | 57170 | G | GEN6 |  | Landfill Gas | PJM_West | Ohio | Perry | 0.8 | 2011 | 9999 |  |  |  | 0.056969 | Default Emission Factor
Suburban Landfill Gas Recovery | 57170_G_GEN7 | 57170 | G | GEN7 |  | Landfill Gas | PJM_West | Ohio | Perry | 0.8 | 2011 | 9999 |  |  |  | 0.056969 | Default Emission Factor
Glen Ullin Station 6 | 57172_G_1 | 57172 | G | 1 |  | Non-Fossil Waste | MIS_MAPP | North Dakota | Morton | 5.3 | 2009 | 9999 |  |  |  | 0.029032 | Default Emission Factor
Bridgewater Dairy Anaerobic Digester | 57173_G_1 | 57173 | G | 1 |  | Non-Fossil Waste | PJM_West | Ohio | Williams | 0.6 | 2008 | 9999 |  |  |  | 0.029032 | Default Emission Factor
Bridgewater Dairy Anaerobic Digester | 57173_G_2 | 57173 | G | 2 |  | Non-Fossil Waste | PJM_West | Ohio | Williams | 0.6 | 2008 | 9999 |  |  |  | 0.029032 | Default Emission Factor
HSCo CHP | 57179_G_1 | 57179 | G | 1 |  | Combustion Turbine | NENG_CT | Connecticut | Hartford | 3.5 | 2009 | 9999 |  |  |  | 0.088964 | Default Emission Factor
Cricket Valley Energy | 57185_G_U001 | 57185 | G | U001 |  | Combined Cycle | NY_Z_G-I | New York | Dutchess | 143.3 | 2020 | 9999 |  |  |  | 0.020469 | Default Emission Factor
Cricket Valley Energy | 57185_G_U002 | 57185 | G | U002 |  | Combined Cycle | NY_Z_G-I | New York | Dutchess | 143.3 | 2020 | 9999 |  |  |  | 0.020469 | Default Emission Factor
Cricket Valley Energy | 57185_G_U003 | 57185 | G | U003 |  | Combined Cycle | NY_Z_G-I | New York | Dutchess | 143.3 | 2020 | 9999 |  |  |  | 0.020469 | Default Emission Factor
Cricket Valley Energy | 57185_G_U004 | 57185 | G | U004 |  | Combined Cycle | NY_Z_G-I | New York | Dutchess | 195.4 | 2020 | 9999 |  |  |  | 0.020469 | Default Emission Factor
Cricket Valley Energy | 57185_G_U005 | 57185 | G | U005 |  | Combined Cycle | NY_Z_G-I | New York | Dutchess | 195.4 | 2020 | 9999 |  |  |  | 0.020469 | Default Emission Factor
Cricket Valley Energy | 57185_G_U006 | 57185 | G | U006 |  | Combined Cycle | NY_Z_G-I | New York | Dutchess | 195.4 | 2020 | 9999 |  |  |  | 0.020469 | Default Emission Factor
Chautauqua LFGTE Facility | 57186_G_GEN1 | 57186 | G | GEN1 |  | Landfill Gas | NY_Z_A | New York | Chautauqua | 1.6 | 2010 | 9999 |  |  |  | 0.056969 | Default Emission Factor
Chautauqua LFGTE Facility | 57186_G_GEN2 | 57186 | G | GEN2 |  | Landfill Gas | NY_Z_A | New York | Chautauqua | 1.6 | 2010 | 9999 |  |  |  | 0.056969 | Default Emission Factor
Chautauqua LFGTE Facility | 57186_G_GEN3 | 57186 | G | GEN3 |  | Landfill Gas | NY_Z_A | New York | Chautauqua | 1.6 | 2010 | 9999 |  |  |  | 0.056969 | Default Emission Factor
Chautauqua LFGTE Facility | 57186_G_GEN4 | 57186 | G | GEN4 |  | Landfill Gas | NY_Z_A | New York | Chautauqua | 1.6 | 2010 | 9999 |  |  |  | 0.056969 | Default Emission Factor
Chautauqua LFGTE Facility | 57186_G_GEN5 | 57186 | G | GEN5 |  | Landfill Gas | NY_Z_A | New York | Chautauqua | 1.6 | 2011 | 9999 |  |  |  | 0.056969 | Default Emission Factor
Chautauqua LFGTE Facility | 57186_G_GEN6 | 57186 | G | GEN6 |  | Landfill Gas | NY_Z_A | New York | Chautauqua | 1.6 | 2011 | 9999 |  |  |  | 0.056969 | Default Emission Factor
High Point, POLO | 57196_G_1 | 57196 | G | 1 |  | Combustion Turbine | S_VACA | North Carolina | Guilford | 1.8 | 2007 | 9999 |  |  |  | 0.69077 | Default Emission Factor
Thomson Reuters Data Center Bldg ES101 | 57207_G_1 | 57207 | G | 1 |  | Combustion Turbine | MIS_MNWI | Minnesota | Dakota | 0.6 | 2009 | 9999 |  |  |  | 0.69077 | Default Emission Factor
Thomson Reuters Data Center Bldg H | 57208_G_1 | 57208 | G | 1 |  | Combustion Turbine | MIS_MNWI | Minnesota | Dakota | 0.6 | 2007 | 9999 |  |  |  | 0.69077 | Default Emission Factor
Thomson Reuters Data Center Bldg H | 57208_G_2 | 57208 | G | 2 |  | Combustion Turbine | MIS_MNWI | Minnesota | Dakota | 0.6 | 2007 | 9999 |  |  |  | 0.69077 | Default Emission Factor
Thomson Reuters Data Center Bldg H | 57208_G_3 | 57208 | G | 3 |  | Combustion Turbine | MIS_MNWI | Minnesota | Dakota | 0.6 | 2007 | 9999 |  |  |  | 0.69077 | Default Emission Factor
Thomson Reuters Data Center Bldg H | 57208_G_4 | 57208 | G | 4 |  | Combustion Turbine | MIS_MNWI | Minnesota | Dakota | 0.6 | 2007 | 9999 |  |  |  | 0.69077 | Default Emission Factor
Renewable Energy Services of Ohio | 57249_G_GEN1 | 57249 | G | GEN1 |  | Landfill Gas | PJM_ATSI | Ohio | Erie | 1.6 | 2010 | 9999 |  |  |  | 0.056969 | Default Emission Factor
Renewable Energy Services of Ohio | 57249_G_GEN2 | 57249 | G | GEN2 |  | Landfill Gas | PJM_ATSI | Ohio | Erie | 0.8 | 2014 | 9999 |  |  |  | 0.056969 | Default Emission Factor
Earthmovers LFGTE | 57250_G_1 | 57250 | G | 1 |  | Landfill Gas | MIS_INKY | Indiana | Elkhart | 0.8 | 2010 | 9999 |  |  |  | 0.056969 | Default Emission Factor
Earthmovers LFGTE | 57250_G_2 | 57250 | G | 2 |  | Landfill Gas | MIS_INKY | Indiana | Elkhart | 0.8 | 2010 | 9999 |  |  |  | 0.056969 | Default Emission Factor
Earthmovers LFGTE | 57250_G_3 | 57250 | G | 3 |  | Landfill Gas | MIS_INKY | Indiana | Elkhart | 0.8 | 2010 | 9999 |  |  |  | 0.056969 | Default Emission Factor
Earthmovers LFGTE | 57250_G_4 | 57250 | G | 4 |  | Landfill Gas | MIS_INKY | Indiana | Elkhart | 0.8 | 2010 | 9999 |  |  |  | 0.056969 | Default Emission Factor
Earthmovers LFGTE | 57250_G_5 | 57250 | G | 5 |  | Landfill Gas | MIS_INKY | Indiana | Elkhart | 0.8 | 2010 | 9999 |  |  |  | 0.056969 | Default Emission Factor
Earthmovers LFGTE | 57250_G_6 | 57250 | G | 6 |  | Landfill Gas | MIS_INKY | Indiana | Elkhart | 0.8 | 2010 | 9999 |  |  |  | 0.056969 | Default Emission Factor
Marsh Landing Generating Station | 57267_G_1 | 57267 | G | 1 | 90637 | Combustion Turbine | WEC_CALN | California | Contra Costa | 191.9 | 2013 | 9999 | 2019 | 0.47906 | 15857.33 | 0.060421 | NEI 2019
Marsh Landing Generating Station | 57267_G_2 | 57267 | G | 2 | 90638 | Combustion Turbine | WEC_CALN | California | Contra Costa | 191.1 | 2013 | 9999 | 2019 | 0.15619 | 15791.2233 | 0.019782 | NEI 2019
Marsh Landing Generating Station | 57267_G_3 | 57267 | G | 3 | 90639 | Combustion Turbine | WEC_CALN | California | Contra Costa | 190.4 | 2013 | 9999 | 2017 | 0.1739 | 42444.1213 | 0.008194 | NEI 2019
Marsh Landing Generating Station | 57267_G_4 | 57267 | G | 4 | 90640 | Combustion Turbine | WEC_CALN | California | Contra Costa | 191.8 | 2013 | 9999 | 2019 | 0.48763 | 15849.0666 | 0.061534 | NEI 2019
OREG 3 Inc | 57281_G_CS13 | 57281 | G | CS13 |  | Non-Fossil Waste | MIS_IA | Minnesota | Martin | 3.3 | 2010 | 9999 |  |  |  | 0.029032 | Default Emission Factor
Carleton College | 57296_G_GEN1 | 57296 | G | GEN1 |  | Combustion Turbine | MIS_MNWI | Minnesota | Rice | 2.3 | 2009 | 9999 |  |  |  | 0.69077 | Default Emission Factor
Carleton College | 57296_G_GEN2 | 57296 | G | GEN2 |  | Combustion Turbine | MIS_MNWI | Minnesota | Rice | 2.3 | 2009 | 9999 |  |  |  | 0.69077 | Default Emission Factor
Cedar Hills | 57298_G_1 | 57298 | G | 1 |  | Landfill Gas | WECC_PNW | Washington | King | 0.3 | 2009 | 9999 |  |  |  | 0.056969 | Default Emission Factor
Cedar Hills | 57298_G_10 | 57298 | G | 10 |  | Landfill Gas | WECC_PNW | Washington | King | 0.3 | 2009 | 9999 |  |  |  | 0.056969 | Default Emission Factor
Cedar Hills | 57298_G_11 | 57298 | G | 11 |  | Landfill Gas | WECC_PNW | Washington | King | 0.3 | 2009 | 9999 |  |  |  | 0.056969 | Default Emission Factor
Cedar Hills | 57298_G_12 | 57298 | G | 12 |  | Landfill Gas | WECC_PNW | Washington | King | 0.3 | 2009 | 9999 |  |  |  | 0.056969 | Default Emission Factor
Cedar Hills | 57298_G_13 | 57298 | G | 13 |  | Landfill Gas | WECC_PNW | Washington | King | 0.3 | 2009 | 9999 |  |  |  | 0.056969 | Default Emission Factor
Cedar Hills | 57298_G_14 | 57298 | G | 14 |  | Landfill Gas | WECC_PNW | Washington | King | 0.3 | 2009 | 9999 |  |  |  | 0.056969 | Default Emission Factor
Cedar Hills | 57298_G_15 | 57298 | G | 15 |  | Landfill Gas | WECC_PNW | Washington | King | 0.3 | 2009 | 9999 |  |  |  | 0.056969 | Default Emission Factor
Cedar Hills | 57298_G_16 | 57298 | G | 16 |  | Landfill Gas | WECC_PNW | Washington | King | 0.3 | 2009 | 9999 |  |  |  | 0.056969 | Default Emission Factor
Cedar Hills | 57298_G_17 | 57298 | G | 17 |  | Landfill Gas | WECC_PNW | Washington | King | 0.3 | 2009 | 9999 |  |  |  | 0.056969 | Default Emission Factor
Cedar Hills | 57298_G_18 | 57298 | G | 18 |  | Landfill Gas | WECC_PNW | Washington | King | 0.3 | 2009 | 9999 |  |  |  | 0.056969 | Default Emission Factor
Cedar Hills | 57298_G_2 | 57298 | G | 2 |  | Landfill Gas | WECC_PNW | Washington | King | 0.3 | 2009 | 9999 |  |  |  | 0.056969 | Default Emission Factor
Cedar Hills | 57298_G_3 | 57298 | G | 3 |  | Landfill Gas | WECC_PNW | Washington | King | 0.3 | 2009 | 9999 |  |  |  | 0.056969 | Default Emission Factor
Cedar Hills | 57298_G_4 | 57298 | G | 4 |  | Landfill Gas | WECC_PNW | Washington | King | 0.3 | 2009 | 9999 |  |  |  | 0.056969 | Default Emission Factor
Cedar Hills | 57298_G_5 | 57298 | G | 5 |  | Landfill Gas | WECC_PNW | Washington | King | 0.3 | 2009 | 9999 |  |  |  | 0.056969 | Default Emission Factor
Cedar Hills | 57298_G_6 | 57298 | G | 6 |  | Landfill Gas | WECC_PNW | Washington | King | 0.3 | 2009 | 9999 |  |  |  | 0.056969 | Default Emission Factor
Cedar Hills | 57298_G_7 | 57298 | G | 7 |  | Landfill Gas | WECC_PNW | Washington | King | 0.3 | 2009 | 9999 |  |  |  | 0.056969 | Default Emission Factor
Cedar Hills | 57298_G_8 | 57298 | G | 8 |  | Landfill Gas | WECC_PNW | Washington | King | 0.3 | 2009 | 9999 |  |  |  | 0.056969 | Default Emission Factor
Cedar Hills | 57298_G_9 | 57298 | G | 9 |  | Landfill Gas | WECC_PNW | Washington | King | 0.3 | 2009 | 9999 |  |  |  | 0.056969 | Default Emission Factor
Mont Belvieu Cogeneration Unit | 57322_G_GT01 | 57322 | G | GT01 |  | Combustion Turbine | ERC_REST | Texas | Chambers | 12.3 | 2009 | 9999 |  |  |  | 0.088964 | Default Emission Factor
Cargill B6 Biofactory | 57343_G_1 | 57343 | G | 1 |  | Non-Fossil Waste | WECC_ID | Idaho | Gooding | 1.1 | 2009 | 9999 |  |  |  | 0.029032 | Default Emission Factor
Cargill B6 Biofactory | 57343_G_2 | 57343 | G | 2 |  | Non-Fossil Waste | WECC_ID | Idaho | Gooding | 1.1 | 2009 | 9999 |  |  |  | 0.029032 | Default Emission Factor
Kettle Butte Digester, LLC | 57345_G_1 | 57345 | G | 1 |  | Non-Fossil Waste | WECC_ID | Idaho | JEFFERSON | 0.9 | 2011 | 9999 |  |  |  | 0.029032 | Default Emission Factor
Kettle Butte Digester, LLC | 57345_G_2 | 57345 | G | 2 |  | Non-Fossil Waste | WECC_ID | Idaho | JEFFERSON | 0.9 | 2011 | 9999 |  |  |  | 0.029032 | Default Emission Factor
CityCenter Central Plant Cogen Units | 57348_G_UNITA | 57348 | G | UNITA |  | Combustion Turbine | WECC_SNV | Nevada | Clark | 4 | 2009 | 9999 |  |  |  | 0.088964 | Default Emission Factor
CityCenter Central Plant Cogen Units | 57348_G_UNITB | 57348 | G | UNITB |  | Combustion Turbine | WECC_SNV | Nevada | Clark | 4 | 2009 | 9999 |  |  |  | 0.088964 | Default Emission Factor
Garrison Energy Center LLC | 57349_G_CTG1 | 57349 | G | CTG1 | 90682 | Combined Cycle | PJM_EMAC | Delaware | Kent | 193 | 2015 | 9999 | 2019 | 1.4749 | 1723655 | 0.001711 | NEI 2019
Garrison Energy Center LLC | 57349_G_STG2 | 57349 | G | STG2 | 90682 | Combined Cycle | PJM_EMAC | Delaware | Kent | 123 | 2015 | 9999 |  |  |  | 0.001711 | NEI 2019
Henrico | 57356_G_1 | 57356 | G | 1 |  | Landfill Gas | PJM_Dom | Virginia | Henrico | 0.3 | 2010 | 9999 |  |  |  | 0.056969 | Default Emission Factor
Henrico | 57356_G_10 | 57356 | G | 10 |  | Landfill Gas | PJM_Dom | Virginia | Henrico | 0.3 | 2010 | 9999 |  |  |  | 0.056969 | Default Emission Factor
Henrico | 57356_G_11 | 57356 | G | 11 |  | Landfill Gas | PJM_Dom | Virginia | Henrico | 0.3 | 2010 | 9999 |  |  |  | 0.056969 | Default Emission Factor
Henrico | 57356_G_12 | 57356 | G | 12 |  | Landfill Gas | PJM_Dom | Virginia | Henrico | 0.3 | 2010 | 9999 |  |  |  | 0.056969 | Default Emission Factor
Henrico | 57356_G_2 | 57356 | G | 2 |  | Landfill Gas | PJM_Dom | Virginia | Henrico | 0.3 | 2010 | 9999 |  |  |  | 0.056969 | Default Emission Factor
Henrico | 57356_G_3 | 57356 | G | 3 |  | Landfill Gas | PJM_Dom | Virginia | Henrico | 0.3 | 2010 | 9999 |  |  |  | 0.056969 | Default Emission Factor
Henrico | 57356_G_4 | 57356 | G | 4 |  | Landfill Gas | PJM_Dom | Virginia | Henrico | 0.3 | 2010 | 9999 |  |  |  | 0.056969 | Default Emission Factor
Henrico | 57356_G_5 | 57356 | G | 5 |  | Landfill Gas | PJM_Dom | Virginia | Henrico | 0.3 | 2010 | 9999 |  |  |  | 0.056969 | Default Emission Factor
Henrico | 57356_G_6 | 57356 | G | 6 |  | Landfill Gas | PJM_Dom | Virginia | Henrico | 0.3 | 2010 | 9999 |  |  |  | 0.056969 | Default Emission Factor
Henrico | 57356_G_7 | 57356 | G | 7 |  | Landfill Gas | PJM_Dom | Virginia | Henrico | 0.3 | 2010 | 9999 |  |  |  | 0.056969 | Default Emission Factor
Henrico | 57356_G_8 | 57356 | G | 8 |  | Landfill Gas | PJM_Dom | Virginia | Henrico | 0.3 | 2010 | 9999 |  |  |  | 0.056969 | Default Emission Factor
Henrico | 57356_G_9 | 57356 | G | 9 |  | Landfill Gas | PJM_Dom | Virginia | Henrico | 0.3 | 2010 | 9999 |  |  |  | 0.056969 | Default Emission Factor
MP Durham LLC | 57365_G_1A | 57365 | G | 1A |  | Landfill Gas | S_VACA | North Carolina | Durham | 1.1 | 2010 | 9999 |  |  |  | 0.056969 | Default Emission Factor
MP Durham LLC | 57365_G_1B | 57365 | G | 1B |  | Landfill Gas | S_VACA | North Carolina | Durham | 1.1 | 2010 | 9999 |  |  |  | 0.056969 | Default Emission Factor
MP Wayne LLC | 57366_G_1A | 57366 | G | 1A |  | Landfill Gas | S_VACA | North Carolina | Wayne | 1.1 | 2010 | 9999 |  |  |  | 0.056969 | Default Emission Factor
MP Wayne LLC | 57366_G_1B | 57366 | G | 1B |  | Landfill Gas | S_VACA | North Carolina | Wayne | 1.1 | 2010 | 9999 |  |  |  | 0.056969 | Default Emission Factor
Big Sky Dairy Digester | 57393_G_GEN1 | 57393 | G | GEN1 |  | Non-Fossil Waste | WECC_ID | Idaho | Gooding | 0.7 | 2009 | 9999 |  |  |  | 0.029032 | Default Emission Factor
Big Sky Dairy Digester | 57393_G_GEN2 | 57393 | G | GEN2 |  | Non-Fossil Waste | WECC_ID | Idaho | Gooding | 0.7 | 2009 | 9999 |  |  |  | 0.029032 | Default Emission Factor
Northwest Regional | 57403_G_GEN1 | 57403 | G | GEN1 |  | Landfill Gas | WECC_AZ | Arizona | Maricopa | 1.6 | 2012 | 9999 |  |  |  | 0.056969 | Default Emission Factor
Northwest Regional | 57403_G_GEN2 | 57403 | G | GEN2 |  | Landfill Gas | WECC_AZ | Arizona | Maricopa | 1.6 | 2012 | 9999 |  |  |  | 0.056969 | Default Emission Factor
Oneida Herkimer | 57404_G_GEN1 | 57404 | G | GEN1 |  | Landfill Gas | NY_Z_C&E | New York | Oneida | 1.6 | 2012 | 9999 |  |  |  | 0.056969 | Default Emission Factor
Oneida Herkimer | 57404_G_GEN2 | 57404 | G | GEN2 |  | Landfill Gas | NY_Z_C&E | New York | Oneida | 1.6 | 2013 | 9999 |  |  |  | 0.056969 | Default Emission Factor
Eagle Valley (MI) | 57405_G_GEN1 | 57405 | G | GEN1 |  | Landfill Gas | MIS_LMI | Michigan | Oakland | 1.6 | 2011 | 9999 |  |  |  | 0.056969 | Default Emission Factor
Eagle Valley (MI) | 57405_G_GEN2 | 57405 | G | GEN2 |  | Landfill Gas | MIS_LMI | Michigan | Oakland | 1.6 | 2011 | 9999 |  |  |  | 0.056969 | Default Emission Factor
Prairie View IL | 57406_G_GEN1 | 57406 | G | GEN1 |  | Landfill Gas | PJM_COMD | Illinois | Will | 1.6 | 2011 | 9999 |  |  |  | 0.056969 | Default Emission Factor
Prairie View IL | 57406_G_GEN2 | 57406 | G | GEN2 |  | Landfill Gas | PJM_COMD | Illinois | Will | 1.6 | 2011 | 9999 |  |  |  | 0.056969 | Default Emission Factor
Prairie View IL | 57406_G_GEN3 | 57406 | G | GEN3 |  | Landfill Gas | PJM_COMD | Illinois | Will | 1.6 | 2011 | 9999 |  |  |  | 0.056969 | Default Emission Factor
Prairie Bluff | 57408_G_GEN1 | 57408 | G | GEN1 |  | Landfill Gas | S_C_TVA | Mississippi | Chickasaw | 1.6 | 2012 | 9999 |  |  |  | 0.056969 | Default Emission Factor
West Camden | 57409_G_GEN1 | 57409 | G | GEN1 |  | Landfill Gas | S_C_TVA | Tennessee | Benton | 1.6 | 2012 | 9999 |  |  |  | 0.056969 | Default Emission Factor
West Camden | 57409_G_GEN2 | 57409 | G | GEN2 |  | Landfill Gas | S_C_TVA | Tennessee | Benton | 1.6 | 2012 | 9999 |  |  |  | 0.056969 | Default Emission Factor
West Camden | 57409_G_GEN3 | 57409 | G | GEN3 |  | Landfill Gas | S_C_TVA | Tennessee | Benton | 1.6 | 2012 | 9999 |  |  |  | 0.056969 | Default Emission Factor
Geneva | 57410_G_GEN1 | 57410 | G | GEN1 |  | Landfill Gas | PJM_ATSI | Ohio | Ashtabula | 0.8 | 2013 | 9999 |  |  |  | 0.056969 | Default Emission Factor
Geneva | 57410_G_GEN2 | 57410 | G | GEN2 |  | Landfill Gas | PJM_ATSI | Ohio | Ashtabula | 0.8 | 2013 | 9999 |  |  |  | 0.056969 | Default Emission Factor
Geneva | 57410_G_GEN3 | 57410 | G | GEN3 |  | Landfill Gas | PJM_ATSI | Ohio | Ashtabula | 0.8 | 2013 | 9999 |  |  |  | 0.056969 | Default Emission Factor
Geneva | 57410_G_GEN4 | 57410 | G | GEN4 |  | Landfill Gas | PJM_ATSI | Ohio | Ashtabula | 0.8 | 2013 | 9999 |  |  |  | 0.056969 | Default Emission Factor
Geneva | 57410_G_GEN5 | 57410 | G | GEN5 |  | Landfill Gas | PJM_ATSI | Ohio | Ashtabula | 0.8 | 2013 | 9999 |  |  |  | 0.056969 | Default Emission Factor
Mahoning | 57411_G_GEN1 | 57411 | G | GEN1 |  | Landfill Gas | PJM_ATSI | Ohio | Mahoning | 0.8 | 2013 | 9999 |  |  |  | 0.056969 | Default Emission Factor
Mahoning | 57411_G_GEN2 | 57411 | G | GEN2 |  | Landfill Gas | PJM_ATSI | Ohio | Mahoning | 0.8 | 2013 | 9999 |  |  |  | 0.056969 | Default Emission Factor
Mahoning | 57411_G_GEN3 | 57411 | G | GEN3 |  | Landfill Gas | PJM_ATSI | Ohio | Mahoning | 0.8 | 2013 | 9999 |  |  |  | 0.056969 | Default Emission Factor
Mahoning | 57411_G_GEN4 | 57411 | G | GEN4 |  | Landfill Gas | PJM_ATSI | Ohio | Mahoning | 0.8 | 2013 | 9999 |  |  |  | 0.056969 | Default Emission Factor
Mahoning | 57411_G_GEN5 | 57411 | G | GEN5 |  | Landfill Gas | PJM_ATSI | Ohio | Mahoning | 0.8 | 2013 | 9999 |  |  |  | 0.056969 | Default Emission Factor
Davidson Gas Producers LLC | 57436_G_1 | 57436 | G | 1 |  | Landfill Gas | S_VACA | North Carolina | Davidson | 1.6 | 2010 | 9999 |  |  |  | 0.056969 | Default Emission Factor
Pine Tree Acres WM LFGTE | 57443_G_GEN1 | 57443 | G | GEN1 |  | Landfill Gas | MIS_LMI | Michigan | Macomb | 1.6 | 2012 | 9999 |  |  |  | 0.056969 | Default Emission Factor
Pine Tree Acres WM LFGTE | 57443_G_GEN2 | 57443 | G | GEN2 |  | Landfill Gas | MIS_LMI | Michigan | Macomb | 1.6 | 2012 | 9999 |  |  |  | 0.056969 | Default Emission Factor
Pine Tree Acres WM LFGTE | 57443_G_GEN3 | 57443 | G | GEN3 |  | Landfill Gas | MIS_LMI | Michigan | Macomb | 1.6 | 2012 | 9999 |  |  |  | 0.056969 | Default Emission Factor
Pine Tree Acres WM LFGTE | 57443_G_GEN4 | 57443 | G | GEN4 |  | Landfill Gas | MIS_LMI | Michigan | Macomb | 1.6 | 2012 | 9999 |  |  |  | 0.056969 | Default Emission Factor
Pine Tree Acres WM LFGTE | 57443_G_GEN5 | 57443 | G | GEN5 |  | Landfill Gas | MIS_LMI | Michigan | Macomb | 1.6 | 2012 | 9999 |  |  |  | 0.056969 | Default Emission Factor
Pine Tree Acres WM LFGTE | 57443_G_GEN6 | 57443 | G | GEN6 |  | Landfill Gas | MIS_LMI | Michigan | Macomb | 1.6 | 2012 | 9999 |  |  |  | 0.056969 | Default Emission Factor
Pine Tree Acres WM LFGTE | 57443_G_GEN7 | 57443 | G | GEN7 |  | Landfill Gas | MIS_LMI | Michigan | Macomb | 1.6 | 2012 | 9999 |  |  |  | 0.056969 | Default Emission Factor
Pine Tree Acres WM LFGTE | 57443_G_GEN8 | 57443 | G | GEN8 |  | Landfill Gas | MIS_LMI | Michigan | Macomb | 1.6 | 2012 | 9999 |  |  |  | 0.056969 | Default Emission Factor
Blue Ridge Landfill | 57466_G_GEN1 | 57466 | G | GEN1 |  | Landfill Gas | PJM_AP | Pennsylvania | Franklin | 1.6 | 2013 | 9999 |  |  |  | 0.056969 | Default Emission Factor
Blue Ridge Landfill | 57466_G_GEN2 | 57466 | G | GEN2 |  | Landfill Gas | PJM_AP | Pennsylvania | Franklin | 1.6 | 2013 | 9999 |  |  |  | 0.056969 | Default Emission Factor
Blue Ridge Landfill | 57466_G_GEN3 | 57466 | G | GEN3 |  | Landfill Gas | PJM_AP | Pennsylvania | Franklin | 1.6 | 2013 | 9999 |  |  |  | 0.056969 | Default Emission Factor
Blue Ridge Landfill | 57466_G_GEN4 | 57466 | G | GEN4 |  | Landfill Gas | PJM_AP | Pennsylvania | Franklin | 1.6 | 2013 | 9999 |  |  |  | 0.056969 | Default Emission Factor
TBE-Montgomery LLC | 57472_G_CTG | 57472 | G | CTG |  | Non-Fossil Waste | NY_Z_G-I | New York | Orange | 11.6 | 2021 | 9999 |  |  |  | 0.083127 | Default Emission Factor
TBE-Montgomery LLC | 57472_G_STG | 57472 | G | STG |  | Non-Fossil Waste | NY_Z_G-I | New York | Orange | 7.4 | 2021 | 9999 |  |  |  | 0.083127 | Default Emission Factor
Sentinel Energy Center, LLC | 57482_G_CTG1 | 57482 | G | CTG1 | 90714 | Combustion Turbine | WECC_SCE | California | Riverside | 100 | 2013 | 9999 | 2017 | 0.94939 | 61154.5 | 0.031049 | NEI 2019
Sentinel Energy Center, LLC | 57482_G_CTG2 | 57482 | G | CTG2 | 90715 | Combustion Turbine | WECC_SCE | California | Riverside | 100 | 2013 | 9999 | 2017 | 0.6856 | 61154.5 | 0.022422 | NEI 2019
Sentinel Energy Center, LLC | 57482_G_CTG3 | 57482 | G | CTG3 | 90716 | Combustion Turbine | WECC_SCE | California | Riverside | 100 | 2013 | 9999 | 2019 | 0.44281 | 72087.875 | 0.012285 | NEI 2019
Sentinel Energy Center, LLC | 57482_G_CTG4 | 57482 | G | CTG4 | 90717 | Combustion Turbine | WECC_SCE | California | Riverside | 100 | 2013 | 9999 | 2019 | 0.72257 | 72087.875 | 0.020047 | NEI 2019
Sentinel Energy Center, LLC | 57482_G_CTG5 | 57482 | G | CTG5 | 90718 | Combustion Turbine | WECC_SCE | California | Riverside | 100 | 2013 | 9999 | 2017 | 1.6741 | 61154.5 | 0.05475 | NEI 2019
Sentinel Energy Center, LLC | 57482_G_CTG6 | 57482 | G | CTG6 | 90719 | Combustion Turbine | WECC_SCE | California | Riverside | 100 | 2013 | 9999 | 2019 | 0.55781 | 72087.875 | 0.015476 | NEI 2019
Sentinel Energy Center, LLC | 57482_G_CTG7 | 57482 | G | CTG7 | 90720 | Combustion Turbine | WECC_SCE | California | Riverside | 100 | 2013 | 9999 | 2017 | 0.77668 | 61154.5 | 0.025401 | NEI 2019
Sentinel Energy Center, LLC | 57482_G_CTG8 | 57482 | G | CTG8 | 90721 | Combustion Turbine | WECC_SCE | California | Riverside | 100 | 2013 | 9999 | 2019 | 0.97581 | 72087.875 | 0.027073 | NEI 2019
Mariposa Energy Project | 57483_G_CTG1 | 57483 | G | CTG1 | 90692 | Combustion Turbine | WEC_CALN | California | Alameda | 49.9 | 2012 | 9999 |  |  |  | 0.088964 | Default Emission Factor
Mariposa Energy Project | 57483_G_CTG2 | 57483 | G | CTG2 | 90693 | Combustion Turbine | WEC_CALN | California | Alameda | 49.9 | 2012 | 9999 |  |  |  | 0.088964 | Default Emission Factor
Mariposa Energy Project | 57483_G_CTG3 | 57483 | G | CTG3 | 90694 | Combustion Turbine | WEC_CALN | California | Alameda | 49.9 | 2012 | 9999 |  |  |  | 0.088964 | Default Emission Factor
Mariposa Energy Project | 57483_G_CTG4 | 57483 | G | CTG4 | 90695 | Combustion Turbine | WEC_CALN | California | Alameda | 49.9 | 2012 | 9999 |  |  |  | 0.088964 | Default Emission Factor
Oak Grove Power Producers | 57489_G_G1 | 57489 | G | G1 |  | Landfill Gas | SPP_N | Kansas | Crawford | 1.5 | 2010 | 9999 |  |  |  | 0.056969 | Default Emission Factor
Oak Grove Power Producers | 57489_G_G2 | 57489 | G | G2 |  | Landfill Gas | SPP_N | Kansas | Crawford | 1.9 | 2013 | 9999 |  |  |  | 0.056969 | Default Emission Factor
Perdido | 57502_G_1 | 57502 | G | 1 |  | Landfill Gas | S_SOU | Florida | Escambia | 1.5 | 2010 | 9999 |  |  |  | 0.056969 | Default Emission Factor
Perdido | 57502_G_2 | 57502 | G | 2 |  | Landfill Gas | S_SOU | Florida | Escambia | 1.5 | 2010 | 9999 |  |  |  | 0.056969 | Default Emission Factor
TECO CHP-1 | 57504_G_CHP1 | 57504 | G | CHP1 |  | Combustion Turbine | ERC_REST | Texas | Harris | 48 | 2010 | 9999 | 2019 | 0.98 | 70539 | 0.027786 | NEI 2019
Monroe Generating Station | 57505_G_1 | 57505 | G | 1 |  | Combustion Turbine | S_VACA | North Carolina | Union | 12 | 2010 | 9999 |  |  |  | 0.088964 | Default Emission Factor
Monroe Generating Station | 57505_G_2 | 57505 | G | 2 |  | Combustion Turbine | S_VACA | North Carolina | Union | 12 | 2010 | 9999 |  |  |  | 0.088964 | Default Emission Factor
Walnut Creek Energy Park | 57515_G_GT1 | 57515 | G | GT1 | 90677 | Combustion Turbine | WEC_LADW | California | Los Angeles | 97 | 2013 | 9999 | 2019 | 6.8607 | 91247.4 | 0.15038 | NEI 2019
Walnut Creek Energy Park | 57515_G_GT2 | 57515 | G | GT2 | 90678 | Combustion Turbine | WEC_LADW | California | Los Angeles | 97 | 2013 | 9999 | 2019 | 5.8275 | 91247.4 | 0.12773 | NEI 2019
Walnut Creek Energy Park | 57515_G_GT3 | 57515 | G | GT3 | 90679 | Combustion Turbine | WEC_LADW | California | Los Angeles | 97 | 2013 | 9999 | 2017 | 6.1038 | 69432 | 0.17582 | NEI 2019
Walnut Creek Energy Park | 57515_G_GT4 | 57515 | G | GT4 | 90680 | Combustion Turbine | WEC_LADW | California | Los Angeles | 97 | 2013 | 9999 | 2017 | 4.7853 | 69432 | 0.13784 | NEI 2019
Walnut Creek Energy Park | 57515_G_GT5 | 57515 | G | GT5 | 90681 | Combustion Turbine | WEC_LADW | California | Los Angeles | 97 | 2013 | 9999 | 2017 | 4.7484 | 69432 | 0.13678 | NEI 2019
Pio Pico Energy Center | 57555_G_CTG1 | 57555 | G | CTG1 | 90696 | Combustion Turbine | WEC_SDGE | California | San Diego | 106 | 2016 | 9999 |  |  |  | 0.088964 | Default Emission Factor
Pio Pico Energy Center | 57555_G_CTG2 | 57555 | G | CTG2 | 90697 | Combustion Turbine | WEC_SDGE | California | San Diego | 106 | 2016 | 9999 |  |  |  | 0.088964 | Default Emission Factor
Pio Pico Energy Center | 57555_G_CTG3 | 57555 | G | CTG3 | 90698 | Combustion Turbine | WEC_SDGE | California | San Diego | 106 | 2016 | 9999 |  |  |  | 0.088964 | Default Emission Factor
Sunnyvale City of WPCP | 57557_G_S-14 | 57557 | G | S-14 |  | Landfill Gas | WEC_CALN | California | Santa Clara | 0.8 | 1997 | 9999 |  |  |  | 0.056969 | Default Emission Factor
Sunnyvale City of WPCP | 57557_G_S-15 | 57557 | G | S-15 |  | Landfill Gas | WEC_CALN | California | Santa Clara | 0.8 | 1997 | 9999 |  |  |  | 0.056969 | Default Emission Factor
Algonquin Power Sanger LLC | 57564_G_CTG | 57564 | G | CTG | 91241 | Combined Cycle | WEC_CALN | California | Fresno | 49 | 2007 | 9999 | 2017 | 1.1054 | 71800 | 0.024947 | NEI 2019
Algonquin Power Sanger LLC | 57564_G_STG2 | 57564 | G | STG2 |  | Combined Cycle | WEC_CALN | California | Fresno | 12.5 | 2012 | 9999 |  |  |  | 0.024947 | NEI 2019
CCCSD Wastewater Treatment Plnt | 57573_G_S188 | 57573 | G | S188 |  | Combustion Turbine | WEC_CALN | California | Contra Costa | 3 | 1995 | 9999 |  |  |  | 0.088964 | Default Emission Factor
Broadridge Cogen | 57580_G_CG1 | 57580 | G | CG1 |  | Combustion Turbine | WEC_CALN | California | El Dorado | 2.1 | 2008 | 9999 |  |  |  | 0.11376 | Default Emission Factor
Broadridge Cogen | 57580_G_CG2 | 57580 | G | CG2 |  | Combustion Turbine | WEC_CALN | California | El Dorado | 2.1 | 2008 | 9999 |  |  |  | 0.11376 | Default Emission Factor
Allenwood | 57581_G_1 | 57581 | G | 1 |  | Landfill Gas | PJM_WMAC | Pennsylvania | Lycoming | 1.6 | 2012 | 9999 |  |  |  | 0.056969 | Default Emission Factor
Allenwood | 57581_G_2 | 57581 | G | 2 |  | Landfill Gas | PJM_WMAC | Pennsylvania | Lycoming | 1.6 | 2012 | 9999 |  |  |  | 0.056969 | Default Emission Factor
Lycoming County | 57582_G_1 | 57582 | G | 1 |  | Landfill Gas | PJM_WMAC | Pennsylvania | Lycoming | 1.5 | 2012 | 9999 |  |  |  | 0.056969 | Default Emission Factor
Lycoming County | 57582_G_2 | 57582 | G | 2 |  | Landfill Gas | PJM_WMAC | Pennsylvania | Lycoming | 1.5 | 2012 | 9999 |  |  |  | 0.056969 | Default Emission Factor
University of California San Diego Hybrid | 57584_G_NT2 | 57584 | G | NT2 |  | Combined Cycle | WEC_SDGE | California | San Diego | 13.5 | 2001 | 9999 |  |  |  | 0.030815 | Default Emission Factor
University of California San Diego Hybrid | 57584_G_ST1 | 57584 | G | ST1 |  | Combined Cycle | WEC_SDGE | California | San Diego | 13.5 | 2001 | 9999 |  |  |  | 0.030815 | Default Emission Factor
University of California San Diego Hybrid | 57584_G_STG | 57584 | G | STG |  | Combined Cycle | WEC_SDGE | California | San Diego | 3 | 2001 | 9999 |  |  |  | 0.030815 | Default Emission Factor
Oxnard Paper Mill | 57585_G_1 | 57585 | G | 1 |  | Combustion Turbine | WECC_SCE | California | Ventura | 29 | 1986 | 9999 |  |  |  | 0.088964 | Default Emission Factor
Cana Gas Processing Plant | 57597_G_3005 | 57597 | G | 3005 |  | Combustion Turbine | SPP_WEST | Oklahoma | Canadian | 2.5 | 2010 | 9999 |  |  |  | 0.69077 | Default Emission Factor
Cana Gas Processing Plant | 57597_G_3006 | 57597 | G | 3006 |  | Combustion Turbine | SPP_WEST | Oklahoma | Canadian | 2.5 | 2010 | 9999 |  |  |  | 0.69077 | Default Emission Factor
Cana Gas Processing Plant | 57597_G_6214 | 57597 | G | 6214 |  | Combustion Turbine | SPP_WEST | Oklahoma | Canadian | 2.5 | 2012 | 9999 |  |  |  | 0.69077 | Default Emission Factor
Bridge Street 1 & 2 | 57598_G_BS1 | 57598 | G | BS1 |  | Combustion Turbine | NENG_CT | Connecticut | New London | 2.5 | 2010 | 9999 |  |  |  | 0.69077 | Default Emission Factor
Bridge Street 1 & 2 | 57598_G_BS2 | 57598 | G | BS2 |  | Combustion Turbine | NENG_CT | Connecticut | New London | 2.5 | 2010 | 9999 |  |  |  | 0.69077 | Default Emission Factor
Fort Hill 1, 2, 3 & 4 | 57599_G_FH1 | 57599 | G | FH1 |  | Combustion Turbine | NENG_CT | Connecticut | New London | 2.5 | 2010 | 9999 |  |  |  | 0.69077 | Default Emission Factor
Fort Hill 1, 2, 3 & 4 | 57599_G_FH2 | 57599 | G | FH2 |  | Combustion Turbine | NENG_CT | Connecticut | New London | 2.5 | 2010 | 9999 |  |  |  | 0.69077 | Default Emission Factor
Fort Hill 1, 2, 3 & 4 | 57599_G_FH3 | 57599 | G | FH3 |  | Combustion Turbine | NENG_CT | Connecticut | New London | 2.5 | 2010 | 9999 |  |  |  | 0.69077 | Default Emission Factor
Fort Hill 1, 2, 3 & 4 | 57599_G_FH4 | 57599 | G | FH4 |  | Combustion Turbine | NENG_CT | Connecticut | New London | 2.5 | 2010 | 9999 |  |  |  | 0.69077 | Default Emission Factor
Fishers Island 1 | 57600_G_FI1 | 57600 | G | FI1 |  | Combustion Turbine | NY_Z_K | New York | Suffolk | 2.5 | 2010 | 9999 |  |  |  | 0.69077 | Default Emission Factor
Gary Court 1 & 2 | 57601_G_GC1 | 57601 | G | GC1 |  | Combustion Turbine | NENG_CT | Connecticut | New London | 2.5 | 2010 | 9999 |  |  |  | 0.69077 | Default Emission Factor
Gary Court 1 & 2 | 57601_G_GC2 | 57601 | G | GC2 |  | Combustion Turbine | NENG_CT | Connecticut | New London | 2.5 | 2010 | 9999 |  |  |  | 0.69077 | Default Emission Factor
Jewett City 1 | 57602_G_JC1 | 57602 | G | JC1 |  | Combustion Turbine | NENG_CT | Connecticut | New London | 2.5 | 2010 | 9999 |  |  |  | 0.69077 | Default Emission Factor
LNG 1 & 2 | 57603_G_LNG1 | 57603 | G | LNG1 |  | Combustion Turbine | NENG_CT | Connecticut | New London | 2.5 | 2010 | 9999 |  |  |  | 0.69077 | Default Emission Factor
LNG 1 & 2 | 57603_G_LNG2 | 57603 | G | LNG2 |  | Combustion Turbine | NENG_CT | Connecticut | New London | 2.5 | 2010 | 9999 |  |  |  | 0.69077 | Default Emission Factor
Lebanon Pines 1 & 2 | 57604_G_LP1 | 57604 | G | LP1 |  | Combustion Turbine | NENG_CT | Connecticut | New London | 2.5 | 2010 | 9999 |  |  |  | 0.69077 | Default Emission Factor
Lebanon Pines 1 & 2 | 57604_G_LP2 | 57604 | G | LP2 |  | Combustion Turbine | NENG_CT | Connecticut | New London | 2.5 | 2010 | 9999 |  |  |  | 0.69077 | Default Emission Factor
Water Treatment 1 & 2 | 57605_G_WT1 | 57605 | G | WT1 |  | Combustion Turbine | NENG_CT | Connecticut | New London | 2.5 | 2010 | 9999 |  |  |  | 0.69077 | Default Emission Factor
Water Treatment 1 & 2 | 57605_G_WT2 | 57605 | G | WT2 |  | Combustion Turbine | NENG_CT | Connecticut | New London | 2.5 | 2010 | 9999 |  |  |  | 0.69077 | Default Emission Factor
Eastside WWTP | 57606_G_1 | 57606 | G | 1 |  | Combustion Turbine | S_VACA | North Carolina | Guilford | 1.8 | 2004 | 9999 |  |  |  | 0.69077 | Default Emission Factor
Eastside WWTP | 57606_G_2 | 57606 | G | 2 |  | Combustion Turbine | S_VACA | North Carolina | Guilford | 1.8 | 2004 | 9999 |  |  |  | 0.69077 | Default Emission Factor
Eastside WWTP | 57606_G_3 | 57606 | G | 3 |  | Combustion Turbine | S_VACA | North Carolina | Guilford | 1.8 | 2004 | 9999 |  |  |  | 0.69077 | Default Emission Factor
Ward WTP | 57607_G_1 | 57607 | G | 1 |  | Combustion Turbine | S_VACA | North Carolina | Guilford | 1 | 1999 | 9999 |  |  |  | 0.69077 | Default Emission Factor
Ward WTP | 57607_G_2 | 57607 | G | 2 |  | Combustion Turbine | S_VACA | North Carolina | Guilford | 1 | 1999 | 9999 |  |  |  | 0.69077 | Default Emission Factor
Westside WWTP | 57608_G_1 | 57608 | G | 1 |  | Combustion Turbine | S_VACA | North Carolina | Davidson | 1.8 | 2005 | 9999 |  |  |  | 0.69077 | Default Emission Factor
Norwich WWTP | 57624_G_1 | 57624 | G | 1 |  | Combustion Turbine | NENG_CT | Connecticut | New London | 2 | 2006 | 9999 |  |  |  | 0.69077 | Default Emission Factor
Gaston Memorial Hospital | 57629_G_GMH1 | 57629 | G | GMH1 |  | Combustion Turbine | S_VACA | North Carolina | Gaston | 1.8 | 2006 | 9999 |  |  |  | 0.11376 | Default Emission Factor
Long Creek Waste Water Plant | 57630_G_ES1 | 57630 | G | ES1 |  | Combustion Turbine | S_VACA | North Carolina | Gaston | 1.7 | 1995 | 9999 |  |  |  | 0.69077 | Default Emission Factor
Long Creek Waste Water Plant | 57630_G_ES2 | 57630 | G | ES2 |  | Combustion Turbine | S_VACA | North Carolina | Gaston | 1.7 | 1995 | 9999 |  |  |  | 0.69077 | Default Emission Factor
Long Creek Waste Water Plant | 57630_G_ES3 | 57630 | G | ES3 |  | Combustion Turbine | S_VACA | North Carolina | Gaston | 1.7 | 1995 | 9999 |  |  |  | 0.69077 | Default Emission Factor
Oregon State University Energy Center | 57653_G_CTG | 57653 | G | CTG |  | Combined Cycle | WECC_PNW | Oregon | Benton | 5.2 | 2010 | 9999 |  |  |  | 0.030815 | Default Emission Factor
Oregon State University Energy Center | 57653_G_STG | 57653 | G | STG |  | Combined Cycle | WECC_PNW | Oregon | Benton | 0.5 | 2010 | 9999 |  |  |  | 0.030815 | Default Emission Factor
Astoria Energy II | 57664_G_CT3 | 57664 | G | CT3 | 4583 | Combined Cycle | NY_Z_J | New York | Queens | 156 | 2011 | 9999 |  |  |  | 0.022786 | NEI 2019
Astoria Energy II | 57664_G_CT4 | 57664 | G | CT4 | 4584 | Combined Cycle | NY_Z_J | New York | Queens | 156 | 2011 | 9999 | 2019 | 31.7398 | 5989392 | 0.022786 | NEI 2019
Astoria Energy II | 57664_G_ST2 | 57664 | G | ST2 | 4583 | Combined Cycle | NY_Z_J | New York | Queens | 228 | 2011 | 9999 |  |  |  | 0.022786 | NEI 2019
Foxwoods CoGen | 57666_G_CT1 | 57666 | G | CT1 |  | Combined Cycle | NENG_CT | Connecticut | New London | 6 | 2010 | 9999 |  |  |  | 0.030815 | Default Emission Factor
Foxwoods CoGen | 57666_G_CT2 | 57666 | G | CT2 |  | Combined Cycle | NENG_CT | Connecticut | New London | 6 | 2010 | 9999 |  |  |  | 0.030815 | Default Emission Factor
Foxwoods CoGen | 57666_G_STG1 | 57666 | G | STG1 |  | Combined Cycle | NENG_CT | Connecticut | New London | 2.5 | 2016 | 9999 |  |  |  | 0.030815 | Default Emission Factor
Oakdale Renewable Energy Plant | 57672_G_GE1 | 57672 | G | GE1 |  | Combustion Turbine | MIS_IA | Iowa | Johnson | 1.4 | 2010 | 9999 |  |  |  | 0.11376 | Default Emission Factor
Oakdale Renewable Energy Plant | 57672_G_GE2 | 57672 | G | GE2 |  | Combustion Turbine | MIS_IA | Iowa | Johnson | 1.4 | 2010 | 9999 |  |  |  | 0.11376 | Default Emission Factor
Norden 1-3 | 57689_G_NORD1 | 57689 | G | NORD1 |  | Combustion Turbine | NENG_CT | Connecticut | Fairfield | 2 | 2004 | 9999 |  |  |  | 0.69077 | Default Emission Factor
Norden 1-3 | 57689_G_NORD2 | 57689 | G | NORD2 |  | Combustion Turbine | NENG_CT | Connecticut | Fairfield | 2 | 2004 | 9999 |  |  |  | 0.69077 | Default Emission Factor
Norden 1-3 | 57689_G_NORD3 | 57689 | G | NORD3 |  | Combustion Turbine | NENG_CT | Connecticut | Fairfield | 2 | 2004 | 9999 |  |  |  | 0.69077 | Default Emission Factor
Power Generation Station (PGS) 2 | 57696_G_1 | 57696 | G | 1 |  | Non-Fossil Waste | WEC_CALN | California | Alameda | 3.8 | 2011 | 9999 |  |  |  | 0.029032 | Default Emission Factor
Signal Hill West Unit | 57702_G_1 | 57702 | G | 1 |  | Fossil Waste | WECC_SCE | California | Los Angeles | 5.7 | 2004 | 9999 |  |  |  | 0.028605 | Default Emission Factor
Cheyenne Prairie Generating Station | 57703_G_01A | 57703 | G | 01A | 90707 | Combined Cycle | WECC_WY | Wyoming | Laramie | 37 | 2014 | 9999 | 2019 | 2.041 | 177278 | 0.014743 | NEI 2019
Cheyenne Prairie Generating Station | 57703_G_01B | 57703 | G | 01B | 90708 | Combined Cycle | WECC_WY | Wyoming | Laramie | 37 | 2014 | 9999 | 2019 | 0.2413 | 132347 | 0.014743 | NEI 2019
Cheyenne Prairie Generating Station | 57703_G_01C | 57703 | G | 01C | 90707 | Combined Cycle | WECC_WY | Wyoming | Laramie | 20 | 2014 | 9999 |  |  |  | 0.014743 | NEI 2019
Cheyenne Prairie Generating Station | 57703_G_02A | 57703 | G | 02A | 90709 | Combustion Turbine | WECC_WY | Wyoming | Laramie | 37 | 2014 | 9999 | 2019 | 0.02505 | 3515 | 0.014253 | NEI 2019
Blue Water Renewables Inc | 57706_G_1 | 57706 | G | 1 |  | Landfill Gas | MIS_LMI | Michigan | St Clair | 1.6 | 2011 | 9999 |  |  |  | 0.056969 | Default Emission Factor
Blue Water Renewables Inc | 57706_G_2 | 57706 | G | 2 |  | Landfill Gas | MIS_LMI | Michigan | St Clair | 1.6 | 2011 | 9999 |  |  |  | 0.056969 | Default Emission Factor
City of Palo Alto | 57714_G_GEN1 | 57714 | G | GEN1 |  | Combustion Turbine | WEC_CALN | California | Santa Clara | 1.1 | 2002 | 9999 |  |  |  | 0.11376 | Default Emission Factor
City of Palo Alto | 57714_G_GEN2 | 57714 | G | GEN2 |  | Combustion Turbine | WEC_CALN | California | Santa Clara | 1.1 | 2002 | 9999 |  |  |  | 0.11376 | Default Emission Factor
City of Palo Alto | 57714_G_GEN3 | 57714 | G | GEN3 |  | Combustion Turbine | WEC_CALN | California | Santa Clara | 1.1 | 2002 | 9999 |  |  |  | 0.11376 | Default Emission Factor
City of Palo Alto | 57714_G_GEN4 | 57714 | G | GEN4 |  | Combustion Turbine | WEC_CALN | California | Santa Clara | 1.1 | 2002 | 9999 |  |  |  | 0.11376 | Default Emission Factor
Watkins Manufacturing Co. | 57715_G_GEN1 | 57715 | G | GEN1 |  | Combustion Turbine | WEC_SDGE | California | San Diego | 1 | 2001 | 9999 |  |  |  | 0.11376 | Default Emission Factor
Watkins Manufacturing Co. | 57715_G_GEN2 | 57715 | G | GEN2 |  | Combustion Turbine | WEC_SDGE | California | San Diego | 1 | 2001 | 9999 |  |  |  | 0.11376 | Default Emission Factor
Frederick County LFGTE Facility | 57754_G_1 | 57754 | G | 1 |  | Landfill Gas | PJM_AP | Virginia | Frederick | 1 | 2010 | 9999 |  |  |  | 0.056969 | Default Emission Factor
Frederick County LFGTE Facility | 57754_G_2 | 57754 | G | 2 |  | Landfill Gas | PJM_AP | Virginia | Frederick | 1 | 2010 | 9999 |  |  |  | 0.056969 | Default Emission Factor
Ameresco Butte County | 57771_G_1 | 57771 | G | 1 |  | Landfill Gas | WEC_CALN | California | Butte | 2 | 2013 | 9999 |  |  |  | 0.056969 | Default Emission Factor
US GSA Heating and Transmission | 57788_G_TG1 | 57788 | G | TG1 |  | Combustion Turbine | PJM_SMAC | District of Columbia | District of Columbia | 4.5 | 2004 | 9999 |  |  |  | 0.088964 | Default Emission Factor
US GSA Heating and Transmission | 57788_G_TG2 | 57788 | G | TG2 |  | Combustion Turbine | PJM_SMAC | District of Columbia | District of Columbia | 4.5 | 2004 | 9999 |  |  |  | 0.088964 | Default Emission Factor
Peak Power 1 Cogen | 57789_G_GEN1 | 57789 | G | GEN1 |  | Combustion Turbine | NY_Z_J | New York | New York | 2 | 2010 | 9999 |  |  |  | 0.11376 | Default Emission Factor
Peak Power 1 Cogen | 57789_G_GEN2 | 57789 | G | GEN2 |  | Combustion Turbine | NY_Z_J | New York | New York | 2 | 2010 | 9999 |  |  |  | 0.11376 | Default Emission Factor
Peak Power 1 Cogen | 57789_G_GEN3 | 57789 | G | GEN3 |  | Combustion Turbine | NY_Z_J | New York | New York | 2 | 2010 | 9999 |  |  |  | 0.11376 | Default Emission Factor
St Joseph Energy Center | 57794_G_CT1 | 57794 | G | CT1 | 90857 | Combined Cycle | PJM_West | Indiana | St Joseph | 237 | 2018 | 9999 |  |  |  | 0.030815 | Default Emission Factor
St Joseph Energy Center | 57794_G_CT2 | 57794 | G | CT2 | 90856 | Combined Cycle | PJM_West | Indiana | St Joseph | 237 | 2018 | 9999 |  |  |  | 0.030815 | Default Emission Factor
St Joseph Energy Center | 57794_G_ST1 | 57794 | G | ST1 | 90857 | Combined Cycle | PJM_West | Indiana | St Joseph | 232 | 2018 | 9999 |  |  |  | 0.030815 | Default Emission Factor
OBP Cogen | 57798_G_1OBP | 57798 | G | 1OBP |  | Combustion Turbine | NY_Z_J | New York | New York | 4.6 | 2010 | 9999 |  |  |  | 0.088964 | Default Emission Factor
Onalaska Campus Landfill Biogas | 57824_G_416LF | 57824 | G | 416LF |  | Landfill Gas | MIS_MNWI | Wisconsin | La Crosse | 1.1 | 2012 | 9999 |  |  |  | 0.056969 | Default Emission Factor
Tulsa LFG LLC | 57828_G_GEN3M | 57828 | G | GEN3M |  | Landfill Gas | SPP_WEST | Oklahoma | Osage | 1.4 | 2011 | 9999 |  |  |  | 0.056969 | Default Emission Factor
Woodbridge Energy Center | 57839_G_CT001 | 57839 | G | CT001 | 90934 | Combined Cycle | PJM_EMAC | New Jersey | Middlesex | 206.9 | 2015 | 9999 | 2019 | 24.74 | 3143669.2 | 0.009797 | NEI 2019
Woodbridge Energy Center | 57839_G_CT002 | 57839 | G | CT002 | 90935 | Combined Cycle | PJM_EMAC | New Jersey | Middlesex | 207.2 | 2015 | 9999 |  |  |  | 0.009797 | NEI 2019
Woodbridge Energy Center | 57839_G_ST001 | 57839 | G | ST001 | 90934 | Combined Cycle | PJM_EMAC | New Jersey | Middlesex | 314.4 | 2015 | 9999 |  |  |  | 0.009797 | NEI 2019
Wabash Valley Power IGCC | 57842_G_1A | 57842 | G | 1A | 720 | Combustion Turbine | MIS_INKY | Indiana | Vigo | 138 | 1995 | 9999 | 2019 | 0.89885 | 77628 | 0.023158 | NEI 2019
Hidden Hollow Energy | 57861_G_UNT1 | 57861 | G | UNT1 |  | Landfill Gas | WECC_ID | Idaho | Ada | 1.5 | 2007 | 9999 |  |  |  | 0.056969 | Default Emission Factor
Hidden Hollow Energy | 57861_G_UNT2 | 57861 | G | UNT2 |  | Landfill Gas | WECC_ID | Idaho | Ada | 1.5 | 2007 | 9999 |  |  |  | 0.056969 | Default Emission Factor
Antelope Station | 57865_G_E01 | 57865 | G | E01 | 90949 | Combustion Turbine | SPP_SPS | Texas | Hale | 9.1 | 2011 | 9999 | 2019 | 1.3586 | 20398.7778 | 0.1332 | NEI 2019
Antelope Station | 57865_G_E02 | 57865 | G | E02 | 91029 | Combustion Turbine | SPP_SPS | Texas | Hale | 9.1 | 2011 | 9999 | 2019 | 1.3591 | 20398.7778 | 0.13325 | NEI 2019
Antelope Station | 57865_G_E03 | 57865 | G | E03 | 91030 | Combustion Turbine | SPP_SPS | Texas | Hale | 9.1 | 2011 | 9999 | 2019 | 1.3813 | 20398.7778 | 0.13543 | NEI 2019
Antelope Station | 57865_G_E04 | 57865 | G | E04 |  | Combustion Turbine | SPP_SPS | Texas | Hale | 9.1 | 2011 | 9999 | 2019 | 1.3495 | 20398.7778 | 0.13231 | NEI 2019
Antelope Station | 57865_G_E05 | 57865 | G | E05 |  | Combustion Turbine | SPP_SPS | Texas | Hale | 9.1 | 2011 | 9999 | 2019 | 1.361 | 20398.7778 | 0.13344 | NEI 2019
Antelope Station | 57865_G_E06 | 57865 | G | E06 |  | Combustion Turbine | SPP_SPS | Texas | Hale | 9.1 | 2011 | 9999 | 2019 | 1.324 | 20398.7778 | 0.12981 | NEI 2019
Antelope Station | 57865_G_E07 | 57865 | G | E07 |  | Combustion Turbine | SPP_SPS | Texas | Hale | 9.1 | 2011 | 9999 | 2019 | 1.3817 | 20398.7778 | 0.13547 | NEI 2019
Antelope Station | 57865_G_E08 | 57865 | G | E08 |  | Combustion Turbine | SPP_SPS | Texas | Hale | 9.1 | 2011 | 9999 | 2019 | 1.3546 | 20398.7778 | 0.13281 | NEI 2019
Antelope Station | 57865_G_E09 | 57865 | G | E09 |  | Combustion Turbine | SPP_SPS | Texas | Hale | 9.1 | 2011 | 9999 | 2019 | 1.3632 | 20398.7778 | 0.13365 | NEI 2019
Antelope Station | 57865_G_E10 | 57865 | G | E10 |  | Combustion Turbine | SPP_SPS | Texas | Hale | 9.1 | 2011 | 9999 | 2019 | 1.4118 | 20398.7778 | 0.13842 | NEI 2019
Antelope Station | 57865_G_E11 | 57865 | G | E11 |  | Combustion Turbine | SPP_SPS | Texas | Hale | 9.1 | 2011 | 9999 | 2019 | 1.3001 | 20398.7778 | 0.12747 | NEI 2019
Antelope Station | 57865_G_E12 | 57865 | G | E12 |  | Combustion Turbine | SPP_SPS | Texas | Hale | 9.1 | 2011 | 9999 | 2019 | 1.3465 | 20398.7778 | 0.13202 | NEI 2019
Antelope Station | 57865_G_E13 | 57865 | G | E13 |  | Combustion Turbine | SPP_SPS | Texas | Hale | 9.1 | 2011 | 9999 | 2019 | 1.2711 | 20398.7778 | 0.12462 | NEI 2019
Antelope Station | 57865_G_E14 | 57865 | G | E14 |  | Combustion Turbine | SPP_SPS | Texas | Hale | 9.1 | 2011 | 9999 | 2019 | 1.2623 | 20398.7778 | 0.12376 | NEI 2019
Antelope Station | 57865_G_E15 | 57865 | G | E15 |  | Combustion Turbine | SPP_SPS | Texas | Hale | 9.1 | 2011 | 9999 | 2019 | 1.249 | 20398.7778 | 0.12246 | NEI 2019
Antelope Station | 57865_G_E16 | 57865 | G | E16 |  | Combustion Turbine | SPP_SPS | Texas | Hale | 9.1 | 2011 | 9999 | 2019 | 1.2659 | 20398.7778 | 0.12412 | NEI 2019
Antelope Station | 57865_G_E17 | 57865 | G | E17 |  | Combustion Turbine | SPP_SPS | Texas | Hale | 9.1 | 2011 | 9999 | 2019 | 1.181 | 20398.7778 | 0.11579 | NEI 2019
Antelope Station | 57865_G_E18 | 57865 | G | E18 |  | Combustion Turbine | SPP_SPS | Texas | Hale | 9.1 | 2011 | 9999 | 2019 | 1.2676 | 20398.7778 | 0.12428 | NEI 2019
LCEC Generation LLVC | 57872_G_UNIT1 | 57872 | G | UNIT1 |  | Combustion Turbine | SPP_SPS | New Mexico | Lea | 8.7 | 2012 | 9999 | 2019 | 0.516 | 9619 | 0.10729 | NEI 2019
LCEC Generation LLVC | 57872_G_UNIT2 | 57872 | G | UNIT2 |  | Combustion Turbine | SPP_SPS | New Mexico | Lea | 8.7 | 2012 | 9999 | 2019 | 0.679 | 9619 | 0.14118 | NEI 2019
LCEC Generation LLVC | 57872_G_UNIT3 | 57872 | G | UNIT3 |  | Combustion Turbine | SPP_SPS | New Mexico | Lea | 8.7 | 2012 | 9999 | 2019 | 0.664 | 9619 | 0.13806 | NEI 2019
LCEC Generation LLVC | 57872_G_UNIT4 | 57872 | G | UNIT4 |  | Combustion Turbine | SPP_SPS | New Mexico | Lea | 8.7 | 2012 | 9999 | 2019 | 0.679 | 9619 | 0.14118 | NEI 2019
LCEC Generation LLVC | 57872_G_UNIT5 | 57872 | G | UNIT5 |  | Combustion Turbine | SPP_SPS | New Mexico | Lea | 8.7 | 2012 | 9999 | 2019 | 0.665 | 9619 | 0.13827 | NEI 2019
Santa Cruz Energy | 57876_G_UNT1 | 57876 | G | UNT1 |  | Landfill Gas | WEC_CALN | California | Santa Cruz | 1.5 | 2009 | 9999 |  |  |  | 0.056969 | Default Emission Factor
Pioneer Generating Station | 57881_G_01 | 57881 | G | 01 | 90805 | Combustion Turbine | SPP_WAUE | North Dakota | Williams | 40 | 2013 | 9999 |  |  |  | 0.088964 | Default Emission Factor
Pioneer Generating Station | 57881_G_02 | 57881 | G | 02 | 90834 | Combustion Turbine | SPP_WAUE | North Dakota | Williams | 40 | 2014 | 9999 |  |  |  | 0.088964 | Default Emission Factor
Pioneer Generating Station | 57881_G_03 | 57881 | G | 03 | 90835 | Combustion Turbine | SPP_WAUE | North Dakota | Williams | 40 | 2014 | 9999 |  |  |  | 0.088964 | Default Emission Factor
Pioneer Generating Station | 57881_G_11 | 57881 | G | 11 |  | Combustion Turbine | SPP_WAUE | North Dakota | Williams | 9.3 | 2017 | 9999 |  |  |  | 0.11376 | Default Emission Factor
Pioneer Generating Station | 57881_G_12 | 57881 | G | 12 |  | Combustion Turbine | SPP_WAUE | North Dakota | Williams | 9.3 | 2017 | 9999 |  |  |  | 0.11376 | Default Emission Factor
Pioneer Generating Station | 57881_G_13 | 57881 | G | 13 |  | Combustion Turbine | SPP_WAUE | North Dakota | Williams | 9.3 | 2017 | 9999 |  |  |  | 0.11376 | Default Emission Factor
Pioneer Generating Station | 57881_G_14 | 57881 | G | 14 |  | Combustion Turbine | SPP_WAUE | North Dakota | Williams | 9.3 | 2017 | 9999 |  |  |  | 0.11376 | Default Emission Factor
Pioneer Generating Station | 57881_G_15 | 57881 | G | 15 |  | Combustion Turbine | SPP_WAUE | North Dakota | Williams | 9.3 | 2017 | 9999 |  |  |  | 0.11376 | Default Emission Factor
Pioneer Generating Station | 57881_G_16 | 57881 | G | 16 |  | Combustion Turbine | SPP_WAUE | North Dakota | Williams | 9.3 | 2017 | 9999 |  |  |  | 0.11376 | Default Emission Factor
Pioneer Generating Station | 57881_G_17 | 57881 | G | 17 |  | Combustion Turbine | SPP_WAUE | North Dakota | Williams | 9.3 | 2017 | 9999 |  |  |  | 0.11376 | Default Emission Factor
Pioneer Generating Station | 57881_G_18 | 57881 | G | 18 |  | Combustion Turbine | SPP_WAUE | North Dakota | Williams | 9.3 | 2017 | 9999 |  |  |  | 0.11376 | Default Emission Factor
Pioneer Generating Station | 57881_G_19 | 57881 | G | 19 |  | Combustion Turbine | SPP_WAUE | North Dakota | Williams | 9.3 | 2017 | 9999 |  |  |  | 0.11376 | Default Emission Factor
Pioneer Generating Station | 57881_G_20 | 57881 | G | 20 |  | Combustion Turbine | SPP_WAUE | North Dakota | Williams | 9.3 | 2017 | 9999 |  |  |  | 0.11376 | Default Emission Factor
Pioneer Generating Station | 57881_G_21 | 57881 | G | 21 |  | Combustion Turbine | SPP_WAUE | North Dakota | Williams | 9.3 | 2017 | 9999 |  |  |  | 0.11376 | Default Emission Factor
Pioneer Generating Station | 57881_G_22 | 57881 | G | 22 |  | Combustion Turbine | SPP_WAUE | North Dakota | Williams | 9.3 | 2017 | 9999 |  |  |  | 0.11376 | Default Emission Factor
Lake Charles Polymers | 57884_G_G-900 | 57884 | G | G-900 |  | Combustion Turbine | MIS_WOTA | Louisiana | Calcasieu | 12.5 | 2011 | 9999 |  |  |  | 0.088964 | Default Emission Factor
Lake Charles Polymers | 57884_G_G-901 | 57884 | G | G-901 |  | Combustion Turbine | MIS_WOTA | Louisiana | Calcasieu | 8 | 2011 | 9999 |  |  |  | 0.11376 | Default Emission Factor
Lake Charles Polymers | 57884_G_G-902 | 57884 | G | G-902 |  | Combustion Turbine | MIS_WOTA | Louisiana | Calcasieu | 8 | 2011 | 9999 |  |  |  | 0.11376 | Default Emission Factor
Wellford Renewable Energy Plant | 57885_G_LFG1 | 57885 | G | LFG1 |  | Landfill Gas | S_VACA | South Carolina | Spartanburg | 1.6 | 2011 | 9999 |  |  |  | 0.056969 | Default Emission Factor
City West Diesel Plant | 57886_G_DI1 | 57886 | G | DI1 |  | Combustion Turbine | S_VACA | South Carolina | Union | 1.8 | 2011 | 9999 |  |  |  | 0.69077 | Default Emission Factor
City West Diesel Plant | 57886_G_DI2 | 57886 | G | DI2 |  | Combustion Turbine | S_VACA | South Carolina | Union | 1.8 | 2011 | 9999 |  |  |  | 0.69077 | Default Emission Factor
City West Diesel Plant | 57886_G_DI3 | 57886 | G | DI3 |  | Combustion Turbine | S_VACA | South Carolina | Union | 1.8 | 2011 | 9999 |  |  |  | 0.69077 | Default Emission Factor
City West Diesel Plant | 57886_G_DI4 | 57886 | G | DI4 |  | Combustion Turbine | S_VACA | South Carolina | Union | 1.8 | 2011 | 9999 |  |  |  | 0.69077 | Default Emission Factor
Martinsville LFG Generator | 57893_G_LFG1 | 57893 | G | LFG1 |  | Landfill Gas | PJM_West | Virginia | Henry | 1 | 2012 | 9999 |  |  |  | 0.056969 | Default Emission Factor
Concord Energy | 57896_G_UNT1 | 57896 | G | UNT1 |  | Landfill Gas | S_VACA | North Carolina | Cabarrus | 3.9 | 2012 | 9999 |  |  |  | 0.056969 | Default Emission Factor
Concord Energy | 57896_G_UNT2 | 57896 | G | UNT2 |  | Landfill Gas | S_VACA | North Carolina | Cabarrus | 3.9 | 2012 | 9999 |  |  |  | 0.056969 | Default Emission Factor
Richmond Energy | 57897_G_UNT1 | 57897 | G | UNT1 |  | Landfill Gas | PJM_Dom | Virginia | Henrico | 1.6 | 2012 | 9999 |  |  |  | 0.056969 | Default Emission Factor
Richmond Energy | 57897_G_UNT2 | 57897 | G | UNT2 |  | Landfill Gas | PJM_Dom | Virginia | Henrico | 1.6 | 2012 | 9999 |  |  |  | 0.056969 | Default Emission Factor
Richmond Energy | 57897_G_UNT3 | 57897 | G | UNT3 |  | Landfill Gas | PJM_Dom | Virginia | Henrico | 1.6 | 2012 | 9999 |  |  |  | 0.056969 | Default Emission Factor
Richmond Energy | 57897_G_UNT4 | 57897 | G | UNT4 |  | Landfill Gas | PJM_Dom | Virginia | Henrico | 1.6 | 2012 | 9999 |  |  |  | 0.056969 | Default Emission Factor
Hurricane City Power | 57899_G_1 | 57899 | G | 1 |  | Combustion Turbine | WECC_UT | Utah | Washington | 1.6 | 2001 | 9999 |  |  |  | 0.69077 | Default Emission Factor
Hurricane City Power | 57899_G_2 | 57899 | G | 2 |  | Combustion Turbine | WECC_UT | Utah | Washington | 1.6 | 1999 | 9999 |  |  |  | 0.69077 | Default Emission Factor
Hurricane City Power | 57899_G_3 | 57899 | G | 3 |  | Combustion Turbine | WECC_UT | Utah | Washington | 1.6 | 1999 | 9999 |  |  |  | 0.69077 | Default Emission Factor
Hurricane City Power | 57899_G_4 | 57899 | G | 4 |  | Combustion Turbine | WECC_UT | Utah | Washington | 1.9 | 2004 | 9999 |  |  |  | 0.11376 | Default Emission Factor
Hurricane City Power | 57899_G_5 | 57899 | G | 5 |  | Combustion Turbine | WECC_UT | Utah | Washington | 1.9 | 2004 | 9999 |  |  |  | 0.11376 | Default Emission Factor
Hurricane City Power | 57899_G_6 | 57899 | G | 6 |  | Combustion Turbine | WECC_UT | Utah | Washington | 1.9 | 2006 | 9999 |  |  |  | 0.11376 | Default Emission Factor
Hurricane City Power | 57899_G_7 | 57899 | G | 7 |  | Combustion Turbine | WECC_UT | Utah | Washington | 1.9 | 2007 | 9999 |  |  |  | 0.11376 | Default Emission Factor
Hurricane City Power | 57899_G_8 | 57899 | G | 8 |  | Combustion Turbine | WECC_UT | Utah | Washington | 1.9 | 2007 | 9999 |  |  |  | 0.11376 | Default Emission Factor
El Segundo Energy Center LLC | 57901_G_5 | 57901 | G | 5 | 90376 | Combined Cycle | WEC_LADW | California | Los Angeles | 195 | 2013 | 9999 | 2017 | 24.3197 | 650253 | 0.074801 | NEI 2019
El Segundo Energy Center LLC | 57901_G_6 | 57901 | G | 6 | 90376 | Combined Cycle | WEC_LADW | California | Los Angeles | 60 | 2013 | 9999 |  |  |  | 0.074801 | NEI 2019
El Segundo Energy Center LLC | 57901_G_7 | 57901 | G | 7 | 90377 | Combined Cycle | WEC_LADW | California | Los Angeles | 195 | 2013 | 9999 | 2017 | 23.6782 | 641912 | 0.073774 | NEI 2019
El Segundo Energy Center LLC | 57901_G_8 | 57901 | G | 8 | 90377 | Combined Cycle | WEC_LADW | California | Los Angeles | 60 | 2013 | 9999 |  |  |  | 0.073774 | NEI 2019
Fighting Creek LFGTE Plant | 57902_G_G-123 | 57902 | G | G-123 |  | Landfill Gas | WECC_PNW | Idaho | Kootenai | 1.6 | 2012 | 9999 |  |  |  | 0.056969 | Default Emission Factor
Fighting Creek LFGTE Plant | 57902_G_G-162 | 57902 | G | G-162 |  | Landfill Gas | WECC_PNW | Idaho | Kootenai | 1.6 | 2012 | 9999 |  |  |  | 0.056969 | Default Emission Factor
SMMPA Methane Energy Facility | 57903_G_UNIT1 | 57903 | G | UNIT1 |  | Landfill Gas | MIS_MNWI | Minnesota | Kanabec | 1.5 | 2012 | 9999 |  |  |  | 0.056969 | Default Emission Factor
Central Utility Plant Cincinnati | 57908_G_CTG1 | 57908 | G | CTG1 |  | Combined Cycle | PJM_West | Ohio | Hamilton | 12.5 | 2004 | 9999 |  |  |  | 0.030815 | Default Emission Factor
Central Utility Plant Cincinnati | 57908_G_CTG2 | 57908 | G | CTG2 |  | Combined Cycle | PJM_West | Ohio | Hamilton | 12.5 | 2004 | 9999 |  |  |  | 0.030815 | Default Emission Factor
Central Utility Plant Cincinnati | 57908_G_P005 | 57908 | G | P005 |  | Combustion Turbine | PJM_West | Ohio | Hamilton | 1.9 | 2004 | 9999 |  |  |  | 0.69077 | Default Emission Factor
Central Utility Plant Cincinnati | 57908_G_STG | 57908 | G | STG |  | Combined Cycle | PJM_West | Ohio | Hamilton | 21.5 | 2004 | 9999 |  |  |  | 0.030815 | Default Emission Factor
Centennial Generating Station | 57910_G_1 | 57910 | G | 1 |  | Combustion Turbine | SPP_WAUE | Minnesota | Clay | 2 | 2011 | 9999 |  |  |  | 0.69077 | Default Emission Factor
Centennial Generating Station | 57910_G_2 | 57910 | G | 2 |  | Combustion Turbine | SPP_WAUE | Minnesota | Clay | 2 | 2011 | 9999 |  |  |  | 0.69077 | Default Emission Factor
Centennial Generating Station | 57910_G_3 | 57910 | G | 3 |  | Combustion Turbine | SPP_WAUE | Minnesota | Clay | 2 | 2011 | 9999 |  |  |  | 0.69077 | Default Emission Factor
Centennial Generating Station | 57910_G_4 | 57910 | G | 4 |  | Combustion Turbine | SPP_WAUE | Minnesota | Clay | 2 | 2011 | 9999 |  |  |  | 0.69077 | Default Emission Factor
Centennial Generating Station | 57910_G_5 | 57910 | G | 5 |  | Combustion Turbine | SPP_WAUE | Minnesota | Clay | 2 | 2011 | 9999 |  |  |  | 0.69077 | Default Emission Factor
Roseburg LFG | 57911_G_1 | 57911 | G | 1 |  | Landfill Gas | WECC_PNW | Oregon | Douglas | 1.6 | 2011 | 9999 |  |  |  | 0.056969 | Default Emission Factor
East Campus Utility Plant | 57929_G_P007 | 57929 | G | P007 |  | Combustion Turbine | PJM_West | Ohio | Hamilton | 1.7 | 2006 | 9999 |  |  |  | 0.69077 | Default Emission Factor
East Campus Utility Plant | 57929_G_P008 | 57929 | G | P008 |  | Combustion Turbine | PJM_West | Ohio | Hamilton | 1.5 | 2006 | 9999 |  |  |  | 0.69077 | Default Emission Factor
East Campus Utility Plant | 57929_G_STG | 57929 | G | STG |  | O/G Steam | PJM_West | Ohio | Hamilton | 1.2 | 2010 | 9999 |  |  |  | 0.087133 | Default Emission Factor
ADA Carbon Solutions Red River | 57938_G_GEN1 | 57938 | G | GEN1 |  | Non-Fossil Waste | MIS_LA | Louisiana | Red River | 20.5 | 2011 | 9999 |  |  |  | 0.029032 | Default Emission Factor
Lonesome Creek Station | 57943_G_01 | 57943 | G | 01 | 90836 | Combustion Turbine | SPP_WAUE | North Dakota | McKenzie | 40 | 2013 | 9999 |  |  |  | 0.088964 | Default Emission Factor
Lonesome Creek Station | 57943_G_02 | 57943 | G | 02 | 90837 | Combustion Turbine | SPP_WAUE | North Dakota | McKenzie | 40 | 2015 | 9999 |  |  |  | 0.088964 | Default Emission Factor
Lonesome Creek Station | 57943_G_03 | 57943 | G | 03 | 90838 | Combustion Turbine | SPP_WAUE | North Dakota | McKenzie | 40 | 2015 | 9999 |  |  |  | 0.088964 | Default Emission Factor
Lonesome Creek Station | 57943_G_04 | 57943 | G | 04 | 91086 | Combustion Turbine | SPP_WAUE | North Dakota | McKenzie | 40 | 2017 | 9999 |  |  |  | 0.088964 | Default Emission Factor
Lonesome Creek Station | 57943_G_05 | 57943 | G | 05 | 91087 | Combustion Turbine | SPP_WAUE | North Dakota | McKenzie | 40 | 2017 | 9999 |  |  |  | 0.088964 | Default Emission Factor
Berkeley County Landfill | 57945_G_B1 | 57945 | G | B1 |  | Landfill Gas | S_VACA | South Carolina | Berkeley | 1.5 | 2011 | 9999 |  |  |  | 0.056969 | Default Emission Factor
Berkeley County Landfill | 57945_G_B2 | 57945 | G | B2 |  | Landfill Gas | S_VACA | South Carolina | Berkeley | 1.5 | 2011 | 9999 |  |  |  | 0.056969 | Default Emission Factor
Fredericktown Energy Center | 57946_G_UNIT1 | 57946 | G | UNIT1 |  | Combustion Turbine | MIS_MO | Missouri | Madison | 12 | 2015 | 9999 |  |  |  | 0.088964 | Default Emission Factor
Fredericktown Energy Center | 57946_G_UNIT2 | 57946 | G | UNIT2 |  | Combustion Turbine | MIS_MO | Missouri | Madison | 12 | 2015 | 9999 |  |  |  | 0.088964 | Default Emission Factor
Woodall Gas Plant | 57952_G_GEN1 | 57952 | G | GEN1 |  | Combustion Turbine | SPP_SPS | Texas | Hemphill | 1 | 2012 | 9999 |  |  |  | 0.11376 | Default Emission Factor
Woodall Gas Plant | 57952_G_GEN2 | 57952 | G | GEN2 |  | Combustion Turbine | SPP_SPS | Texas | Hemphill | 1 | 2012 | 9999 |  |  |  | 0.11376 | Default Emission Factor
Woodall Gas Plant | 57952_G_GEN3 | 57952 | G | GEN3 |  | Combustion Turbine | SPP_SPS | Texas | Hemphill | 1 | 2012 | 9999 |  |  |  | 0.11376 | Default Emission Factor
Roquette America | 57953_G_GT | 57953 | G | GT |  | Combined Cycle | MIS_MO | Iowa | Lee | 38 | 2004 | 9999 | 2019 | 0.33177 | 123969 | 0.005353 | NEI 2019
Darrington | 57969_G_GEN1 | 57969 | G | GEN1 |  | Biomass | WECC_PNW | Washington | Snohomish | 4.5 | 2007 | 9999 |  |  |  | 0.26668 | Default Emission Factor
SF Southeast Cogen Plant | 57971_G_COGEN | 57971 | G | COGEN |  | Non-Fossil Waste | WEC_CALN | California | San Francisco | 1.9 | 2002 | 9999 |  |  |  | 0.029032 | Default Emission Factor
High Sierra Cogeneration Plant | 57977_G_ENG1 | 57977 | G | ENG1 |  | Combustion Turbine | WEC_CALN | California | Lassen | 2.5 | 2010 | 9999 |  |  |  | 0.11376 | Default Emission Factor
High Sierra Cogeneration Plant | 57977_G_ENG2 | 57977 | G | ENG2 |  | Combustion Turbine | WEC_CALN | California | Lassen | 2.5 | 2010 | 9999 |  |  |  | 0.11376 | Default Emission Factor
Lodi Energy Center | 57978_G_CT1 | 57978 | G | CT1 | 90795 | Combined Cycle | WEC_CALN | California | San Joaquin | 162 | 2012 | 9999 | 2017 | 15.285 | 470875 | 0.042078 | NEI 2019
Lodi Energy Center | 57978_G_ST1 | 57978 | G | ST1 | 90795 | Combined Cycle | WEC_CALN | California | San Joaquin | 95 | 2012 | 9999 |  |  |  | 0.042078 | NEI 2019
Lincoln Landfill | 57988_G_GEN 5 | 57988 | G | GEN 5 |  | Landfill Gas | WEC_CALN | California | Placer | 0.8 | 2012 | 9999 |  |  |  | 0.056969 | Default Emission Factor
Lincoln Landfill | 57988_G_GEN 6 | 57988 | G | GEN 6 |  | Landfill Gas | WEC_CALN | California | Placer | 0.8 | 2012 | 9999 |  |  |  | 0.056969 | Default Emission Factor
Lincoln Landfill | 57988_G_GEN1 | 57988 | G | GEN1 |  | Landfill Gas | WEC_CALN | California | Placer | 0.8 | 2004 | 9999 |  |  |  | 0.056969 | Default Emission Factor
Lincoln Landfill | 57988_G_GEN2 | 57988 | G | GEN2 |  | Landfill Gas | WEC_CALN | California | Placer | 0.8 | 2004 | 9999 |  |  |  | 0.056969 | Default Emission Factor
Lincoln Landfill | 57988_G_GEN3 | 57988 | G | GEN3 |  | Landfill Gas | WEC_CALN | California | Placer | 0.8 | 2004 | 9999 |  |  |  | 0.056969 | Default Emission Factor
Lincoln Landfill | 57988_G_GEN4 | 57988 | G | GEN4 |  | Landfill Gas | WEC_CALN | California | Placer | 0.8 | 2012 | 9999 |  |  |  | 0.056969 | Default Emission Factor
Panda Temple Power Station | 58001_G_CTG-1 | 58001 | G | CTG-1 | 90804 | Combined Cycle | ERC_REST | Texas | Bell | 211 | 2014 | 9999 | 2019 | 16.0626 | 1374604 | 0.043072 | NEI 2019
Panda Temple Power Station | 58001_G_CTG-2 | 58001 | G | CTG-2 | 90806 | Combined Cycle | ERC_REST | Texas | Bell | 211 | 2014 | 9999 | 2019 | 28.0857 | 675365 | 0.043072 | NEI 2019
Panda Temple Power Station | 58001_G_CTG-3 | 58001 | G | CTG-3 | 90807 | Combined Cycle | ERC_REST | Texas | Bell | 211 | 2015 | 9999 | 2019 | 9.4182 | 715372 | 0.032994 | NEI 2019
Panda Temple Power Station | 58001_G_CTG-4 | 58001 | G | CTG-4 | 90808 | Combined Cycle | ERC_REST | Texas | Bell | 211 | 2015 | 9999 | 2019 | 33.2851 | 721999 | 0.032994 | NEI 2019
Panda Temple Power Station | 58001_G_STG-1 | 58001 | G | STG-1 | 90804 | Combined Cycle | ERC_REST | Texas | Bell | 312 | 2014 | 9999 |  |  |  | 0.043072 | NEI 2019
Panda Temple Power Station | 58001_G_STG-2 | 58001 | G | STG-2 | 90807 | Combined Cycle | ERC_REST | Texas | Bell | 312 | 2015 | 9999 |  |  |  | 0.032994 | NEI 2019
Panda Sherman Power Station | 58005_G_CTG-1 | 58005 | G | CTG-1 | 90809 | Combined Cycle | ERC_REST | Texas | Grayson | 204 | 2014 | 9999 | 2019 | 38.1936 | 2307051 | 0.048353 | NEI 2019
Panda Sherman Power Station | 58005_G_CTG-2 | 58005 | G | CTG-2 | 90810 | Combined Cycle | ERC_REST | Texas | Grayson | 204 | 2014 | 9999 | 2019 | 39.2822 | 897540 | 0.048353 | NEI 2019
Panda Sherman Power Station | 58005_G_STG-1 | 58005 | G | STG-1 | 90809 | Combined Cycle | ERC_REST | Texas | Grayson | 309 | 2014 | 9999 |  |  |  | 0.048353 | NEI 2019
Brea Expansion Plant | 58007_G_G1 | 58007 | G | G1 |  | Landfill Gas | WECC_SCE | California | Orange | 6.8 | 2012 | 9999 |  |  |  | 0.056969 | Default Emission Factor
Brea Expansion Plant | 58007_G_G2 | 58007 | G | G2 |  | Landfill Gas | WECC_SCE | California | Orange | 6.8 | 2012 | 9999 |  |  |  | 0.056969 | Default Emission Factor
Brea Expansion Plant | 58007_G_G3 | 58007 | G | G3 |  | Landfill Gas | WECC_SCE | California | Orange | 6.8 | 2012 | 9999 |  |  |  | 0.056969 | Default Emission Factor
Brea Expansion Plant | 58007_G_G4 | 58007 | G | G4 |  | Landfill Gas | WECC_SCE | California | Orange | 6.8 | 2012 | 9999 |  |  |  | 0.056969 | Default Emission Factor
Brea Expansion Plant | 58007_G_G5 | 58007 | G | G5 |  | Landfill Gas | WECC_SCE | California | Orange | 10 | 2012 | 9999 |  |  |  | 0.056969 | Default Emission Factor
St Joseph Landfill Generating Station | 58024_G_UNIT1 | 58024 | G | UNIT1 |  | Landfill Gas | SPP_N | Missouri | Buchanan | 1.6 | 2011 | 9999 |  |  |  | 0.056969 | Default Emission Factor
PPG Monroeville Chemicals Center | 58047_G_2 | 58047 | G | 2 |  | Combustion Turbine | PJM_AP | Pennsylvania | Allegheny | 0.3 | 2000 | 9999 |  |  |  | 0.69077 | Default Emission Factor
PPG Monroeville Chemicals Center | 58047_G_3 | 58047 | G | 3 |  | Combustion Turbine | PJM_AP | Pennsylvania | Allegheny | 0.8 | 1998 | 9999 |  |  |  | 0.69077 | Default Emission Factor
MillerCoors Shenandoah Brewery | 58057_G_WWTP | 58057 | G | WWTP |  | Non-Fossil Waste | PJM_Dom | Virginia | Rockingham | 1.4 | 2012 | 9999 |  |  |  | 0.029032 | Default Emission Factor
Decatur-Morgan Co LFG Recovery Project | 58061_G_0290 | 58061 | G | 0290 |  | Landfill Gas | S_C_TVA | Alabama | Morgan | 0.8 | 2011 | 9999 |  |  |  | 0.056969 | Default Emission Factor
Decatur-Morgan Co LFG Recovery Project | 58061_G_1496 | 58061 | G | 1496 |  | Landfill Gas | S_C_TVA | Alabama | Morgan | 0.8 | 2010 | 9999 |  |  |  | 0.056969 | Default Emission Factor
Newark Energy Center | 58079_G_GT-1 | 58079 | G | GT-1 | 90911 | Combined Cycle | PJM_EMAC | New Jersey | Essex | 212.5 | 2015 | 9999 | 2019 | 20.48 | 3216739 | 0.00818 | NEI 2019
Newark Energy Center | 58079_G_GT-2 | 58079 | G | GT-2 | 90912 | Combined Cycle | PJM_EMAC | New Jersey | Essex | 209.5 | 2015 | 9999 |  |  |  | 0.00818 | NEI 2019
Newark Energy Center | 58079_G_STG-1 | 58079 | G | STG-1 | 90911 | Combined Cycle | PJM_EMAC | New Jersey | Essex | 283.8 | 2015 | 9999 |  |  |  | 0.00818 | NEI 2019
Kimberly Clark-Unit 1,2,3 | 58084_G_GT100 | 58084 | G | GT100 |  | Combined Cycle | NENG_CT | Connecticut | Litchfield | 14.5 | 2008 | 9999 | 2019 | 4.4796 | 127701 | 0.070158 | NEI 2019
Kimberly Clark-Unit 1,2,3 | 58084_G_GT200 | 58084 | G | GT200 |  | Combustion Turbine | NENG_CT | Connecticut | Litchfield | 14.5 | 2008 | 9999 |  |  |  | 0.088964 | Default Emission Factor
Kimberly Clark-Unit 1,2,3 | 58084_G_GT300 | 58084 | G | GT300 |  | Combined Cycle | NENG_CT | Connecticut | Litchfield | 4.1 | 2008 | 9999 |  |  |  | 0.070158 | NEI 2019
North Main Street | 581_G_5 | 581 | G | 5 | 5083 | Combustion Turbine | NENG_CT | Connecticut | New London | 15.3 | 1972 | 9999 |  |  |  | 0.12949 | Default Emission Factor
Delano Energy Center | 58122_G_GEN1 | 58122 | G | GEN1 | 91268 | Combustion Turbine | WECC_SCE | California | Tulare | 35 | 2013 | 9999 | 2019 | 1.2653 | 6710 | 0.37715 | NEI 2019
Quay County | 58125_G_1 | 58125 | G | 1 |  | Combustion Turbine | WECC_NM | New Mexico | Quay | 17 | 2013 | 9999 |  |  |  | 0.12949 | Default Emission Factor
Kaiser Downey | 58128_G_KRSO1 | 58128 | G | KRSO1 |  | Landfill Gas | WEC_LADW | California | Los Angeles | 0.2 | 2012 | 9999 |  |  |  | 0.056969 | Default Emission Factor
Kaiser Downey | 58128_G_KRSO2 | 58128 | G | KRSO2 |  | Landfill Gas | WEC_LADW | California | Los Angeles | 0.2 | 2012 | 9999 |  |  |  | 0.056969 | Default Emission Factor
Kaiser Downey | 58128_G_KRSO3 | 58128 | G | KRSO3 |  | Landfill Gas | WEC_LADW | California | Los Angeles | 0.2 | 2012 | 9999 |  |  |  | 0.056969 | Default Emission Factor
Kaiser Downey | 58128_G_KRSO4 | 58128 | G | KRSO4 |  | Landfill Gas | WEC_LADW | California | Los Angeles | 0.2 | 2012 | 9999 |  |  |  | 0.056969 | Default Emission Factor
Kaiser Downey | 58128_G_KRSO5 | 58128 | G | KRSO5 |  | Landfill Gas | WEC_LADW | California | Los Angeles | 0.2 | 2012 | 9999 |  |  |  | 0.056969 | Default Emission Factor
Prairies Edge Generating Facility | 58129_G_GEN1 | 58129 | G | GEN1 |  | Combustion Turbine | MIS_INKY | Indiana | Jasper | 0.8 | 2011 | 9999 |  |  |  | 0.11376 | Default Emission Factor
Blue Mountain Biogas | 58130_G_BMB N | 58130 | G | BMB N |  | Non-Fossil Waste | WECC_UT | Utah | Beaver | 1.5 | 2012 | 9999 |  |  |  | 0.029032 | Default Emission Factor
Blue Mountain Biogas | 58130_G_BMB S | 58130 | G | BMB S |  | Non-Fossil Waste | WECC_UT | Utah | Beaver | 1.5 | 2012 | 9999 |  |  |  | 0.029032 | Default Emission Factor
Central Energy Plant USU | 58139_G_TURBI | 58139 | G | TURBI |  | Combustion Turbine | WECC_UT | Utah | Cache | 4.4 | 2004 | 9999 |  |  |  | 0.088964 | Default Emission Factor
Central Utility Plant - Texas A&M | 58151_G_GTG01 | 58151 | G | GTG01 |  | Combined Cycle | ERC_REST | Texas | Brazos | 32.4 | 2011 | 9999 | 2019 | 2.21 | 163383.89 | 0.02248 | NEI 2019
Central Utility Plant - Texas A&M | 58151_G_STG02 | 58151 | G | STG02 |  | Combined Cycle | ERC_REST | Texas | Brazos | 11 | 2011 | 9999 |  |  |  | 0.02248 | NEI 2019
Danbury Hospital Cogen Plant | 58152_G_GEN1 | 58152 | G | GEN1 |  | Combustion Turbine | NENG_CT | Connecticut | Fairfield | 3.9 | 2011 | 9999 |  |  |  | 0.088964 | Default Emission Factor
Western Michigan University Power Plant | 58161_G_EG-1 | 58161 | G | EG-1 |  | Combustion Turbine | MIS_LMI | Michigan | Kalamazoo | 0.8 | 1999 | 9999 | 2018 | 0.006116 | 846.72 | 0.014446 | Michigan Point Source Emission
Western Michigan University Power Plant | 58161_G_GTG-7 | 58161 | G | GTG-7 |  | Combined Cycle | MIS_LMI | Michigan | Kalamazoo | 4.2 | 1997 | 9999 | 2018 | 0.032109 | 29965.24 | 0.001852 | Michigan Point Source Emission
Western Michigan University Power Plant | 58161_G_GTG-8 | 58161 | G | GTG-8 |  | Combined Cycle | MIS_LMI | Michigan | Kalamazoo | 4.2 | 1997 | 9999 | 2018 | 0.032109 | 35082.96 | 0.001852 | Michigan Point Source Emission
Western Michigan University Power Plant | 58161_G_STG-1 | 58161 | G | STG-1 |  | Combined Cycle | MIS_LMI | Michigan | Kalamazoo | 0.9 | 1999 | 9999 |  |  |  | 0.001852 | NEI 2019
CSUF Trigeneration | 58169_G_1 | 58169 | G | 1 |  | Combustion Turbine | WECC_SCE | California | Orange | 4.3 | 2010 | 9999 |  |  |  | 0.088964 | Default Emission Factor
Seaside Heights Power Plant | 58172_G_UINT3 | 58172 | G | UINT3 |  | Combustion Turbine | PJM_EMAC | New Jersey | Ocean | 2 | 2012 | 9999 |  |  |  | 0.69077 | Default Emission Factor
Seaside Heights Power Plant | 58172_G_UNIT1 | 58172 | G | UNIT1 |  | Combustion Turbine | PJM_EMAC | New Jersey | Ocean | 2 | 2012 | 9999 |  |  |  | 0.69077 | Default Emission Factor
Seaside Heights Power Plant | 58172_G_UNIT2 | 58172 | G | UNIT2 |  | Combustion Turbine | PJM_EMAC | New Jersey | Ocean | 2 | 2012 | 9999 |  |  |  | 0.69077 | Default Emission Factor
BMW Manufacturing Co | 58173_G_GT601 | 58173 | G | GT601 |  | Landfill Gas | S_VACA | South Carolina | Spartanburg | 5 | 2009 | 9999 |  |  |  | 0.056969 | Default Emission Factor
BMW Manufacturing Co | 58173_G_GT602 | 58173 | G | GT602 |  | Landfill Gas | S_VACA | South Carolina | Spartanburg | 5 | 2009 | 9999 |  |  |  | 0.056969 | Default Emission Factor
Kishwaukee CHP Plant | 58177_G_1 | 58177 | G | 1 |  | Non-Fossil Waste | PJM_COMD | Illinois | Winnebago | 1 | 2010 | 9999 |  |  |  | 0.029032 | Default Emission Factor
Kishwaukee CHP Plant | 58177_G_2 | 58177 | G | 2 |  | Non-Fossil Waste | PJM_COMD | Illinois | Winnebago | 1 | 2010 | 9999 |  |  |  | 0.029032 | Default Emission Factor
Kishwaukee CHP Plant | 58177_G_3 | 58177 | G | 3 |  | Non-Fossil Waste | PJM_COMD | Illinois | Winnebago | 1 | 2010 | 9999 |  |  |  | 0.029032 | Default Emission Factor
UNH 7.9 MW Plant | 58180_G_1 | 58180 | G | 1 |  | Landfill Gas | NENGREST | New Hampshire | Strafford | 7.9 | 2006 | 9999 |  |  |  | 0.056969 | Default Emission Factor
Rand Whitney CHP Plant | 58184_G_TG-1 | 58184 | G | TG-1 |  | Combustion Turbine | NENG_CT | Connecticut | New London | 14.6 | 2005 | 9999 |  |  |  | 0.088964 | Default Emission Factor
East Campus Steam Plant | 58195_G_CT1 | 58195 | G | CT1 |  | Combustion Turbine | PJM_AP | Pennsylvania | Centre | 7.4 | 2011 | 9999 |  |  |  | 0.088964 | Default Emission Factor
Parnassus Central Utility Plant | 58198_G_GTG1 | 58198 | G | GTG1 |  | Combined Cycle | WEC_CALN | California | San Francisco | 5.2 | 1996 | 9999 |  |  |  | 0.030815 | Default Emission Factor
Parnassus Central Utility Plant | 58198_G_GTG2 | 58198 | G | GTG2 |  | Combined Cycle | WEC_CALN | California | San Francisco | 5.5 | 1996 | 9999 |  |  |  | 0.030815 | Default Emission Factor
Parnassus Central Utility Plant | 58198_G_STG1 | 58198 | G | STG1 |  | Combined Cycle | WEC_CALN | California | San Francisco | 1.8 | 1996 | 9999 |  |  |  | 0.030815 | Default Emission Factor
Central Utility Plant at White Oak | 58207_G_G1 | 58207 | G | G1 |  | Combustion Turbine | PJM_SMAC | Maryland | Montgomery | 5.6 | 2003 | 9999 |  |  |  | 0.11376 | Default Emission Factor
Central Utility Plant at White Oak | 58207_G_G10 | 58207 | G | G10 |  | Combustion Turbine | PJM_SMAC | Maryland | Montgomery | 2.3 | 2014 | 9999 |  |  |  | 0.69077 | Default Emission Factor
Central Utility Plant at White Oak | 58207_G_G11 | 58207 | G | G11 |  | Combustion Turbine | PJM_SMAC | Maryland | Montgomery | 2.3 | 2014 | 9999 |  |  |  | 0.69077 | Default Emission Factor
Central Utility Plant at White Oak | 58207_G_G12 | 58207 | G | G12 |  | Combined Cycle | PJM_SMAC | Maryland | Montgomery | 5 | 2014 | 9999 |  |  |  | 0.030815 | Default Emission Factor
Central Utility Plant at White Oak | 58207_G_G2 | 58207 | G | G2 |  | Combustion Turbine | PJM_SMAC | Maryland | Montgomery | 2.3 | 2003 | 9999 |  |  |  | 0.69077 | Default Emission Factor
Central Utility Plant at White Oak | 58207_G_G3 | 58207 | G | G3 |  | Combustion Turbine | PJM_SMAC | Maryland | Montgomery | 4.3 | 2003 | 9999 |  |  |  | 0.088964 | Default Emission Factor
Central Utility Plant at White Oak | 58207_G_G4 | 58207 | G | G4 |  | Combustion Turbine | PJM_SMAC | Maryland | Montgomery | 4.3 | 2008 | 9999 |  |  |  | 0.088964 | Default Emission Factor
Central Utility Plant at White Oak | 58207_G_G5 | 58207 | G | G5 |  | Combustion Turbine | PJM_SMAC | Maryland | Montgomery | 4.3 | 2009 | 9999 |  |  |  | 0.088964 | Default Emission Factor
Central Utility Plant at White Oak | 58207_G_G6 | 58207 | G | G6 |  | Combustion Turbine | PJM_SMAC | Maryland | Montgomery | 4.3 | 2010 | 9999 |  |  |  | 0.088964 | Default Emission Factor
Central Utility Plant at White Oak | 58207_G_G7 | 58207 | G | G7 |  | Combined Cycle | PJM_SMAC | Maryland | Montgomery | 7.5 | 2014 | 9999 |  |  |  | 0.030815 | Default Emission Factor
Central Utility Plant at White Oak | 58207_G_G8 | 58207 | G | G8 |  | Combined Cycle | PJM_SMAC | Maryland | Montgomery | 7.5 | 2014 | 9999 |  |  |  | 0.030815 | Default Emission Factor
Central Utility Plant at White Oak | 58207_G_G9 | 58207 | G | G9 |  | Combined Cycle | PJM_SMAC | Maryland | Montgomery | 4.5 | 2014 | 9999 |  |  |  | 0.030815 | Default Emission Factor
Cinnamon Bay Edgeboro Landfill | 58208_G_1 | 58208 | G | 1 |  | Landfill Gas | PJM_EMAC | New Jersey | Middlesex | 9.1 | 2011 | 9999 |  |  |  | 0.056969 | Default Emission Factor
Lee Combined Cycle Plant | 58215_G_1A | 58215 | G | 1A | 90644 | Combined Cycle | S_VACA | North Carolina | Wayne | 170 | 2012 | 9999 |  |  |  | 0.030815 | Default Emission Factor
Lee Combined Cycle Plant | 58215_G_1B | 58215 | G | 1B | 90645 | Combined Cycle | S_VACA | North Carolina | Wayne | 170 | 2012 | 9999 |  |  |  | 0.030815 | Default Emission Factor
Lee Combined Cycle Plant | 58215_G_1C | 58215 | G | 1C | 90646 | Combined Cycle | S_VACA | North Carolina | Wayne | 170 | 2012 | 9999 |  |  |  | 0.030815 | Default Emission Factor
Lee Combined Cycle Plant | 58215_G_ST1 | 58215 | G | ST1 | 90644 | Combined Cycle | S_VACA | North Carolina | Wayne | 378 | 2012 | 9999 |  |  |  | 0.030815 | Default Emission Factor
J.R. Simplot Company | 58216_G_1 | 58216 | G | 1 |  | Non-Fossil Waste | WEC_CALN | California | San Joaquin | 3.2 | 1993 | 9999 |  |  |  | 0.029032 | Default Emission Factor
GL Dairy Biogas | 58219_G_1426 | 58219 | G | 1426 |  | Non-Fossil Waste | MIS_WUMS | Wisconsin | Dane | 1.4 | 2013 | 9999 |  |  |  | 0.029032 | Default Emission Factor
GL Dairy Biogas | 58219_G_633 | 58219 | G | 633 |  | Non-Fossil Waste | MIS_WUMS | Wisconsin | Dane | 0.6 | 2013 | 9999 |  |  |  | 0.029032 | Default Emission Factor
CCSU Co-Gen-STBY Gen | 58224_G_EC#1 | 58224 | G | EC#1 |  | Combustion Turbine | NENG_CT | Connecticut | Hartford | 1.3 | 2004 | 9999 |  |  |  | 0.11376 | Default Emission Factor
CCSU Co-Gen-STBY Gen | 58224_G_EC#2 | 58224 | G | EC#2 |  | Combustion Turbine | NENG_CT | Connecticut | Hartford | 1.3 | 2004 | 9999 |  |  |  | 0.11376 | Default Emission Factor
CCSU Co-Gen-STBY Gen | 58224_G_GRND | 58224 | G | GRND |  | Combustion Turbine | NENG_CT | Connecticut | Hartford | 0.3 | 2012 | 9999 |  |  |  | 0.69077 | Default Emission Factor
CCSU Co-Gen-STBY Gen | 58224_G_MEMH | 58224 | G | MEMH |  | Combustion Turbine | NENG_CT | Connecticut | Hartford | 0.7 | 1993 | 9999 |  |  |  | 0.69077 | Default Emission Factor
Clayville | 58235_G_1 | 58235 | G | 1 | 90845 | Combustion Turbine | PJM_EMAC | New Jersey | Cumberland | 55 | 2015 | 9999 | 2019 | 1.142 | 78859 | 0.028963 | NEI 2019
Marshalltown Generating Station | 58236_G_CTG1 | 58236 | G | CTG1 | 90919 | Combined Cycle | MIS_IA | Iowa | Marshall | 209.7 | 2017 | 9999 | 2019 | 16.2516 | 1234757 | 0.013604 | NEI 2019
Marshalltown Generating Station | 58236_G_CTG2 | 58236 | G | CTG2 | 90920 | Combined Cycle | MIS_IA | Iowa | Marshall | 208.7 | 2017 | 9999 | 2019 | 9.3316 | 1176190 | 0.013604 | NEI 2019
Marshalltown Generating Station | 58236_G_STG1 | 58236 | G | STG1 | 90919 | Combined Cycle | MIS_IA | Iowa | Marshall | 230.4 | 2017 | 9999 |  |  |  | 0.013604 | NEI 2019
Northeastern Illinois University Cogen | 58245_G_GEN1 | 58245 | G | GEN1 |  | Combustion Turbine | PJM_COMD | Illinois | Cook | 0.8 | 1995 | 2045 |  |  |  | 0.11376 | Default Emission Factor
Northeastern Illinois University Cogen | 58245_G_GEN2 | 58245 | G | GEN2 |  | Combustion Turbine | PJM_COMD | Illinois | Cook | 0.8 | 1995 | 2045 |  |  |  | 0.11376 | Default Emission Factor
Northeastern Illinois University Cogen | 58245_G_GEN3 | 58245 | G | GEN3 |  | Combustion Turbine | PJM_COMD | Illinois | Cook | 0.8 | 1995 | 2045 |  |  |  | 0.11376 | Default Emission Factor
Northeastern Illinois University Cogen | 58245_G_GEN4 | 58245 | G | GEN4 |  | Combustion Turbine | PJM_COMD | Illinois | Cook | 0.8 | 1995 | 2045 |  |  |  | 0.11376 | Default Emission Factor
Millersville LFG | 58246_G_CAT1 | 58246 | G | CAT1 |  | Landfill Gas | PJM_SMAC | Maryland | Anne Arundel | 1.5 | 2012 | 9999 |  |  |  | 0.056969 | Default Emission Factor
Millersville LFG | 58246_G_CAT2 | 58246 | G | CAT2 |  | Landfill Gas | PJM_SMAC | Maryland | Anne Arundel | 1.5 | 2012 | 9999 |  |  |  | 0.056969 | Default Emission Factor
Tullytown | 58250_G_GEN1 | 58250 | G | GEN1 |  | Landfill Gas | PJM_EMAC | Pennsylvania | Bucks | 1.6 | 2013 | 9999 |  |  |  | 0.056969 | Default Emission Factor
Alpha Ridge LFG | 58252_G_JEN1 | 58252 | G | JEN1 |  | Landfill Gas | PJM_SMAC | Maryland | Howard | 1 | 2012 | 9999 |  |  |  | 0.056969 | Default Emission Factor
Chatham | 58254_G_CT02R | 58254 | G | CT02R |  | Combustion Turbine | MIS_LMI | Michigan | Kent | 3.2 | 2016 | 9999 |  |  |  | 0.088964 | Default Emission Factor
Chatham | 58254_G_CTOIS | 58254 | G | CTOIS |  | Combustion Turbine | MIS_LMI | Michigan | Kent | 3.4 | 2013 | 9999 |  |  |  | 0.088964 | Default Emission Factor
Rubart | 58255_G_01 | 58255 | G | 01 |  | Combustion Turbine | SPP_N | Kansas | Grant | 8.2 | 2014 | 9999 |  |  |  | 0.11376 | Default Emission Factor
Rubart | 58255_G_02 | 58255 | G | 02 |  | Combustion Turbine | SPP_N | Kansas | Grant | 8.2 | 2014 | 9999 |  |  |  | 0.11376 | Default Emission Factor
Rubart | 58255_G_03 | 58255 | G | 03 |  | Combustion Turbine | SPP_N | Kansas | Grant | 8.2 | 2014 | 9999 |  |  |  | 0.11376 | Default Emission Factor
Rubart | 58255_G_04 | 58255 | G | 04 |  | Combustion Turbine | SPP_N | Kansas | Grant | 8.2 | 2014 | 9999 |  |  |  | 0.11376 | Default Emission Factor
Rubart | 58255_G_05 | 58255 | G | 05 |  | Combustion Turbine | SPP_N | Kansas | Grant | 8.2 | 2014 | 9999 |  |  |  | 0.11376 | Default Emission Factor
Rubart | 58255_G_06 | 58255 | G | 06 |  | Combustion Turbine | SPP_N | Kansas | Grant | 8.2 | 2014 | 9999 |  |  |  | 0.11376 | Default Emission Factor
Rubart | 58255_G_07 | 58255 | G | 07 |  | Combustion Turbine | SPP_N | Kansas | Grant | 8.4 | 2014 | 9999 |  |  |  | 0.11376 | Default Emission Factor
Rubart | 58255_G_08 | 58255 | G | 08 |  | Combustion Turbine | SPP_N | Kansas | Grant | 8.4 | 2014 | 9999 |  |  |  | 0.11376 | Default Emission Factor
Rubart | 58255_G_09 | 58255 | G | 09 |  | Combustion Turbine | SPP_N | Kansas | Grant | 8.4 | 2014 | 9999 |  |  |  | 0.11376 | Default Emission Factor
Rubart | 58255_G_10 | 58255 | G | 10 |  | Combustion Turbine | SPP_N | Kansas | Grant | 8.4 | 2014 | 9999 |  |  |  | 0.11376 | Default Emission Factor
Rubart | 58255_G_11 | 58255 | G | 11 |  | Combustion Turbine | SPP_N | Kansas | Grant | 8.4 | 2014 | 9999 |  |  |  | 0.11376 | Default Emission Factor
Rubart | 58255_G_12 | 58255 | G | 12 |  | Combustion Turbine | SPP_N | Kansas | Grant | 8.4 | 2014 | 9999 |  |  |  | 0.11376 | Default Emission Factor
Central Utilities Plant LAX 2 | 58258_G_GEN1 | 58258 | G | GEN1 |  | Combustion Turbine | WEC_LADW | California | Los Angeles | 4.2 | 2015 | 9999 |  |  |  | 0.088964 | Default Emission Factor
Central Utilities Plant LAX 2 | 58258_G_GEN2 | 58258 | G | GEN2 |  | Combustion Turbine | WEC_LADW | California | Los Angeles | 4.2 | 2015 | 9999 |  |  |  | 0.088964 | Default Emission Factor
Brunswick County Power Station | 58260_G_CT01 | 58260 | G | CT01 | 90888 | Combined Cycle | PJM_Dom | Virginia | Brunswick | 263.9 | 2016 | 9999 | 2019 | 30.7498 | 8333358 | 0.022549 | NEI 2019
Brunswick County Power Station | 58260_G_CT02 | 58260 | G | CT02 | 90889 | Combined Cycle | PJM_Dom | Virginia | Brunswick | 263.9 | 2016 | 9999 |  |  |  | 0.022549 | NEI 2019
Brunswick County Power Station | 58260_G_CT03 | 58260 | G | CT03 | 90890 | Combined Cycle | PJM_Dom | Virginia | Brunswick | 263.9 | 2016 | 9999 |  |  |  | 0.022549 | NEI 2019
Brunswick County Power Station | 58260_G_ST01 | 58260 | G | ST01 | 90888 | Combined Cycle | PJM_Dom | Virginia | Brunswick | 579.4 | 2016 | 9999 |  |  |  | 0.022549 | NEI 2019
Apple Data Center - Fuel Cell 1&2 | 58264_G_FC1 | 58264 | G | FC1 |  | Landfill Gas | S_VACA | North Carolina | Catawba | 4.8 | 2012 | 9999 |  |  |  | 0.056969 | Default Emission Factor
Apple Data Center - Fuel Cell 1&2 | 58264_G_FC2 | 58264 | G | FC2 |  | Landfill Gas | S_VACA | North Carolina | Catawba | 5.2 | 2013 | 9999 |  |  |  | 0.056969 | Default Emission Factor
Port Westward Unit 2 | 58266_G_1 | 58266 | G | 1 |  | Combustion Turbine | WECC_PNW | Oregon | Columbia | 18.7 | 2014 | 9999 |  |  |  | 0.11376 | Default Emission Factor
Port Westward Unit 2 | 58266_G_10 | 58266 | G | 10 |  | Combustion Turbine | WECC_PNW | Oregon | Columbia | 18.7 | 2014 | 9999 |  |  |  | 0.11376 | Default Emission Factor
Port Westward Unit 2 | 58266_G_11 | 58266 | G | 11 |  | Combustion Turbine | WECC_PNW | Oregon | Columbia | 18.7 | 2014 | 9999 |  |  |  | 0.11376 | Default Emission Factor
Port Westward Unit 2 | 58266_G_12 | 58266 | G | 12 |  | Combustion Turbine | WECC_PNW | Oregon | Columbia | 18.7 | 2014 | 9999 |  |  |  | 0.11376 | Default Emission Factor
Port Westward Unit 2 | 58266_G_2 | 58266 | G | 2 |  | Combustion Turbine | WECC_PNW | Oregon | Columbia | 18.7 | 2014 | 9999 |  |  |  | 0.11376 | Default Emission Factor
Port Westward Unit 2 | 58266_G_3 | 58266 | G | 3 |  | Combustion Turbine | WECC_PNW | Oregon | Columbia | 18.7 | 2014 | 9999 |  |  |  | 0.11376 | Default Emission Factor
Port Westward Unit 2 | 58266_G_4 | 58266 | G | 4 |  | Combustion Turbine | WECC_PNW | Oregon | Columbia | 18.7 | 2014 | 9999 |  |  |  | 0.11376 | Default Emission Factor
Port Westward Unit 2 | 58266_G_5 | 58266 | G | 5 |  | Combustion Turbine | WECC_PNW | Oregon | Columbia | 18.7 | 2014 | 9999 |  |  |  | 0.11376 | Default Emission Factor
Port Westward Unit 2 | 58266_G_6 | 58266 | G | 6 |  | Combustion Turbine | WECC_PNW | Oregon | Columbia | 18.7 | 2014 | 9999 |  |  |  | 0.11376 | Default Emission Factor
Port Westward Unit 2 | 58266_G_7 | 58266 | G | 7 |  | Combustion Turbine | WECC_PNW | Oregon | Columbia | 18.7 | 2014 | 9999 |  |  |  | 0.11376 | Default Emission Factor
Port Westward Unit 2 | 58266_G_8 | 58266 | G | 8 |  | Combustion Turbine | WECC_PNW | Oregon | Columbia | 18.7 | 2014 | 9999 |  |  |  | 0.11376 | Default Emission Factor
Port Westward Unit 2 | 58266_G_9 | 58266 | G | 9 |  | Combustion Turbine | WECC_PNW | Oregon | Columbia | 18.7 | 2015 | 9999 |  |  |  | 0.11376 | Default Emission Factor
Bay View Backup Power Facility | 58269_G_G1 | 58269 | G | G1 |  | Combustion Turbine | PJM_ATSI | Ohio | Lucas | 2 | 2007 | 9999 |  |  |  | 0.69077 | Default Emission Factor
Bay View Backup Power Facility | 58269_G_G2 | 58269 | G | G2 |  | Combustion Turbine | PJM_ATSI | Ohio | Lucas | 2 | 2007 | 9999 |  |  |  | 0.11376 | Default Emission Factor
Bay View Backup Power Facility | 58269_G_G3 | 58269 | G | G3 |  | Combustion Turbine | PJM_ATSI | Ohio | Lucas | 2 | 2007 | 9999 |  |  |  | 0.11376 | Default Emission Factor
Bay View Backup Power Facility | 58269_G_G4 | 58269 | G | G4 |  | Combustion Turbine | PJM_ATSI | Ohio | Lucas | 2 | 2007 | 9999 |  |  |  | 0.11376 | Default Emission Factor
Bay View Backup Power Facility | 58269_G_G5 | 58269 | G | G5 |  | Combustion Turbine | PJM_ATSI | Ohio | Lucas | 2 | 2007 | 9999 |  |  |  | 0.11376 | Default Emission Factor
Bay View Backup Power Facility | 58269_G_G6 | 58269 | G | G6 |  | Combustion Turbine | PJM_ATSI | Ohio | Lucas | 2 | 2007 | 9999 |  |  |  | 0.11376 | Default Emission Factor
La Luz Energy Center | 58284_G_0001 | 58284 | G | 0001 | 90843 | Combustion Turbine | WECC_NM | New Mexico | Valencia | 41 | 2015 | 9999 | 2019 | 0.56 | 19460 | 0.057554 | NEI 2019
G2 Energy Hay Rd | 58320_G_362 | 58320 | G | 362 |  | Landfill Gas | WEC_CALN | California | Solano | 1.5 | 2013 | 9999 |  |  |  | 0.056969 | Default Emission Factor
Charles D. Lamb Energy Center | 58325_G_1 | 58325 | G | 1 | 90933 | Combustion Turbine | SPP_WEST | Oklahoma | Kay | 122 | 2015 | 9999 |  |  |  | 0.088964 | Default Emission Factor
PWD Northeast WPCP Biogas Cogen Plant | 58326_G_NBG1 | 58326 | G | NBG1 |  | Non-Fossil Waste | PJM_EMAC | Pennsylvania | Philadelphia | 1.4 | 2013 | 9999 |  |  |  | 0.029032 | Default Emission Factor
PWD Northeast WPCP Biogas Cogen Plant | 58326_G_NBG2 | 58326 | G | NBG2 |  | Non-Fossil Waste | PJM_EMAC | Pennsylvania | Philadelphia | 1.4 | 2013 | 9999 |  |  |  | 0.029032 | Default Emission Factor
PWD Northeast WPCP Biogas Cogen Plant | 58326_G_NBG3 | 58326 | G | NBG3 |  | Non-Fossil Waste | PJM_EMAC | Pennsylvania | Philadelphia | 1.4 | 2013 | 9999 |  |  |  | 0.029032 | Default Emission Factor
PWD Northeast WPCP Biogas Cogen Plant | 58326_G_NBG4 | 58326 | G | NBG4 |  | Non-Fossil Waste | PJM_EMAC | Pennsylvania | Philadelphia | 1.4 | 2013 | 9999 |  |  |  | 0.029032 | Default Emission Factor
Bradley Energy Center | 58327_G_UNIT1 | 58327 | G | UNIT1 |  | Combustion Turbine | NENG_CT | Connecticut | Hartford | 1.5 | 2002 | 9999 |  |  |  | 0.11376 | Default Emission Factor
Bradley Energy Center | 58327_G_UNIT2 | 58327 | G | UNIT2 |  | Combustion Turbine | NENG_CT | Connecticut | Hartford | 1.2 | 2002 | 9999 |  |  |  | 0.11376 | Default Emission Factor
Bradley Energy Center | 58327_G_UNIT3 | 58327 | G | UNIT3 |  | Combustion Turbine | NENG_CT | Connecticut | Hartford | 1.2 | 2002 | 9999 |  |  |  | 0.11376 | Default Emission Factor
Bradley Energy Center | 58327_G_UNIT4 | 58327 | G | UNIT4 |  | Combustion Turbine | NENG_CT | Connecticut | Hartford | 1.9 | 2010 | 9999 |  |  |  | 0.11376 | Default Emission Factor
North Chicago Energy Center | 58328_G_GT1 | 58328 | G | GT1 |  | Combustion Turbine | PJM_COMD | Illinois | Lake | 5.2 | 2003 | 2045 |  |  |  | 0.088964 | Default Emission Factor
North Chicago Energy Center | 58328_G_GT2 | 58328 | G | GT2 |  | Combustion Turbine | PJM_COMD | Illinois | Lake | 7.1 | 2005 | 2045 |  |  |  | 0.088964 | Default Emission Factor
Rochelle Energy Center | 58377_G_REC1 | 58377 | G | REC1 |  | Landfill Gas | PJM_COMD | Illinois | Ogle | 1.6 | 2011 | 9999 |  |  |  | 0.056969 | Default Emission Factor
Rochelle Energy Center | 58377_G_REC2 | 58377 | G | REC2 |  | Landfill Gas | PJM_COMD | Illinois | Ogle | 1.6 | 2011 | 9999 |  |  |  | 0.056969 | Default Emission Factor
Rochelle Energy Center | 58377_G_REC3 | 58377 | G | REC3 |  | Landfill Gas | PJM_COMD | Illinois | Ogle | 1.6 | 2011 | 9999 |  |  |  | 0.056969 | Default Emission Factor
W.A. Parish Carbon Capture Plant | 58378_G_GT2 | 58378 | G | GT2 | 90816 | Combustion Turbine | ERC_REST | Texas | Fort Bend | 74 | 2013 | 9999 | 2019 | 8.4843 | 343230 | 0.049438 | NEI 2019
Cold Canyon 1 | 58379_G_W3998 | 58379 | G | W3998 |  | Landfill Gas | WEC_CALN | California | San Luis Obispo | 1.5 | 2013 | 9999 |  |  |  | 0.056969 | Default Emission Factor
Threemile Digester | 58382_G_GEN1 | 58382 | G | GEN1 |  | Non-Fossil Waste | WECC_PNW | Oregon | Morrow | 1.6 | 2012 | 9999 |  |  |  | 0.029032 | Default Emission Factor
Threemile Digester | 58382_G_GEN2 | 58382 | G | GEN2 |  | Non-Fossil Waste | WECC_PNW | Oregon | Morrow | 1.6 | 2012 | 9999 |  |  |  | 0.029032 | Default Emission Factor
Threemile Digester | 58382_G_GEN3 | 58382 | G | GEN3 |  | Non-Fossil Waste | WECC_PNW | Oregon | Morrow | 1.6 | 2012 | 9999 |  |  |  | 0.029032 | Default Emission Factor
Ameresco Johnson Canyon | 58397_G_ENG1 | 58397 | G | ENG1 |  | Landfill Gas | WEC_CALN | California | Monterey | 1.4 | 2013 | 9999 |  |  |  | 0.056969 | Default Emission Factor
Synergy Biogas | 58399_G_1 | 58399 | G | 1 |  | Non-Fossil Waste | NY_Z_B | New York | Wyoming | 1.2 | 2011 | 9999 |  |  |  | 0.029032 | Default Emission Factor
Panda Liberty Generation Plant | 58420_G_GEN1 | 58420 | G | GEN1 | 90864 | Combined Cycle | PJM_PENE | Pennsylvania | Bradford | 378 | 2016 | 9999 | 2019 | 4.38 | 2532759 | 0.003459 | NEI 2019
Panda Liberty Generation Plant | 58420_G_GEN2 | 58420 | G | GEN2 | 90865 | Combined Cycle | PJM_PENE | Pennsylvania | Bradford | 378 | 2016 | 9999 | 2019 | 3.08 | 2246896 | 0.002742 | NEI 2019
Panda Patriot Generation Plant | 58426_G_GEN1 | 58426 | G | GEN1 | 90868 | Combined Cycle | PJM_WMAC | Pennsylvania | Lycoming | 382.5 | 2016 | 9999 | 2019 | 15.62 | 2058197 | 0.015178 | NEI 2019
Panda Patriot Generation Plant | 58426_G_GEN2 | 58426 | G | GEN2 | 90869 | Combined Cycle | PJM_WMAC | Pennsylvania | Lycoming | 382.5 | 2016 | 9999 | 2019 | 14.01 | 1912354 | 0.014652 | NEI 2019
Lansing BWL REO Town Plant | 58427_G_CTG1 | 58427 | G | CTG1 | 90870 | Combined Cycle | MIS_LMI | Michigan | Ingham | 31 | 2013 | 9999 |  |  |  | 0.030815 | Default Emission Factor
Lansing BWL REO Town Plant | 58427_G_CTG2 | 58427 | G | CTG2 | 90871 | Combined Cycle | MIS_LMI | Michigan | Ingham | 31 | 2013 | 9999 |  |  |  | 0.030815 | Default Emission Factor
Lansing BWL REO Town Plant | 58427_G_ST | 58427 | G | ST | 90870 | Combined Cycle | MIS_LMI | Michigan | Ingham | 12.9 | 2013 | 9999 |  |  |  | 0.030815 | Default Emission Factor
Sunshine Gas Producers | 58429_G_1 | 58429 | G | 1 |  | Landfill Gas | WEC_LADW | California | Los Angeles | 4 | 2014 | 9999 |  |  |  | 0.056969 | Default Emission Factor
Sunshine Gas Producers | 58429_G_2 | 58429 | G | 2 |  | Landfill Gas | WEC_LADW | California | Los Angeles | 4 | 2014 | 9999 |  |  |  | 0.056969 | Default Emission Factor
Sunshine Gas Producers | 58429_G_3 | 58429 | G | 3 |  | Landfill Gas | WEC_LADW | California | Los Angeles | 4 | 2014 | 9999 |  |  |  | 0.056969 | Default Emission Factor
Sunshine Gas Producers | 58429_G_4 | 58429 | G | 4 |  | Landfill Gas | WEC_LADW | California | Los Angeles | 4 | 2014 | 9999 |  |  |  | 0.056969 | Default Emission Factor
Sunshine Gas Producers | 58429_G_5 | 58429 | G | 5 |  | Landfill Gas | WEC_LADW | California | Los Angeles | 4 | 2014 | 9999 |  |  |  | 0.056969 | Default Emission Factor
Houweling Nurseries | 58432_G_COG1 | 58432 | G | COG1 |  | Combustion Turbine | WECC_SCE | California | Ventura | 4.4 | 2012 | 9999 |  |  |  | 0.11376 | Default Emission Factor
Houweling Nurseries | 58432_G_COG2 | 58432 | G | COG2 |  | Combustion Turbine | WECC_SCE | California | Ventura | 4.4 | 2012 | 9999 |  |  |  | 0.11376 | Default Emission Factor
Houweling Nurseries | 58432_G_COG3 | 58432 | G | COG3 |  | Combustion Turbine | WECC_SCE | California | Ventura | 4.4 | 2013 | 9999 |  |  |  | 0.11376 | Default Emission Factor
Ameresco Vasco Road | 58435_G_ENG1 | 58435 | G | ENG1 |  | Landfill Gas | WEC_CALN | California | Alameda | 2.1 | 2014 | 9999 |  |  |  | 0.056969 | Default Emission Factor
Ameresco Vasco Road | 58435_G_ENG2 | 58435 | G | ENG2 |  | Landfill Gas | WEC_CALN | California | Alameda | 2.1 | 2014 | 9999 |  |  |  | 0.056969 | Default Emission Factor
Ameresco San Joaquin | 58436_G_ENG1 | 58436 | G | ENG1 |  | Landfill Gas | WEC_CALN | California | San Joaquin | 2.1 | 2014 | 9999 |  |  |  | 0.056969 | Default Emission Factor
Ameresco San Joaquin | 58436_G_ENG2 | 58436 | G | ENG2 |  | Landfill Gas | WEC_CALN | California | San Joaquin | 2.1 | 2014 | 9999 |  |  |  | 0.056969 | Default Emission Factor
Ameresco Forward | 58437_G_ENG1 | 58437 | G | ENG1 |  | Landfill Gas | WEC_CALN | California | San Joaquin | 2.1 | 2014 | 9999 |  |  |  | 0.056969 | Default Emission Factor
Ameresco Forward | 58437_G_ENG2 | 58437 | G | ENG2 |  | Landfill Gas | WEC_CALN | California | San Joaquin | 2.1 | 2014 | 9999 |  |  |  | 0.056969 | Default Emission Factor
Ector County Energy Center | 58471_G_CTG1 | 58471 | G | CTG1 | 90984 | Combustion Turbine | ERC_WEST | Texas | Ector | 150 | 2015 | 9999 |  |  |  | 0.088964 | Default Emission Factor
Ector County Energy Center | 58471_G_CTG2 | 58471 | G | CTG2 | 90985 | Combustion Turbine | ERC_WEST | Texas | Ector | 150 | 2015 | 9999 |  |  |  | 0.088964 | Default Emission Factor
Dart Container Corp | 58476_G_LFGT1 | 58476 | G | LFGT1 |  | Landfill Gas | PJM_EMAC | Pennsylvania | Lancaster | 4.6 | 2012 | 9999 |  |  |  | 0.056969 | Default Emission Factor
Dart Container Corp | 58476_G_LFGT2 | 58476 | G | LFGT2 |  | Landfill Gas | PJM_EMAC | Pennsylvania | Lancaster | 4.6 | 2012 | 9999 |  |  |  | 0.056969 | Default Emission Factor
LEPA Unit No. 1 | 58478_G_LEPA1 | 58478 | G | LEPA1 | 91024 | Combined Cycle | MIS_LA | Louisiana | St Mary | 48 | 2016 | 9999 | 2019 | 6.4102 | 158211 | 0.081034 | NEI 2019
LEPA Unit No. 1 | 58478_G_LEPA2 | 58478 | G | LEPA2 |  | Combined Cycle | MIS_LA | Louisiana | St Mary | 16 | 2016 | 9999 |  |  |  | 0.081034 | NEI 2019
MAS ASB Cogen Plant | 58484_G_1 | 58484 | G | 1 |  | Landfill Gas | S_SOU | Georgia | Fulton | 2.2 | 2012 | 9999 |  |  |  | 0.056969 | Default Emission Factor
MAS ASB Cogen Plant | 58484_G_2 | 58484 | G | 2 |  | Landfill Gas | S_SOU | Georgia | Fulton | 2.2 | 2012 | 9999 |  |  |  | 0.056969 | Default Emission Factor
MAS ASB Cogen Plant | 58484_G_3 | 58484 | G | 3 |  | Landfill Gas | S_SOU | Georgia | Fulton | 2.2 | 2012 | 9999 |  |  |  | 0.056969 | Default Emission Factor
L&S Sweetners | 58497_G_GEN1 | 58497 | G | GEN1 |  | Landfill Gas | PJM_EMAC | Pennsylvania | Lancaster | 1.6 | 2013 | 9999 |  |  |  | 0.056969 | Default Emission Factor
L&S Sweetners | 58497_G_GEN2 | 58497 | G | GEN2 |  | Landfill Gas | PJM_EMAC | Pennsylvania | Lancaster | 1.6 | 2013 | 9999 |  |  |  | 0.056969 | Default Emission Factor
Carty Generating Station | 58503_G_GEN1 | 58503 | G | GEN1 | 90906 | Combined Cycle | WECC_PNW | Oregon | Morrow | 246.7 | 2016 | 9999 | 2019 | 102 | 2989615 | 0.068236 | NEI 2019
Carty Generating Station | 58503_G_GEN2 | 58503 | G | GEN2 | 90906 | Combined Cycle | WECC_PNW | Oregon | Morrow | 166.3 | 2016 | 9999 |  |  |  | 0.068236 | NEI 2019
Stoltze CoGen1 | 58523_G_STL2 | 58523 | G | STL2 |  | Biomass | WECC_MT | Montana | Flathead | 3 | 2013 | 9999 |  |  |  | 0.26668 | Default Emission Factor
City of Hayward WWTP | 58525_G_COGEN | 58525 | G | COGEN |  | Non-Fossil Waste | WEC_CALN | California | Alameda | 1.1 | 2014 | 9999 |  |  |  | 0.029032 | Default Emission Factor
Uwharrie Mountain Renewable | 58526_G_1 | 58526 | G | 1 |  | Landfill Gas | S_VACA | North Carolina | Montgomery | 1.6 | 2014 | 9999 |  |  |  | 0.056969 | Default Emission Factor
Uwharrie Mountain Renewable | 58526_G_2 | 58526 | G | 2 |  | Landfill Gas | S_VACA | North Carolina | Montgomery | 1.6 | 2014 | 9999 |  |  |  | 0.056969 | Default Emission Factor
Uwharrie Mountain Renewable | 58526_G_3 | 58526 | G | 3 |  | Landfill Gas | S_VACA | North Carolina | Montgomery | 1.6 | 2014 | 9999 |  |  |  | 0.056969 | Default Emission Factor
Uwharrie Mountain Renewable | 58526_G_4 | 58526 | G | 4 |  | Landfill Gas | S_VACA | North Carolina | Montgomery | 1.6 | 2014 | 9999 |  |  |  | 0.056969 | Default Emission Factor
Uwharrie Mountain Renewable | 58526_G_5 | 58526 | G | 5 |  | Landfill Gas | S_VACA | North Carolina | Montgomery | 1.6 | 2014 | 9999 |  |  |  | 0.056969 | Default Emission Factor
Uwharrie Mountain Renewable | 58526_G_6 | 58526 | G | 6 |  | Landfill Gas | S_VACA | North Carolina | Montgomery | 1.6 | 2014 | 9999 |  |  |  | 0.056969 | Default Emission Factor
Watervliet | 58546_G_GEN1 | 58546 | G | GEN1 |  | Landfill Gas | PJM_West | Michigan | Berrien | 1.6 | 2013 | 9999 |  |  |  | 0.056969 | Default Emission Factor
Watervliet | 58546_G_GEN2 | 58546 | G | GEN2 |  | Landfill Gas | PJM_West | Michigan | Berrien | 1.6 | 2013 | 9999 |  |  |  | 0.056969 | Default Emission Factor
Mesquite Generating Station Block 1 | 58557_G_GT1 | 58557 | G | GT1 | 4859 | Combined Cycle | WECC_AZ | Arizona | Maricopa | 153 | 2003 | 9999 | 2019 | 22.91 | 2315108 | 0.031313 | NEI 2019
Mesquite Generating Station Block 1 | 58557_G_GT2 | 58557 | G | GT2 | 4860 | Combined Cycle | WECC_AZ | Arizona | Maricopa | 153 | 2003 | 9999 | 2019 | 27.4403 | 900850 | 0.031313 | NEI 2019
Mesquite Generating Station Block 1 | 58557_G_ST1 | 58557 | G | ST1 | 4859 | Combined Cycle | WECC_AZ | Arizona | Maricopa | 289 | 2003 | 9999 |  |  |  | 0.031313 | NEI 2019
Onslow Power Producers | 58558_G_GEN1 | 58558 | G | GEN1 |  | Landfill Gas | S_VACA | North Carolina | Onslow | 1.9 | 2013 | 9999 |  |  |  | 0.056969 | Default Emission Factor
Bi-County Gas Producers | 58559_G_GEN1 | 58559 | G | GEN1 |  | Landfill Gas | S_C_TVA | Tennessee | Montgomery | 0.9 | 2011 | 9999 |  |  |  | 0.056969 | Default Emission Factor
Bi-County Gas Producers | 58559_G_GEN2 | 58559 | G | GEN2 |  | Landfill Gas | S_C_TVA | Tennessee | Montgomery | 1.9 | 2013 | 9999 |  |  |  | 0.056969 | Default Emission Factor
Montana Power Station | 58562_G_GT-1 | 58562 | G | GT-1 | 90902 | Combustion Turbine | WECC_NM | Texas | El Paso | 88.2 | 2015 | 9999 | 2019 | 5.4716 | 254249.5663 | 0.043041 | NEI 2019
Montana Power Station | 58562_G_GT-2 | 58562 | G | GT-2 | 90903 | Combustion Turbine | WECC_NM | Texas | El Paso | 88.2 | 2015 | 9999 | 2019 | 5.263 | 254249.5663 | 0.0414 | NEI 2019
Montana Power Station | 58562_G_GT-3 | 58562 | G | GT-3 | 90904 | Combustion Turbine | WECC_NM | Texas | El Paso | 94.2 | 2016 | 9999 | 2019 | 4.0867 | 271545.4552 | 0.0301 | NEI 2019
Montana Power Station | 58562_G_GT-4 | 58562 | G | GT-4 | 90905 | Combustion Turbine | WECC_NM | Texas | El Paso | 94.2 | 2016 | 9999 | 2019 | 4.6817 | 271545.4552 | 0.034482 | NEI 2019
Hometown Bio Energy LLC | 58563_G_HTBE | 58563 | G | HTBE |  | Non-Fossil Waste | MIS_MNWI | Minnesota | Le Sueur | 7.6 | 2013 | 9999 |  |  |  | 0.029032 | Default Emission Factor
Gettysburg Energy & Nutrient Rec Facility | 58565_G_GENRF | 58565 | G | GENRF |  | Biomass | PJM_WMAC | Pennsylvania | Adams | 2.5 | 2013 | 9999 |  |  |  | 0.26668 | Default Emission Factor
Smithfield Packaged Meats Corp. | 58575_G_1 | 58575 | G | 1 |  | Combustion Turbine | S_VACA | North Carolina | Lenoir | 2.3 | 2013 | 9999 |  |  |  | 0.69077 | Default Emission Factor
Smithfield Packaged Meats Corp. | 58575_G_2 | 58575 | G | 2 |  | Combustion Turbine | S_VACA | North Carolina | Lenoir | 2.3 | 2013 | 9999 |  |  |  | 0.69077 | Default Emission Factor
Smithfield Packaged Meats Corp. | 58575_G_3 | 58575 | G | 3 |  | Combustion Turbine | S_VACA | North Carolina | Lenoir | 2.3 | 2013 | 9999 |  |  |  | 0.69077 | Default Emission Factor
Smithfield Packaged Meats Corp. | 58575_G_4 | 58575 | G | 4 |  | Combustion Turbine | S_VACA | North Carolina | Lenoir | 2.3 | 2013 | 9999 |  |  |  | 0.69077 | Default Emission Factor
Veolia ES Blackfoot Landfill Facility | 58577_G_BLG1 | 58577 | G | BLG1 |  | Landfill Gas | MIS_INKY | Indiana | Pike | 1.1 | 2009 | 9999 |  |  |  | 0.056969 | Default Emission Factor
Veolia ES Blackfoot Landfill Facility | 58577_G_BLG2 | 58577 | G | BLG2 |  | Landfill Gas | MIS_INKY | Indiana | Pike | 1.1 | 2009 | 9999 |  |  |  | 0.056969 | Default Emission Factor
HTW Plant 303 COGEN | 58597_G_CGN1 | 58597 | G | CGN1 |  | Combustion Turbine | WECC_UT | Utah | Salt Lake | 5.6 | 2008 | 9999 |  |  |  | 0.088964 | Default Emission Factor
One Market Plaza | 58607_G_1 | 58607 | G | 1 |  | Combustion Turbine | WEC_CALN | California | San Francisco | 0.5 | 2003 | 9999 |  |  |  | 0.11376 | Default Emission Factor
One Market Plaza | 58607_G_2 | 58607 | G | 2 |  | Combustion Turbine | WEC_CALN | California | San Francisco | 0.5 | 2003 | 9999 |  |  |  | 0.11376 | Default Emission Factor
One Market Plaza | 58607_G_3 | 58607 | G | 3 |  | Combustion Turbine | WEC_CALN | California | San Francisco | 0.5 | 2003 | 9999 |  |  |  | 0.11376 | Default Emission Factor
Transamerica Pyramid | 58619_G_1 | 58619 | G | 1 |  | Combustion Turbine | WEC_CALN | California | San Francisco | 0.5 | 2007 | 9999 |  |  |  | 0.11376 | Default Emission Factor
Transamerica Pyramid | 58619_G_2 | 58619 | G | 2 |  | Combustion Turbine | WEC_CALN | California | San Francisco | 0.5 | 2007 | 9999 |  |  |  | 0.11376 | Default Emission Factor
Orbit Energy Charlotte | 58638_G_1 | 58638 | G | 1 |  | Non-Fossil Waste | S_VACA | North Carolina | Mecklenburg | 5.2 | 2016 | 9999 |  |  |  | 0.029032 | Default Emission Factor
Finley Buttes Landfill Gas | 58687_G_GEN1 | 58687 | G | GEN1 |  | Landfill Gas | WECC_PNW | Oregon | Morrow | 1.6 | 2007 | 9999 |  |  |  | 0.056969 | Default Emission Factor
Finley Buttes Landfill Gas | 58687_G_GEN2 | 58687 | G | GEN2 |  | Landfill Gas | WECC_PNW | Oregon | Morrow | 1.6 | 2007 | 9999 |  |  |  | 0.056969 | Default Emission Factor
Finley Buttes Landfill Gas | 58687_G_GEN3 | 58687 | G | GEN3 |  | Landfill Gas | WECC_PNW | Oregon | Morrow | 1.6 | 2007 | 9999 |  |  |  | 0.056969 | Default Emission Factor
LRI LFGTE Facility | 58688_G_A | 58688 | G | A |  | Landfill Gas | WECC_PNW | Washington | Pierce | 1.5 | 2013 | 9999 |  |  |  | 0.056969 | Default Emission Factor
LRI LFGTE Facility | 58688_G_B | 58688 | G | B |  | Landfill Gas | WECC_PNW | Washington | Pierce | 1.5 | 2013 | 9999 |  |  |  | 0.056969 | Default Emission Factor
LRI LFGTE Facility | 58688_G_C | 58688 | G | C |  | Landfill Gas | WECC_PNW | Washington | Pierce | 1.5 | 2013 | 9999 |  |  |  | 0.056969 | Default Emission Factor
L V Sutton Combined Cycle | 58697_G_CA1 | 58697 | G | CA1 | 90667 | Combined Cycle | S_VACA | North Carolina | New Hanover | 266 | 2013 | 9999 |  |  |  | 0.030815 | Default Emission Factor
L V Sutton Combined Cycle | 58697_G_CT004 | 58697 | G | CT004 |  | Combustion Turbine | S_VACA | North Carolina | New Hanover | 39 | 2017 | 9999 |  |  |  | 0.088964 | Default Emission Factor
L V Sutton Combined Cycle | 58697_G_CT005 | 58697 | G | CT005 |  | Combustion Turbine | S_VACA | North Carolina | New Hanover | 39 | 2017 | 9999 |  |  |  | 0.088964 | Default Emission Factor
L V Sutton Combined Cycle | 58697_G_CT1 | 58697 | G | CT1 | 90667 | Combined Cycle | S_VACA | North Carolina | New Hanover | 170 | 2013 | 9999 |  |  |  | 0.030815 | Default Emission Factor
L V Sutton Combined Cycle | 58697_G_CT2 | 58697 | G | CT2 | 90668 | Combined Cycle | S_VACA | North Carolina | New Hanover | 171 | 2013 | 9999 |  |  |  | 0.030815 | Default Emission Factor
ABEC Bidart-Old River LLC | 58699_G_GEN 1 | 58699 | G | GEN 1 |  | Non-Fossil Waste | WECC_SCE | California | Kern | 0.9 | 2013 | 9999 |  |  |  | 0.029032 | Default Emission Factor
ABEC Bidart-Old River LLC | 58699_G_GEN 2 | 58699 | G | GEN 2 |  | Non-Fossil Waste | WECC_SCE | California | Kern | 0.9 | 2013 | 9999 |  |  |  | 0.029032 | Default Emission Factor
Zeeland Farm Services | 58704_G_CAT-1 | 58704 | G | CAT-1 |  | Non-Fossil Waste | MIS_LMI | Michigan | Ottawa | 1.4 | 2006 | 9999 |  |  |  | 0.029032 | Default Emission Factor
Zeeland Farm Services | 58704_G_CAT-2 | 58704 | G | CAT-2 |  | Non-Fossil Waste | MIS_LMI | Michigan | Ottawa | 1.5 | 2009 | 9999 |  |  |  | 0.029032 | Default Emission Factor
Oxbow Creek | 58714_G_GEN1 | 58714 | G | GEN1 |  | Combustion Turbine | PJM_PENE | Pennsylvania | Wyoming | 4.2 | 2019 | 9999 |  |  |  | 0.086552 | Default Emission Factor
Oxbow Creek | 58714_G_GEN2 | 58714 | G | GEN2 |  | Combustion Turbine | PJM_PENE | Pennsylvania | Wyoming | 4.2 | 2019 | 9999 |  |  |  | 0.086552 | Default Emission Factor
Oxbow Creek | 58714_G_GEN3 | 58714 | G | GEN3 |  | Combustion Turbine | PJM_PENE | Pennsylvania | Wyoming | 4.2 | 2019 | 9999 |  |  |  | 0.086552 | Default Emission Factor
Oxbow Creek | 58714_G_GEN4 | 58714 | G | GEN4 |  | Combustion Turbine | PJM_PENE | Pennsylvania | Wyoming | 4.2 | 2019 | 9999 |  |  |  | 0.086552 | Default Emission Factor
Oxbow Creek | 58714_G_GEN5 | 58714 | G | GEN5 |  | Combustion Turbine | PJM_PENE | Pennsylvania | Wyoming | 4.2 | 2019 | 9999 |  |  |  | 0.086552 | Default Emission Factor
Roundtop | 58715_G_GEN1 | 58715 | G | GEN1 |  | Combustion Turbine | PJM_PENE | Pennsylvania | Susquehanna | 4.2 | 2015 | 9999 |  |  |  | 0.11376 | Default Emission Factor
Roundtop | 58715_G_GEN2 | 58715 | G | GEN2 |  | Combustion Turbine | PJM_PENE | Pennsylvania | Susquehanna | 4.2 | 2015 | 9999 |  |  |  | 0.11376 | Default Emission Factor
Roundtop | 58715_G_GEN3 | 58715 | G | GEN3 |  | Combustion Turbine | PJM_PENE | Pennsylvania | Susquehanna | 4.2 | 2015 | 9999 |  |  |  | 0.11376 | Default Emission Factor
Roundtop | 58715_G_GEN4 | 58715 | G | GEN4 |  | Combustion Turbine | PJM_PENE | Pennsylvania | Susquehanna | 4.2 | 2015 | 9999 |  |  |  | 0.11376 | Default Emission Factor
Roundtop | 58715_G_GEN5 | 58715 | G | GEN5 |  | Combustion Turbine | PJM_PENE | Pennsylvania | Susquehanna | 4.2 | 2015 | 9999 |  |  |  | 0.11376 | Default Emission Factor
GreenWhey Energy Inc | 58747_G_GEN1 | 58747 | G | GEN1 |  | Non-Fossil Waste | MIS_MNWI | Wisconsin | Polk | 1.6 | 2013 | 9999 |  |  |  | 0.029032 | Default Emission Factor
GreenWhey Energy Inc | 58747_G_GEN2 | 58747 | G | GEN2 |  | Non-Fossil Waste | MIS_MNWI | Wisconsin | Polk | 1.6 | 2013 | 9999 |  |  |  | 0.029032 | Default Emission Factor
Beaver Dam | 58811_G_GEN1 | 58811 | G | GEN1 |  | Combustion Turbine | PJM_PENE | Pennsylvania | Bradford | 4.2 | 2016 | 9999 |  |  |  | 0.11376 | Default Emission Factor
Beaver Dam | 58811_G_GEN2 | 58811 | G | GEN2 |  | Combustion Turbine | PJM_PENE | Pennsylvania | Bradford | 4.2 | 2016 | 9999 |  |  |  | 0.11376 | Default Emission Factor
Beaver Dam | 58811_G_GEN3 | 58811 | G | GEN3 |  | Combustion Turbine | PJM_PENE | Pennsylvania | Bradford | 4.2 | 2016 | 9999 |  |  |  | 0.11376 | Default Emission Factor
Beaver Dam | 58811_G_GEN4 | 58811 | G | GEN4 |  | Combustion Turbine | PJM_PENE | Pennsylvania | Bradford | 4.2 | 2016 | 9999 |  |  |  | 0.11376 | Default Emission Factor
Beaver Dam | 58811_G_GEN5 | 58811 | G | GEN5 |  | Combustion Turbine | PJM_PENE | Pennsylvania | Bradford | 4.2 | 2016 | 9999 |  |  |  | 0.11376 | Default Emission Factor
Alpaca | 58813_G_1 | 58813 | G | 1 |  | Combustion Turbine | PJM_PENE | Pennsylvania | Bradford | 6.8 | 2017 | 9999 |  |  |  | 0.11376 | Default Emission Factor
Alpaca | 58813_G_2 | 58813 | G | 2 |  | Combustion Turbine | PJM_PENE | Pennsylvania | Bradford | 6.8 | 2017 | 9999 |  |  |  | 0.11376 | Default Emission Factor
Alpaca | 58813_G_3 | 58813 | G | 3 |  | Combustion Turbine | PJM_PENE | Pennsylvania | Bradford | 6.8 | 2017 | 9999 |  |  |  | 0.11376 | Default Emission Factor
Hilton NY Co Gen Plant | 58815_G_1 | 58815 | G | 1 |  | Combustion Turbine | NY_Z_J | New York | New York | 1.8 | 2013 | 9999 |  |  |  | 0.11376 | Default Emission Factor
Milan | 58818_G_1 | 58818 | G | 1 |  | Combustion Turbine | PJM_PENE | Pennsylvania | Bradford | 6.8 | 2017 | 9999 |  |  |  | 0.11376 | Default Emission Factor
Milan | 58818_G_2 | 58818 | G | 2 |  | Combustion Turbine | PJM_PENE | Pennsylvania | Bradford | 6.8 | 2017 | 9999 |  |  |  | 0.11376 | Default Emission Factor
Milan | 58818_G_3 | 58818 | G | 3 |  | Combustion Turbine | PJM_PENE | Pennsylvania | Bradford | 6.8 | 2017 | 9999 |  |  |  | 0.11376 | Default Emission Factor
MTHS Co-Gen Buildings | 58825_G_STH1 | 58825 | G | STH1 |  | Combustion Turbine | PJM_COMD | Illinois | Cook | 0.6 | 1992 | 2045 |  |  |  | 0.11376 | Default Emission Factor
MTHS Co-Gen Buildings | 58825_G_STH2 | 58825 | G | STH2 |  | Combustion Turbine | PJM_COMD | Illinois | Cook | 0.6 | 1992 | 2045 |  |  |  | 0.11376 | Default Emission Factor
Richland Center Renewable Energy LLC | 58834_G_UNIT1 | 58834 | G | UNIT1 |  | Non-Fossil Waste | MIS_MNWI | Wisconsin | Richland | 0.8 | 2013 | 9999 |  |  |  | 0.029032 | Default Emission Factor
Richland Center Renewable Energy LLC | 58834_G_UNIT2 | 58834 | G | UNIT2 |  | Non-Fossil Waste | MIS_MNWI | Wisconsin | Richland | 0.8 | 2013 | 9999 |  |  |  | 0.029032 | Default Emission Factor
Elk Station | 58835_G_ELK1 | 58835 | G | ELK1 |  | Combustion Turbine | SPP_SPS | Texas | Hale | 195 | 2015 | 9999 |  |  |  | 0.088964 | Default Emission Factor
Elk Station | 58835_G_ELK2 | 58835 | G | ELK2 |  | Combustion Turbine | SPP_SPS | Texas | Hale | 195 | 2016 | 9999 |  |  |  | 0.088964 | Default Emission Factor
Elk Station | 58835_G_ELK3 | 58835 | G | ELK3 |  | Combustion Turbine | SPP_SPS | Texas | Hale | 195 | 2016 | 9999 |  |  |  | 0.088964 | Default Emission Factor
Reventure Park | 58865_G_LFG | 58865 | G | LFG |  | Landfill Gas | S_VACA | North Carolina | Mecklenburg | 1.9 | 2014 | 9999 |  |  |  | 0.056969 | Default Emission Factor
Reventure Park | 58865_G_RNG | 58865 | G | RNG |  | Landfill Gas | S_VACA | North Carolina | Mecklenburg | 1.6 | 2015 | 9999 |  |  |  | 0.056969 | Default Emission Factor
Rentech Nitrogen Pasadena Cogeneration | 58870_G_MG202 | 58870 | G | MG202 |  | Non-Fossil Waste | ERC_REST | Texas | Harris | 14 | 2015 | 9999 |  |  |  | 0.029032 | Default Emission Factor
Temple SEGF | 58897_G_19G01 | 58897 | G | 19G01 |  | Combustion Turbine | PJM_EMAC | Pennsylvania | Philadelphia | 1.6 | 1993 | 9999 |  |  |  | 0.11376 | Default Emission Factor
Temple SEGF | 58897_G_19G02 | 58897 | G | 19G02 |  | Combustion Turbine | PJM_EMAC | Pennsylvania | Philadelphia | 1.6 | 1993 | 9999 |  |  |  | 0.11376 | Default Emission Factor
Temple SEGF | 58897_G_19G03 | 58897 | G | 19G03 |  | Combustion Turbine | PJM_EMAC | Pennsylvania | Philadelphia | 1.6 | 1993 | 9999 |  |  |  | 0.11376 | Default Emission Factor
Temple SEGF | 58897_G_19G04 | 58897 | G | 19G04 |  | Combustion Turbine | PJM_EMAC | Pennsylvania | Philadelphia | 1.6 | 1993 | 9999 |  |  |  | 0.11376 | Default Emission Factor
Temple SEGF | 58897_G_19G05 | 58897 | G | 19G05 |  | Combustion Turbine | PJM_EMAC | Pennsylvania | Philadelphia | 1.6 | 1993 | 9999 |  |  |  | 0.11376 | Default Emission Factor
Temple SEGF | 58897_G_19G06 | 58897 | G | 19G06 |  | Combustion Turbine | PJM_EMAC | Pennsylvania | Philadelphia | 1.6 | 1993 | 9999 |  |  |  | 0.11376 | Default Emission Factor
Temple SEGF | 58897_G_19G07 | 58897 | G | 19G07 |  | Combustion Turbine | PJM_EMAC | Pennsylvania | Philadelphia | 1.6 | 1993 | 9999 |  |  |  | 0.11376 | Default Emission Factor
Temple SEGF | 58897_G_19G08 | 58897 | G | 19G08 |  | Combustion Turbine | PJM_EMAC | Pennsylvania | Philadelphia | 1.6 | 1993 | 9999 |  |  |  | 0.11376 | Default Emission Factor
Temple SEGF | 58897_G_19G09 | 58897 | G | 19G09 |  | Combustion Turbine | PJM_EMAC | Pennsylvania | Philadelphia | 1.6 | 1993 | 9999 |  |  |  | 0.11376 | Default Emission Factor
Temple SEGF | 58897_G_19G10 | 58897 | G | 19G10 |  | Combustion Turbine | PJM_EMAC | Pennsylvania | Philadelphia | 1.6 | 1993 | 9999 |  |  |  | 0.11376 | Default Emission Factor
MCAGCC Cogen Plant | 58914_G_CG1 | 58914 | G | CG1 |  | Combustion Turbine | WECC_SCE | California | San Bernardino | 7 | 2003 | 9999 |  |  |  | 0.088964 | Default Emission Factor
MCAGCC Cogen Plant | 58914_G_CG100 | 58914 | G | CG100 |  | Combustion Turbine | WECC_SCE | California | San Bernardino | 4.6 | 2014 | 9999 |  |  |  | 0.088964 | Default Emission Factor
MCAGCC Cogen Plant | 58914_G_CG200 | 58914 | G | CG200 |  | Combustion Turbine | WECC_SCE | California | San Bernardino | 4.6 | 2014 | 9999 |  |  |  | 0.088964 | Default Emission Factor
Napoleon Biogas | 58921_G_GEN1 | 58921 | G | GEN1 |  | Non-Fossil Waste | PJM_ATSI | Ohio | Henry | 1.2 | 2013 | 9999 |  |  |  | 0.029032 | Default Emission Factor
Napoleon Biogas | 58921_G_GEN2 | 58921 | G | GEN2 |  | Non-Fossil Waste | PJM_ATSI | Ohio | Henry | 1.2 | 2013 | 9999 |  |  |  | 0.029032 | Default Emission Factor
Melrose 2 | 58929_G_12286 | 58929 | G | 12286 |  | Combustion Turbine | MIS_MNWI | Minnesota | Stearns | 0.9 | 2014 | 9999 |  |  |  | 0.69077 | Default Emission Factor
Shell Chemical Appalachia LLC | 58933_G_GTG1 | 58933 | G | GTG1 |  | Combined Cycle | PJM_ATSI | Pennsylvania | Beaver | 37.1 | 2020 | 9999 |  |  |  | 0.020469 | Default Emission Factor
Shell Chemical Appalachia LLC | 58933_G_GTG2 | 58933 | G | GTG2 |  | Combined Cycle | PJM_ATSI | Pennsylvania | Beaver | 37.1 | 2020 | 9999 |  |  |  | 0.020469 | Default Emission Factor
Shell Chemical Appalachia LLC | 58933_G_GTG3 | 58933 | G | GTG3 |  | Combined Cycle | PJM_ATSI | Pennsylvania | Beaver | 37.1 | 2020 | 9999 |  |  |  | 0.020469 | Default Emission Factor
Shell Chemical Appalachia LLC | 58933_G_STG1 | 58933 | G | STG1 |  | Combined Cycle | PJM_ATSI | Pennsylvania | Beaver | 72.7 | 2020 | 9999 |  |  |  | 0.020469 | Default Emission Factor
Shell Chemical Appalachia LLC | 58933_G_STG2 | 58933 | G | STG2 |  | Combined Cycle | PJM_ATSI | Pennsylvania | Beaver | 72.7 | 2020 | 9999 |  |  |  | 0.020469 | Default Emission Factor
Ameresco Dallas LLC | 58946_G_ENG1 | 58946 | G | ENG1 |  | Landfill Gas | ERC_REST | Texas | Dallas | 1.4 | 2011 | 9999 |  |  |  | 0.056969 | Default Emission Factor
Ameresco Dallas LLC | 58946_G_ENG2 | 58946 | G | ENG2 |  | Landfill Gas | ERC_REST | Texas | Dallas | 1.4 | 2011 | 9999 |  |  |  | 0.056969 | Default Emission Factor
Ameresco Dallas LLC | 58946_G_ENG3 | 58946 | G | ENG3 |  | Landfill Gas | ERC_REST | Texas | Dallas | 1.4 | 2011 | 9999 |  |  |  | 0.056969 | Default Emission Factor
Bristol Myers Squibb Lawrenceville | 58947_G_DG101 | 58947 | G | DG101 |  | Combustion Turbine | PJM_EMAC | New Jersey | Mercer | 0.9 | 1991 | 9999 |  |  |  | 0.69077 | Default Emission Factor
Bristol Myers Squibb Lawrenceville | 58947_G_TG101 | 58947 | G | TG101 |  | Combustion Turbine | PJM_EMAC | New Jersey | Mercer | 4 | 1995 | 9999 |  |  |  | 0.088964 | Default Emission Factor
Central Valley Ag Power | 58978_G_CVAP | 58978 | G | CVAP |  | Non-Fossil Waste | WEC_CALN | California | Stanislaus | 1.5 | 2014 | 9999 |  |  |  | 0.029032 | Default Emission Factor
Akron WRF | 58980_G_2G-1 | 58980 | G | 2G-1 |  | Non-Fossil Waste | PJM_ATSI | Ohio | Summit | 0.6 | 2014 | 9999 |  |  |  | 0.029032 | Default Emission Factor
Akron WRF | 58980_G_2G-2 | 58980 | G | 2G-2 |  | Non-Fossil Waste | PJM_ATSI | Ohio | Summit | 0.6 | 2014 | 9999 |  |  |  | 0.029032 | Default Emission Factor
Akron WRF | 58980_G_2G-3 | 58980 | G | 2G-3 |  | Non-Fossil Waste | PJM_ATSI | Ohio | Summit | 0.6 | 2014 | 9999 |  |  |  | 0.029032 | Default Emission Factor
St. Olaf StandBy Generators | 58996_G_SBIC1 | 58996 | G | SBIC1 |  | Combustion Turbine | MIS_MNWI | Minnesota | Rice | 0.4 | 1999 | 9999 |  |  |  | 0.69077 | Default Emission Factor
St. Olaf StandBy Generators | 58996_G_SBIC2 | 58996 | G | SBIC2 |  | Combustion Turbine | MIS_MNWI | Minnesota | Rice | 1.7 | 1999 | 9999 |  |  |  | 0.69077 | Default Emission Factor
St. Olaf StandBy Generators | 58996_G_SBIC3 | 58996 | G | SBIC3 |  | Combustion Turbine | MIS_MNWI | Minnesota | Rice | 1.7 | 1999 | 9999 |  |  |  | 0.69077 | Default Emission Factor
SRF Sorghum to Ethanol Advanced Biorefin | 58997_G_G1001 | 58997 | G | G1001 |  | Biomass | FRCC | Florida | Hendry | 12 | 2021 | 9999 |  |  |  | 0.33674 | Default Emission Factor
Carlsbad Energy Center | 59002_G_CEC 6 | 59002 | G | CEC 6 |  | Combustion Turbine | WEC_SDGE | California | San Diego | 105.5 | 2018 | 9999 |  |  |  | 0.088964 | Default Emission Factor
Carlsbad Energy Center | 59002_G_CEC 7 | 59002 | G | CEC 7 |  | Combustion Turbine | WEC_SDGE | California | San Diego | 105.5 | 2018 | 9999 |  |  |  | 0.088964 | Default Emission Factor
Carlsbad Energy Center | 59002_G_CEC 8 | 59002 | G | CEC 8 |  | Combustion Turbine | WEC_SDGE | California | San Diego | 105.5 | 2018 | 9999 |  |  |  | 0.088964 | Default Emission Factor
Carlsbad Energy Center | 59002_G_CEC 9 | 59002 | G | CEC 9 |  | Combustion Turbine | WEC_SDGE | California | San Diego | 105.5 | 2018 | 9999 |  |  |  | 0.088964 | Default Emission Factor
Carlsbad Energy Center | 59002_G_CEC10 | 59002 | G | CEC10 |  | Combustion Turbine | WEC_SDGE | California | San Diego | 105.5 | 2018 | 9999 |  |  |  | 0.088964 | Default Emission Factor
Stonewall | 59004_G_GEN1 | 59004 | G | GEN1 | 91025 | Combined Cycle | PJM_Dom | Virginia | Loudoun | 220 | 2017 | 9999 | 2019 | 11.1 | 2684659 | 0.009955 | NEI 2019
Stonewall | 59004_G_GEN2 | 59004 | G | GEN2 | 91026 | Combined Cycle | PJM_Dom | Virginia | Loudoun | 220 | 2017 | 9999 | 2019 | 8.6 | 1273020 | 0.009955 | NEI 2019
Stonewall | 59004_G_GEN3 | 59004 | G | GEN3 | 91025 | Combined Cycle | PJM_Dom | Virginia | Loudoun | 326 | 2017 | 9999 |  |  |  | 0.009955 | NEI 2019
Southbridge Landfill Gas-to-Energy | 59011_G_CAT | 59011 | G | CAT |  | Landfill Gas | NENGREST | Massachusetts | Worcester | 1.5 | 2011 | 9999 |  |  |  | 0.056969 | Default Emission Factor
DC Water CHP | 59012_G_TURB1 | 59012 | G | TURB1 |  | Non-Fossil Waste | PJM_SMAC | District of Columbia | District of Columbia | 4 | 2015 | 9999 |  |  |  | 0.029032 | Default Emission Factor
DC Water CHP | 59012_G_TURB2 | 59012 | G | TURB2 |  | Non-Fossil Waste | PJM_SMAC | District of Columbia | District of Columbia | 4 | 2015 | 9999 |  |  |  | 0.029032 | Default Emission Factor
DC Water CHP | 59012_G_TURB3 | 59012 | G | TURB3 |  | Non-Fossil Waste | PJM_SMAC | District of Columbia | District of Columbia | 4 | 2015 | 9999 |  |  |  | 0.029032 | Default Emission Factor
Back River Waste Water Treatment | 59026_G_CHP 1 | 59026 | G | CHP 1 |  | Non-Fossil Waste | PJM_SMAC | Maryland | Baltimore City | 0.9 | 2009 | 9999 |  |  |  | 0.029032 | Default Emission Factor
Back River Waste Water Treatment | 59026_G_CHP 2 | 59026 | G | CHP 2 |  | Non-Fossil Waste | PJM_SMAC | Maryland | Baltimore City | 0.9 | 2009 | 9999 |  |  |  | 0.029032 | Default Emission Factor
Jameson Energy Center | 59045_G_JEC1 | 59045 | G | JEC1 |  | Combustion Turbine | SPP_N | Kansas | Finney | 9 | 2014 | 9999 |  |  |  | 0.11376 | Default Emission Factor
Jameson Energy Center | 59045_G_JEC2 | 59045 | G | JEC2 |  | Combustion Turbine | SPP_N | Kansas | Finney | 9 | 2014 | 9999 |  |  |  | 0.11376 | Default Emission Factor
Jameson Energy Center | 59045_G_JEC3 | 59045 | G | JEC3 |  | Combustion Turbine | SPP_N | Kansas | Finney | 9 | 2014 | 9999 |  |  |  | 0.11376 | Default Emission Factor
Rariton OMP | 59055_G_CHP1 | 59055 | G | CHP1 |  | Combustion Turbine | PJM_EMAC | New Jersey | Somerset | 3 | 2009 | 9999 |  |  |  | 0.11376 | Default Emission Factor
Spring House | 59056_G_GEN 1 | 59056 | G | GEN 1 |  | Combustion Turbine | PJM_EMAC | Pennsylvania | Montgomery | 3.8 | 2013 | 9999 |  |  |  | 0.11376 | Default Emission Factor
Wooster Renewable Energy | 59072_G_WRE 1 | 59072 | G | WRE 1 |  | Non-Fossil Waste | PJM_ATSI | Ohio | Wayne | 1 | 2013 | 9999 |  |  |  | 0.029032 | Default Emission Factor
Cove Point LNG Terminal | 59073_G_111JA | 59073 | G | 111JA |  | Combustion Turbine | PJM_SMAC | Maryland | Calvert | 8.5 | 1978 | 9999 | 2019 | 4.4525 | 18526.1553 | 0.48067 | NEI 2019
Cove Point LNG Terminal | 59073_G_111JB | 59073 | G | 111JB |  | Combustion Turbine | PJM_SMAC | Maryland | Calvert | 8.5 | 1978 | 9999 | 2019 | 5.7792 | 18526.1553 | 0.62389 | NEI 2019
Cove Point LNG Terminal | 59073_G_111JC | 59073 | G | 111JC |  | Combustion Turbine | PJM_SMAC | Maryland | Calvert | 8.5 | 1978 | 9999 | 2019 | 6.3855 | 18526.1553 | 0.68935 | NEI 2019
Cove Point LNG Terminal | 59073_G_214JA | 59073 | G | 214JA | 91293 | Combustion Turbine | PJM_SMAC | Maryland | Calvert | 21.7 | 2009 | 9999 | 2019 | 0.09095 | 47296.1846 | 0.003846 | NEI 2019
Cove Point LNG Terminal | 59073_G_214JB | 59073 | G | 214JB | 91294 | Combustion Turbine | PJM_SMAC | Maryland | Calvert | 21.7 | 2009 | 9999 |  |  |  | 0.088964 | Default Emission Factor
Cove Point LNG Terminal | 59073_G_311JA | 59073 | G | 311JA |  | Combustion Turbine | PJM_SMAC | Maryland | Calvert | 12.9 | 2009 | 9999 | 2019 | 2.0868 | 28116.165 | 0.14844 | NEI 2019
Cove Point LNG Terminal | 59073_G_5EG | 59073 | G | 5EG |  | Combustion Turbine | PJM_SMAC | Maryland | Calvert | 1 | 2018 | 9999 |  |  |  | 0.69077 | Default Emission Factor
SC 1 Data Center, Phase 2 | 59074_G_17A | 59074 | G | 17A |  | Combustion Turbine | WEC_CALN | California | Santa Clara | 2.3 | 2017 | 9999 |  |  |  | 0.69077 | Default Emission Factor
SC 1 Data Center, Phase 2 | 59074_G_17B | 59074 | G | 17B |  | Combustion Turbine | WEC_CALN | California | Santa Clara | 2.3 | 2017 | 9999 |  |  |  | 0.69077 | Default Emission Factor
SC 1 Data Center, Phase 2 | 59074_G_18A | 59074 | G | 18A |  | Combustion Turbine | WEC_CALN | California | Santa Clara | 2.3 | 2017 | 9999 |  |  |  | 0.69077 | Default Emission Factor
SC 1 Data Center, Phase 2 | 59074_G_18B | 59074 | G | 18B |  | Combustion Turbine | WEC_CALN | California | Santa Clara | 2.3 | 2017 | 9999 |  |  |  | 0.69077 | Default Emission Factor
SC 1 Data Center, Phase 2 | 59074_G_19A | 59074 | G | 19A |  | Combustion Turbine | WEC_CALN | California | Santa Clara | 2.3 | 2017 | 9999 |  |  |  | 0.69077 | Default Emission Factor
SC 1 Data Center, Phase 2 | 59074_G_19B | 59074 | G | 19B |  | Combustion Turbine | WEC_CALN | California | Santa Clara | 2.3 | 2017 | 9999 |  |  |  | 0.69077 | Default Emission Factor
SC 1 Data Center, Phase 2 | 59074_G_20A | 59074 | G | 20A |  | Combustion Turbine | WEC_CALN | California | Santa Clara | 2.3 | 2017 | 9999 |  |  |  | 0.69077 | Default Emission Factor
SC 1 Data Center, Phase 2 | 59074_G_20B | 59074 | G | 20B |  | Combustion Turbine | WEC_CALN | California | Santa Clara | 2.3 | 2017 | 9999 |  |  |  | 0.69077 | Default Emission Factor
SC 1 Data Center, Phase 2 | 59074_G_21A | 59074 | G | 21A |  | Combustion Turbine | WEC_CALN | California | Santa Clara | 2.3 | 2017 | 9999 |  |  |  | 0.69077 | Default Emission Factor
SC 1 Data Center, Phase 2 | 59074_G_21B | 59074 | G | 21B |  | Combustion Turbine | WEC_CALN | California | Santa Clara | 2.3 | 2017 | 9999 |  |  |  | 0.69077 | Default Emission Factor
SC 1 Data Center, Phase 2 | 59074_G_22A | 59074 | G | 22A |  | Combustion Turbine | WEC_CALN | California | Santa Clara | 2.3 | 2017 | 9999 |  |  |  | 0.69077 | Default Emission Factor
SC 1 Data Center, Phase 2 | 59074_G_22B | 59074 | G | 22B |  | Combustion Turbine | WEC_CALN | California | Santa Clara | 2.3 | 2017 | 9999 |  |  |  | 0.69077 | Default Emission Factor
SC 1 Data Center, Phase 2 | 59074_G_EG10B | 59074 | G | EG10B |  | Combustion Turbine | WEC_CALN | California | Santa Clara | 2.3 | 2014 | 9999 |  |  |  | 0.69077 | Default Emission Factor
SC 1 Data Center, Phase 2 | 59074_G_EG11A | 59074 | G | EG11A |  | Combustion Turbine | WEC_CALN | California | Santa Clara | 2.3 | 2014 | 9999 |  |  |  | 0.69077 | Default Emission Factor
SC 1 Data Center, Phase 2 | 59074_G_EG11B | 59074 | G | EG11B |  | Combustion Turbine | WEC_CALN | California | Santa Clara | 2.3 | 2014 | 9999 |  |  |  | 0.69077 | Default Emission Factor
SC 1 Data Center, Phase 2 | 59074_G_EG12A | 59074 | G | EG12A |  | Combustion Turbine | WEC_CALN | California | Santa Clara | 2.3 | 2014 | 9999 |  |  |  | 0.69077 | Default Emission Factor
SC 1 Data Center, Phase 2 | 59074_G_EG12B | 59074 | G | EG12B |  | Combustion Turbine | WEC_CALN | California | Santa Clara | 2.3 | 2014 | 9999 |  |  |  | 0.69077 | Default Emission Factor
SC 1 Data Center, Phase 2 | 59074_G_EG13A | 59074 | G | EG13A |  | Combustion Turbine | WEC_CALN | California | Santa Clara | 2.3 | 2014 | 9999 |  |  |  | 0.69077 | Default Emission Factor
SC 1 Data Center, Phase 2 | 59074_G_EG14A | 59074 | G | EG14A |  | Combustion Turbine | WEC_CALN | California | Santa Clara | 2.3 | 2014 | 9999 |  |  |  | 0.69077 | Default Emission Factor
SC 1 Data Center, Phase 2 | 59074_G_EG15A | 59074 | G | EG15A |  | Combustion Turbine | WEC_CALN | California | Santa Clara | 2.3 | 2015 | 9999 |  |  |  | 0.69077 | Default Emission Factor
SC 1 Data Center, Phase 2 | 59074_G_EG15B | 59074 | G | EG15B |  | Combustion Turbine | WEC_CALN | California | Santa Clara | 2.3 | 2015 | 9999 |  |  |  | 0.69077 | Default Emission Factor
SC 1 Data Center, Phase 2 | 59074_G_EG16A | 59074 | G | EG16A |  | Combustion Turbine | WEC_CALN | California | Santa Clara | 2.3 | 2015 | 9999 |  |  |  | 0.69077 | Default Emission Factor
SC 1 Data Center, Phase 2 | 59074_G_EG16B | 59074 | G | EG16B |  | Combustion Turbine | WEC_CALN | California | Santa Clara | 2.3 | 2015 | 9999 |  |  |  | 0.69077 | Default Emission Factor
SC 1 Data Center, Phase 2 | 59074_G_EG1A | 59074 | G | EG1A |  | Combustion Turbine | WEC_CALN | California | Santa Clara | 2.2 | 2011 | 9999 |  |  |  | 0.69077 | Default Emission Factor
SC 1 Data Center, Phase 2 | 59074_G_EG1B | 59074 | G | EG1B |  | Combustion Turbine | WEC_CALN | California | Santa Clara | 2.2 | 2011 | 9999 |  |  |  | 0.69077 | Default Emission Factor
SC 1 Data Center, Phase 2 | 59074_G_EG2A | 59074 | G | EG2A |  | Combustion Turbine | WEC_CALN | California | Santa Clara | 2.2 | 2011 | 9999 |  |  |  | 0.69077 | Default Emission Factor
SC 1 Data Center, Phase 2 | 59074_G_EG2B | 59074 | G | EG2B |  | Combustion Turbine | WEC_CALN | California | Santa Clara | 2.2 | 2011 | 9999 |  |  |  | 0.69077 | Default Emission Factor
SC 1 Data Center, Phase 2 | 59074_G_EG3A | 59074 | G | EG3A |  | Combustion Turbine | WEC_CALN | California | Santa Clara | 2.2 | 2011 | 9999 |  |  |  | 0.69077 | Default Emission Factor
SC 1 Data Center, Phase 2 | 59074_G_EG3B | 59074 | G | EG3B |  | Combustion Turbine | WEC_CALN | California | Santa Clara | 2.2 | 2011 | 9999 |  |  |  | 0.69077 | Default Emission Factor
SC 1 Data Center, Phase 2 | 59074_G_EG4A | 59074 | G | EG4A |  | Combustion Turbine | WEC_CALN | California | Santa Clara | 2.2 | 2011 | 9999 |  |  |  | 0.69077 | Default Emission Factor
SC 1 Data Center, Phase 2 | 59074_G_EG4B | 59074 | G | EG4B |  | Combustion Turbine | WEC_CALN | California | Santa Clara | 2.2 | 2011 | 9999 |  |  |  | 0.69077 | Default Emission Factor
SC 1 Data Center, Phase 2 | 59074_G_EG5A | 59074 | G | EG5A |  | Combustion Turbine | WEC_CALN | California | Santa Clara | 2.2 | 2011 | 9999 |  |  |  | 0.69077 | Default Emission Factor
SC 1 Data Center, Phase 2 | 59074_G_EG5B | 59074 | G | EG5B |  | Combustion Turbine | WEC_CALN | California | Santa Clara | 2.2 | 2011 | 9999 |  |  |  | 0.69077 | Default Emission Factor
SC 1 Data Center, Phase 2 | 59074_G_EG6A | 59074 | G | EG6A |  | Combustion Turbine | WEC_CALN | California | Santa Clara | 2.2 | 2011 | 9999 |  |  |  | 0.69077 | Default Emission Factor
SC 1 Data Center, Phase 2 | 59074_G_EG6B | 59074 | G | EG6B |  | Combustion Turbine | WEC_CALN | California | Santa Clara | 2.2 | 2011 | 9999 |  |  |  | 0.69077 | Default Emission Factor
SC 1 Data Center, Phase 2 | 59074_G_EG7A | 59074 | G | EG7A |  | Combustion Turbine | WEC_CALN | California | Santa Clara | 2.2 | 2011 | 9999 |  |  |  | 0.69077 | Default Emission Factor
SC 1 Data Center, Phase 2 | 59074_G_EG7B | 59074 | G | EG7B |  | Combustion Turbine | WEC_CALN | California | Santa Clara | 2.2 | 2011 | 9999 |  |  |  | 0.69077 | Default Emission Factor
SC 1 Data Center, Phase 2 | 59074_G_EG8B | 59074 | G | EG8B |  | Combustion Turbine | WEC_CALN | California | Santa Clara | 2.2 | 2011 | 9999 |  |  |  | 0.69077 | Default Emission Factor
SC 1 Data Center, Phase 2 | 59074_G_EG9A | 59074 | G | EG9A |  | Combustion Turbine | WEC_CALN | California | Santa Clara | 2.3 | 2015 | 9999 |  |  |  | 0.69077 | Default Emission Factor
SC 1 Data Center, Phase 2 | 59074_G_EG9B | 59074 | G | EG9B |  | Combustion Turbine | WEC_CALN | California | Santa Clara | 2.3 | 2014 | 9999 |  |  |  | 0.69077 | Default Emission Factor
Holland Energy Park | 59093_G_10 | 59093 | G | 10 | 91083 | Combined Cycle | MIS_LMI | Michigan | Ottawa | 43.1 | 2017 | 9999 |  |  |  | 0.030815 | Default Emission Factor
Holland Energy Park | 59093_G_11 | 59093 | G | 11 | 91084 | Combined Cycle | MIS_LMI | Michigan | Ottawa | 43.1 | 2017 | 9999 |  |  |  | 0.030815 | Default Emission Factor
Holland Energy Park | 59093_G_12 | 59093 | G | 12 |  | Combined Cycle | MIS_LMI | Michigan | Ottawa | 40.9 | 2017 | 9999 |  |  |  | 0.030815 | Default Emission Factor
Christiana | 591_G_CH11 | 591 | G | CH11 | 378 | Combustion Turbine | PJM_EMAC | Delaware | New Castle | 25 | 1973 | 9999 |  |  |  | 0.12949 | Default Emission Factor
Christiana | 591_G_CH14 | 591 | G | CH14 | 379 | Combustion Turbine | PJM_EMAC | Delaware | New Castle | 25 | 1973 | 9999 |  |  |  | 0.12949 | Default Emission Factor
Woodbine Landfill Plant | 59116_G_V1021 | 59116 | G | V1021 |  | Landfill Gas | PJM_EMAC | New Jersey | Cape May | 2.1 | 2013 | 9999 |  |  |  | 0.056969 | Default Emission Factor
Manatee County LFGTE | 59142_G_IC1 | 59142 | G | IC1 |  | Landfill Gas | FRCC | Florida | Manatee | 1.6 | 2013 | 9999 |  |  |  | 0.056969 | Default Emission Factor
Front Range Project | 59143_G_FR-1 | 59143 | G | FR-1 |  | Landfill Gas | WECC_CO | Colorado | Weld | 3.1 | 2011 | 9999 |  |  |  | 0.056969 | Default Emission Factor
Freeport LP Pretreatment Facility | 59145_G_65GTG | 59145 | G | 65GTG |  | Combustion Turbine | ERC_REST | Texas | Brazoria | 77.5 | 2019 | 9999 |  |  |  | 0.046393 | Default Emission Factor
AgriReNew | 59181_G_00001 | 59181 | G | 00001 |  | Non-Fossil Waste | MIS_MIDA | Iowa | Scott | 1 | 2013 | 9999 |  |  |  | 0.029032 | Default Emission Factor
Portable Generator 2 | 59194_G_IC1 | 59194 | G | IC1 |  | Combustion Turbine | MIS_MAPP | North Dakota | Williams | 2 | 2012 | 9999 |  |  |  | 0.69077 | Default Emission Factor
Portable Generator 3 | 59195_G_IC2 | 59195 | G | IC2 |  | Combustion Turbine | MIS_MAPP | North Dakota | Williams | 2 | 2012 | 9999 |  |  |  | 0.69077 | Default Emission Factor
Univ Minnesota CHP Plant | 59197_G_CTG-1 | 59197 | G | CTG-1 |  | Combustion Turbine | MIS_MNWI | Minnesota | Hennepin | 17 | 2017 | 9999 |  |  |  | 0.088964 | Default Emission Factor
Delaware City 10 | 592_G_DC10 | 592 | G | DC10 | 380 | Combustion Turbine | PJM_EMAC | Delaware | New Castle | 18 | 1968 | 9999 |  |  |  | 0.12949 | Default Emission Factor
Wildcat Point Generation Facility | 59220_G_CT1 | 59220 | G | CT1 | 90940 | Combined Cycle | PJM_EMAC | Maryland | Cecil | 310.3 | 2018 | 9999 | 2019 | 38.325 | 971855 | 0.05003 | NEI 2019
Wildcat Point Generation Facility | 59220_G_CT2 | 59220 | G | CT2 | 90941 | Combined Cycle | PJM_EMAC | Maryland | Cecil | 310.3 | 2018 | 9999 | 2019 | 45.5 | 1105269 | 0.05003 | NEI 2019
Wildcat Point Generation Facility | 59220_G_ST1 | 59220 | G | ST1 | 90940 | Combined Cycle | PJM_EMAC | Maryland | Cecil | 493 | 2018 | 9999 |  |  |  | 0.05003 | NEI 2019
Pecan Row Landfill To Electric Facility | 59221_G_GEN1 | 59221 | G | GEN1 |  | Landfill Gas | S_SOU | Georgia | Lowndes | 1.6 | 2013 | 9999 |  |  |  | 0.056969 | Default Emission Factor
Pecan Row Landfill To Electric Facility | 59221_G_GEN2 | 59221 | G | GEN2 |  | Landfill Gas | S_SOU | Georgia | Lowndes | 1.6 | 2013 | 9999 |  |  |  | 0.056969 | Default Emission Factor
Pecan Row Landfill To Electric Facility | 59221_G_GEN3 | 59221 | G | GEN3 |  | Landfill Gas | S_SOU | Georgia | Lowndes | 1.6 | 2013 | 9999 |  |  |  | 0.056969 | Default Emission Factor
Pecan Row Landfill To Electric Facility | 59221_G_GM04 | 59221 | G | GM04 |  | Landfill Gas | S_SOU | Georgia | Lowndes | 1.6 | 1977 | 9999 |  |  |  | 0.056969 | Default Emission Factor
Green Gas-Port Charlotte LLC | 59240_G_G1 | 59240 | G | G1 |  | Landfill Gas | FRCC | Florida | Charlotte | 1.4 | 2011 | 9999 |  |  |  | 0.056969 | Default Emission Factor
Green Gas-Port Charlotte LLC | 59240_G_G2 | 59240 | G | G2 |  | Landfill Gas | FRCC | Florida | Charlotte | 1.4 | 2011 | 9999 |  |  |  | 0.056969 | Default Emission Factor
Johnston LFG Turbine Plant | 59254_G_GENS1 | 59254 | G | GENS1 |  | Landfill Gas | NENGREST | Rhode Island | Providence | 8.9 | 2013 | 9999 | 2019 | 0.01485 | 207790.49 | 0.000143 | NEI 2019
Johnston LFG Turbine Plant | 59254_G_GENT1 | 59254 | G | GENT1 |  | Landfill Gas | NENGREST | Rhode Island | Providence | 5.5 | 2013 | 9999 |  |  |  | 0.000143 | NEI 2019
Johnston LFG Turbine Plant | 59254_G_GENT2 | 59254 | G | GENT2 |  | Landfill Gas | NENGREST | Rhode Island | Providence | 5.5 | 2013 | 9999 |  |  |  | 0.000143 | NEI 2019
Johnston LFG Turbine Plant | 59254_G_GENT3 | 59254 | G | GENT3 |  | Landfill Gas | NENGREST | Rhode Island | Providence | 5.5 | 2013 | 9999 |  |  |  | 0.000143 | NEI 2019
Johnston LFG Turbine Plant | 59254_G_GENT4 | 59254 | G | GENT4 |  | Landfill Gas | NENGREST | Rhode Island | Providence | 5.5 | 2013 | 9999 |  |  |  | 0.000143 | NEI 2019
Osprey Point RES | 59255_G_4 | 59255 | G | 4 |  | Fossil Waste | MIS_INKY | Indiana | Sullivan | 3 | 2013 | 9999 |  |  |  | 0.028605 | Default Emission Factor
Waste Mangement Redwood LFGTE | 59299_G_RED1 | 59299 | G | RED1 |  | Landfill Gas | WEC_CALN | California | Marin | 2 | 2017 | 9999 |  |  |  | 0.056969 | Default Emission Factor
Waste Mangement Redwood LFGTE | 59299_G_RED2 | 59299 | G | RED2 |  | Landfill Gas | WEC_CALN | California | Marin | 2 | 2017 | 9999 |  |  |  | 0.056969 | Default Emission Factor
Edge Moor | 593_G_10 | 593 | G | 10 | 381 | Combustion Turbine | PJM_EMAC | Delaware | New Castle | 15 | 1963 | 9999 |  |  |  | 0.12949 | Default Emission Factor
Black Oak Power Producers | 59310_G_GEN1 | 59310 | G | GEN1 |  | Landfill Gas | S_D_AECI | Missouri | Wright | 1.9 | 2014 | 9999 |  |  |  | 0.056969 | Default Emission Factor
Black Oak Power Producers | 59310_G_GEN2 | 59310 | G | GEN2 |  | Landfill Gas | S_D_AECI | Missouri | Wright | 1.9 | 2014 | 9999 |  |  |  | 0.056969 | Default Emission Factor
Kings Mountain Energy Center | 59325_G_KMEC1 | 59325 | G | KMEC1 | 91012 | Combined Cycle | S_VACA | North Carolina | Cleveland | 259 | 2018 | 9999 |  |  |  | 0.030815 | Default Emission Factor
Kings Mountain Energy Center | 59325_G_KMEC2 | 59325 | G | KMEC2 | 91012 | Combined Cycle | S_VACA | North Carolina | Cleveland | 227 | 2018 | 9999 |  |  |  | 0.030815 | Default Emission Factor
Middletown Energy Center | 59326_G_MEC1 | 59326 | G | MEC1 | 91013 | Combined Cycle | PJM_West | Ohio | Butler | 252.3 | 2018 | 9999 | 2019 | 65.21 | 3329496 | 0.039171 | NEI 2019
Middletown Energy Center | 59326_G_MEC2 | 59326 | G | MEC2 | 91013 | Combined Cycle | PJM_West | Ohio | Butler | 215.7 | 2018 | 9999 |  |  |  | 0.039171 | NEI 2019
MCLB Landfill Gas to Energy | 59335_G_GEN1 | 59335 | G | GEN1 |  | Non-Fossil Waste | S_SOU | Georgia | Dougherty | 1.9 | 2011 | 9999 |  |  |  | 0.029032 | Default Emission Factor
Gila River Power Block 1 | 59338_G_CTG1 | 59338 | G | CTG1 | 8508 | Combined Cycle | WECC_AZ | Arizona | Maricopa | 146 | 2003 | 9999 | 2019 | 5.0476 | 1165303 | 0.013603 | NEI 2019
Gila River Power Block 1 | 59338_G_CTG2 | 59338 | G | CTG2 | 8510 | Combined Cycle | WECC_AZ | Arizona | Maricopa | 146 | 2003 | 9999 | 2019 | 6.8332 | 581470 | 0.013603 | NEI 2019
Gila River Power Block 1 | 59338_G_ST9 | 59338 | G | ST9 | 8508 | Combined Cycle | WECC_AZ | Arizona | Maricopa | 223 | 2003 | 9999 |  |  |  | 0.013603 | NEI 2019
Wapsie Valley Creamery Back Up Generator | 59379_G_1 | 59379 | G | 1 |  | Combustion Turbine | MIS_IA | Iowa | Buchanan | 1.1 | 2015 | 9999 |  |  |  | 0.69077 | Default Emission Factor
East Kansas Agri-Energy, LLC | 59383_G_KATO | 59383 | G | KATO |  | Non-Fossil Waste | SPP_N | Kansas | Anderson | 0.8 | 2005 | 9999 |  |  |  | 0.029032 | Default Emission Factor
Red Gate Power Plant | 59391_G_ENG01 | 59391 | G | ENG01 |  | Combustion Turbine | ERC_REST | Texas | Hidalgo | 18.3 | 2016 | 9999 | 2019 | 0.0377 | 36210.0833 | 0.002082 | NEI 2019
Red Gate Power Plant | 59391_G_ENG02 | 59391 | G | ENG02 |  | Combustion Turbine | ERC_REST | Texas | Hidalgo | 18.3 | 2016 | 9999 | 2019 | 0.0374 | 36210.0833 | 0.002066 | NEI 2019
Red Gate Power Plant | 59391_G_ENG03 | 59391 | G | ENG03 |  | Combustion Turbine | ERC_REST | Texas | Hidalgo | 18.3 | 2016 | 9999 | 2019 | 0.0389 | 36210.0833 | 0.002149 | NEI 2019
Red Gate Power Plant | 59391_G_ENG04 | 59391 | G | ENG04 |  | Combustion Turbine | ERC_REST | Texas | Hidalgo | 18.3 | 2016 | 9999 | 2019 | 0.0359 | 36210.0833 | 0.001983 | NEI 2019
Red Gate Power Plant | 59391_G_ENG05 | 59391 | G | ENG05 |  | Combustion Turbine | ERC_REST | Texas | Hidalgo | 18.3 | 2016 | 9999 | 2019 | 0.0363 | 36210.0833 | 0.002005 | NEI 2019
Red Gate Power Plant | 59391_G_ENG06 | 59391 | G | ENG06 |  | Combustion Turbine | ERC_REST | Texas | Hidalgo | 18.3 | 2016 | 9999 | 2019 | 0.0363 | 36210.0833 | 0.002005 | NEI 2019
Red Gate Power Plant | 59391_G_ENG07 | 59391 | G | ENG07 |  | Combustion Turbine | ERC_REST | Texas | Hidalgo | 18.3 | 2016 | 9999 | 2019 | 0.0441 | 36210.0833 | 0.002436 | NEI 2019
Red Gate Power Plant | 59391_G_ENG08 | 59391 | G | ENG08 |  | Combustion Turbine | ERC_REST | Texas | Hidalgo | 18.3 | 2016 | 9999 | 2019 | 0.0439 | 36210.0833 | 0.002425 | NEI 2019
Red Gate Power Plant | 59391_G_ENG09 | 59391 | G | ENG09 |  | Combustion Turbine | ERC_REST | Texas | Hidalgo | 18.3 | 2016 | 9999 | 2019 | 0.0438 | 36210.0833 | 0.002419 | NEI 2019
Red Gate Power Plant | 59391_G_ENG10 | 59391 | G | ENG10 |  | Combustion Turbine | ERC_REST | Texas | Hidalgo | 18.3 | 2016 | 9999 | 2019 | 0.0452 | 36210.0833 | 0.002497 | NEI 2019
Red Gate Power Plant | 59391_G_ENG11 | 59391 | G | ENG11 |  | Combustion Turbine | ERC_REST | Texas | Hidalgo | 18.3 | 2016 | 9999 | 2019 | 0.0455 | 36210.0833 | 0.002513 | NEI 2019
Red Gate Power Plant | 59391_G_ENG12 | 59391 | G | ENG12 |  | Combustion Turbine | ERC_REST | Texas | Hidalgo | 18.3 | 2016 | 9999 | 2019 | 0.0458 | 36210.0833 | 0.00253 | NEI 2019
Blue Ridge Generating | 59392_G_GEN1 | 59392 | G | GEN1 |  | Landfill Gas | PJM_West | Kentucky | Estill | 1.2 | 2013 | 9999 |  |  |  | 0.056969 | Default Emission Factor
Indian River Generating Station | 594_G_10 | 594 | G | 10 | 386 | Combustion Turbine | PJM_EMAC | Delaware | Sussex | 16.1 | 1967 | 9999 |  |  |  | 0.12949 | Default Emission Factor
Backus Microgrid Project | 59415_G_BMP1 | 59415 | G | BMP1 |  | Combustion Turbine | NENG_CT | Connecticut | New London | 2.5 | 2014 | 9999 |  |  |  | 0.69077 | Default Emission Factor
Backus Microgrid Project | 59415_G_BMP2 | 59415 | G | BMP2 |  | Combustion Turbine | NENG_CT | Connecticut | New London | 2.5 | 2014 | 9999 |  |  |  | 0.69077 | Default Emission Factor
Backus Microgrid Project | 59415_G_BMP3 | 59415 | G | BMP3 |  | Combustion Turbine | NENG_CT | Connecticut | New London | 2.5 | 2014 | 9999 |  |  |  | 0.69077 | Default Emission Factor
Backus Microgrid Project | 59415_G_BMP4 | 59415 | G | BMP4 |  | Combustion Turbine | NENG_CT | Connecticut | New London | 2.5 | 2014 | 9999 |  |  |  | 0.69077 | Default Emission Factor
Zimmerman Energy | 59425_G_ZE-#1 | 59425 | G | ZE-#1 |  | Landfill Gas | MIS_INKY | Indiana | Marshall | 1.9 | 2014 | 9999 |  |  |  | 0.056969 | Default Emission Factor
Zimmerman Energy | 59425_G_ZE-#2 | 59425 | G | ZE-#2 |  | Landfill Gas | MIS_INKY | Indiana | Marshall | 1.9 | 2014 | 9999 |  |  |  | 0.056969 | Default Emission Factor
Zimmerman Energy | 59425_G_ZE-#3 | 59425 | G | ZE-#3 |  | Landfill Gas | MIS_INKY | Indiana | Marshall | 1.9 | 2014 | 9999 |  |  |  | 0.056969 | Default Emission Factor
Lennon Generating | 59436_G_10 | 59436 | G | 10 |  | Landfill Gas | MIS_LMI | Michigan | Shiawassee | 1.5 | 2012 | 9999 |  |  |  | 0.056969 | Default Emission Factor
Lennon Generating | 59436_G_3 | 59436 | G | 3 |  | Landfill Gas | MIS_LMI | Michigan | Shiawassee | 0.8 | 2001 | 9999 |  |  |  | 0.056969 | Default Emission Factor
Lennon Generating | 59436_G_4 | 59436 | G | 4 |  | Landfill Gas | MIS_LMI | Michigan | Shiawassee | 0.8 | 2006 | 9999 |  |  |  | 0.056969 | Default Emission Factor
Lennon Generating | 59436_G_5 | 59436 | G | 5 |  | Landfill Gas | MIS_LMI | Michigan | Shiawassee | 0.8 | 2007 | 9999 |  |  |  | 0.056969 | Default Emission Factor
Lennon Generating | 59436_G_6 | 59436 | G | 6 |  | Landfill Gas | MIS_LMI | Michigan | Shiawassee | 0.8 | 2007 | 9999 |  |  |  | 0.056969 | Default Emission Factor
Lennon Generating | 59436_G_7 | 59436 | G | 7 |  | Landfill Gas | MIS_LMI | Michigan | Shiawassee | 1.5 | 2014 | 9999 |  |  |  | 0.056969 | Default Emission Factor
Lennon Generating | 59436_G_8 | 59436 | G | 8 |  | Landfill Gas | MIS_LMI | Michigan | Shiawassee | 1.5 | 2014 | 9999 |  |  |  | 0.056969 | Default Emission Factor
Lennon Generating | 59436_G_9 | 59436 | G | 9 |  | Landfill Gas | MIS_LMI | Michigan | Shiawassee | 1.5 | 2012 | 9999 |  |  |  | 0.056969 | Default Emission Factor
COC Surry LFG, LLC | 59439_G_UNIT1 | 59439 | G | UNIT1 |  | Landfill Gas | S_VACA | North Carolina | Surry | 1.5 | 2013 | 9999 |  |  |  | 0.056969 | Default Emission Factor
Bowerman Power LFG, LLC | 59461_G_GEN01 | 59461 | G | GEN01 |  | Landfill Gas | WECC_SCE | California | Orange | 3.4 | 2016 | 9999 |  |  |  | 0.056969 | Default Emission Factor
Bowerman Power LFG, LLC | 59461_G_GEN02 | 59461 | G | GEN02 |  | Landfill Gas | WECC_SCE | California | Orange | 3.4 | 2016 | 9999 |  |  |  | 0.056969 | Default Emission Factor
Bowerman Power LFG, LLC | 59461_G_GEN03 | 59461 | G | GEN03 |  | Landfill Gas | WECC_SCE | California | Orange | 3.4 | 2016 | 9999 |  |  |  | 0.056969 | Default Emission Factor
Bowerman Power LFG, LLC | 59461_G_GEN04 | 59461 | G | GEN04 |  | Landfill Gas | WECC_SCE | California | Orange | 3.4 | 2016 | 9999 |  |  |  | 0.056969 | Default Emission Factor
Bowerman Power LFG, LLC | 59461_G_GEN05 | 59461 | G | GEN05 |  | Landfill Gas | WECC_SCE | California | Orange | 3.4 | 2016 | 9999 |  |  |  | 0.056969 | Default Emission Factor
Bowerman Power LFG, LLC | 59461_G_GEN06 | 59461 | G | GEN06 |  | Landfill Gas | WECC_SCE | California | Orange | 3.4 | 2016 | 9999 |  |  |  | 0.056969 | Default Emission Factor
Bowerman Power LFG, LLC | 59461_G_GEN07 | 59461 | G | GEN07 |  | Landfill Gas | WECC_SCE | California | Orange | 3.4 | 2016 | 9999 |  |  |  | 0.056969 | Default Emission Factor
Coldwater Peaking Plant | 59467_G_GEN1 | 59467 | G | GEN1 |  | Combustion Turbine | MIS_LMI | Michigan | Branch | 4.3 | 2015 | 9999 |  |  |  | 0.11376 | Default Emission Factor
Coldwater Peaking Plant | 59467_G_GEN2 | 59467 | G | GEN2 |  | Combustion Turbine | MIS_LMI | Michigan | Branch | 4.3 | 2015 | 9999 |  |  |  | 0.11376 | Default Emission Factor
Coldwater Peaking Plant | 59467_G_GEN3 | 59467 | G | GEN3 |  | Combustion Turbine | MIS_LMI | Michigan | Branch | 4.3 | 2015 | 9999 |  |  |  | 0.11376 | Default Emission Factor
BYUI Central Energy Facility | 59496_G_ST601 | 59496 | G | ST601 |  | Combustion Turbine | WECC_ID | Idaho | Madison | 4.6 | 2015 | 9999 |  |  |  | 0.088964 | Default Emission Factor
Bannock County LFG to Energy | 59529_G_GEN 2 | 59529 | G | GEN 2 |  | Landfill Gas | WECC_ID | Idaho | Bannock | 1.4 | 2019 | 9999 |  |  |  | 0.035864 | Default Emission Factor
Bannock County LFG to Energy | 59529_G_GEN1 | 59529 | G | GEN1 |  | Landfill Gas | WECC_ID | Idaho | Bannock | 1.4 | 2014 | 9999 |  |  |  | 0.056969 | Default Emission Factor
Apple Campus 2 Fuel Cell | 59557_G_AC2FC | 59557 | G | AC2FC |  | Landfill Gas | WEC_CALN | California | Santa Clara | 4 | 2017 | 9999 |  |  |  | 0.056969 | Default Emission Factor
Southeast Berrien Generating Facility | 59574_G_SBL | 59574 | G | SBL |  | Landfill Gas | PJM_West | Michigan | Berrien | 4.6 | 2009 | 9999 |  |  |  | 0.056969 | Default Emission Factor
Monterey Diesel Generation Facility | 59614_G_MDG1 | 59614 | G | MDG1 |  | Combustion Turbine | PJM_AP | Virginia | Highland | 0.6 | 2016 | 9999 |  |  |  | 0.69077 | Default Emission Factor
Monterey Diesel Generation Facility | 59614_G_MDG10 | 59614 | G | MDG10 |  | Combustion Turbine | PJM_AP | Virginia | Highland | 0.6 | 2016 | 9999 |  |  |  | 0.69077 | Default Emission Factor
Monterey Diesel Generation Facility | 59614_G_MDG2 | 59614 | G | MDG2 |  | Combustion Turbine | PJM_AP | Virginia | Highland | 0.6 | 2016 | 9999 |  |  |  | 0.69077 | Default Emission Factor
Monterey Diesel Generation Facility | 59614_G_MDG3 | 59614 | G | MDG3 |  | Combustion Turbine | PJM_AP | Virginia | Highland | 0.6 | 2016 | 9999 |  |  |  | 0.69077 | Default Emission Factor
Monterey Diesel Generation Facility | 59614_G_MDG4 | 59614 | G | MDG4 |  | Combustion Turbine | PJM_AP | Virginia | Highland | 0.6 | 2016 | 9999 |  |  |  | 0.69077 | Default Emission Factor
Monterey Diesel Generation Facility | 59614_G_MDG5 | 59614 | G | MDG5 |  | Combustion Turbine | PJM_AP | Virginia | Highland | 0.6 | 2016 | 9999 |  |  |  | 0.69077 | Default Emission Factor
Monterey Diesel Generation Facility | 59614_G_MDG6 | 59614 | G | MDG6 |  | Combustion Turbine | PJM_AP | Virginia | Highland | 0.6 | 2016 | 9999 |  |  |  | 0.69077 | Default Emission Factor
Monterey Diesel Generation Facility | 59614_G_MDG7 | 59614 | G | MDG7 |  | Combustion Turbine | PJM_AP | Virginia | Highland | 0.6 | 2016 | 9999 |  |  |  | 0.69077 | Default Emission Factor
Monterey Diesel Generation Facility | 59614_G_MDG8 | 59614 | G | MDG8 |  | Combustion Turbine | PJM_AP | Virginia | Highland | 0.6 | 2016 | 9999 |  |  |  | 0.69077 | Default Emission Factor
Monterey Diesel Generation Facility | 59614_G_MDG9 | 59614 | G | MDG9 |  | Combustion Turbine | PJM_AP | Virginia | Highland | 0.6 | 2016 | 9999 |  |  |  | 0.69077 | Default Emission Factor
Clinton LFGTE | 59635_G_1 | 59635 | G | 1 |  | Landfill Gas | MIS_IL | Illinois | Dewitt | 1.6 | 2006 | 9999 |  |  |  | 0.056969 | Default Emission Factor
Clinton LFGTE | 59635_G_2 | 59635 | G | 2 |  | Landfill Gas | MIS_IL | Illinois | Dewitt | 1.6 | 2006 | 9999 |  |  |  | 0.056969 | Default Emission Factor
Stillwater Energy Center | 59647_G_1 | 59647 | G | 1 |  | Combustion Turbine | SPP_WEST | Oklahoma | Payne | 18.6 | 2016 | 9999 |  |  |  | 0.11376 | Default Emission Factor
Stillwater Energy Center | 59647_G_2 | 59647 | G | 2 |  | Combustion Turbine | SPP_WEST | Oklahoma | Payne | 18.6 | 2016 | 9999 |  |  |  | 0.11376 | Default Emission Factor
Stillwater Energy Center | 59647_G_3 | 59647 | G | 3 |  | Combustion Turbine | SPP_WEST | Oklahoma | Payne | 18.6 | 2016 | 9999 |  |  |  | 0.11376 | Default Emission Factor
Nelson Gardens Landfill Gas to Energy | 59649_G_UNIT1 | 59649 | G | UNIT1 |  | Landfill Gas | ERC_REST | Texas | Bexar | 1.1 | 2014 | 9999 |  |  |  | 0.056969 | Default Emission Factor
Nelson Gardens Landfill Gas to Energy | 59649_G_UNIT2 | 59649 | G | UNIT2 |  | Landfill Gas | ERC_REST | Texas | Bexar | 1.1 | 2014 | 9999 |  |  |  | 0.056969 | Default Emission Factor
Nelson Gardens Landfill Gas to Energy | 59649_G_UNIT3 | 59649 | G | UNIT3 |  | Landfill Gas | ERC_REST | Texas | Bexar | 1.1 | 2014 | 9999 |  |  |  | 0.056969 | Default Emission Factor
Nelson Gardens Landfill Gas to Energy | 59649_G_UNIT4 | 59649 | G | UNIT4 |  | Landfill Gas | ERC_REST | Texas | Bexar | 1.1 | 2014 | 9999 |  |  |  | 0.056969 | Default Emission Factor
CII Methane Management III LFG Plant | 59650_G_GEN1 | 59650 | G | GEN1 |  | Landfill Gas | S_SOU | Georgia | Clarke | 1.6 | 2014 | 9999 |  |  |  | 0.056969 | Default Emission Factor
Washington City Electric Generation | 59660_G_3 | 59660 | G | 3 |  | Combustion Turbine | WECC_UT | Utah | Washington | 2 | 2008 | 9999 |  |  |  | 0.11376 | Default Emission Factor
Washington City Electric Generation | 59660_G_4 | 59660 | G | 4 |  | Combustion Turbine | WECC_UT | Utah | Washington | 2 | 2008 | 9999 |  |  |  | 0.11376 | Default Emission Factor
Washington City Electric Generation | 59660_G_9 | 59660 | G | 9 |  | Combustion Turbine | WECC_UT | Utah | Washington | 2 | 2007 | 9999 |  |  |  | 0.11376 | Default Emission Factor
City of West Plains Power Station | 59664_G_UNIT1 | 59664 | G | UNIT1 |  | Combustion Turbine | SPP_N | Missouri | Howell | 21 | 2000 | 9999 | 2019 | 0.0777 | 814.5 | 0.19079 | NEI 2019
City of West Plains Power Station | 59664_G_UNIT2 | 59664 | G | UNIT2 |  | Combustion Turbine | SPP_N | Missouri | Howell | 21 | 2000 | 9999 | 2017 | 0.0141 | 239.5 | 0.11775 | NEI 2019
Sarasota County LFGTE Facility | 59686_G_LESF1 | 59686 | G | LESF1 |  | Landfill Gas | FRCC | Florida | Sarasota | 1.6 | 2015 | 9999 |  |  |  | 0.056969 | Default Emission Factor
Sarasota County LFGTE Facility | 59686_G_LESF2 | 59686 | G | LESF2 |  | Landfill Gas | FRCC | Florida | Sarasota | 1.6 | 2015 | 9999 |  |  |  | 0.056969 | Default Emission Factor
Sarasota County LFGTE Facility | 59686_G_LESF3 | 59686 | G | LESF3 |  | Landfill Gas | FRCC | Florida | Sarasota | 1.6 | 2015 | 9999 |  |  |  | 0.056969 | Default Emission Factor
Sarasota County LFGTE Facility | 59686_G_LESF4 | 59686 | G | LESF4 |  | Landfill Gas | FRCC | Florida | Sarasota | 1.6 | 2019 | 9999 |  |  |  | 0.035864 | Default Emission Factor
Wake County LFG Facility | 59688_G_E1 | 59688 | G | E1 |  | Landfill Gas | S_VACA | North Carolina | Wake | 0.3 | 2013 | 9999 |  |  |  | 0.056969 | Default Emission Factor
Wake County LFG Facility | 59688_G_E10 | 59688 | G | E10 |  | Landfill Gas | S_VACA | North Carolina | Wake | 0.3 | 2013 | 9999 |  |  |  | 0.056969 | Default Emission Factor
Wake County LFG Facility | 59688_G_E11 | 59688 | G | E11 |  | Landfill Gas | S_VACA | North Carolina | Wake | 0.3 | 2013 | 9999 |  |  |  | 0.056969 | Default Emission Factor
Wake County LFG Facility | 59688_G_E12 | 59688 | G | E12 |  | Landfill Gas | S_VACA | North Carolina | Wake | 0.3 | 2013 | 9999 |  |  |  | 0.056969 | Default Emission Factor
Wake County LFG Facility | 59688_G_E13 | 59688 | G | E13 |  | Landfill Gas | S_VACA | North Carolina | Wake | 0.3 | 2013 | 9999 |  |  |  | 0.056969 | Default Emission Factor
Wake County LFG Facility | 59688_G_E14 | 59688 | G | E14 |  | Landfill Gas | S_VACA | North Carolina | Wake | 0.3 | 2013 | 9999 |  |  |  | 0.056969 | Default Emission Factor
Wake County LFG Facility | 59688_G_E15 | 59688 | G | E15 |  | Landfill Gas | S_VACA | North Carolina | Wake | 0.3 | 2013 | 9999 |  |  |  | 0.056969 | Default Emission Factor
Wake County LFG Facility | 59688_G_E16 | 59688 | G | E16 |  | Landfill Gas | S_VACA | North Carolina | Wake | 0.3 | 2013 | 9999 |  |  |  | 0.056969 | Default Emission Factor
Wake County LFG Facility | 59688_G_E17 | 59688 | G | E17 |  | Landfill Gas | S_VACA | North Carolina | Wake | 0.3 | 2013 | 9999 |  |  |  | 0.056969 | Default Emission Factor
Wake County LFG Facility | 59688_G_E18 | 59688 | G | E18 |  | Landfill Gas | S_VACA | North Carolina | Wake | 0.3 | 2013 | 9999 |  |  |  | 0.056969 | Default Emission Factor
Wake County LFG Facility | 59688_G_E19 | 59688 | G | E19 |  | Landfill Gas | S_VACA | North Carolina | Wake | 0.3 | 2015 | 9999 |  |  |  | 0.056969 | Default Emission Factor
Wake County LFG Facility | 59688_G_E2 | 59688 | G | E2 |  | Landfill Gas | S_VACA | North Carolina | Wake | 0.3 | 2013 | 9999 |  |  |  | 0.056969 | Default Emission Factor
Wake County LFG Facility | 59688_G_E20 | 59688 | G | E20 |  | Landfill Gas | S_VACA | North Carolina | Wake | 0.3 | 2015 | 9999 |  |  |  | 0.056969 | Default Emission Factor
Wake County LFG Facility | 59688_G_E21 | 59688 | G | E21 |  | Landfill Gas | S_VACA | North Carolina | Wake | 0.3 | 2015 | 9999 |  |  |  | 0.056969 | Default Emission Factor
Wake County LFG Facility | 59688_G_E22 | 59688 | G | E22 |  | Landfill Gas | S_VACA | North Carolina | Wake | 0.3 | 2015 | 9999 |  |  |  | 0.056969 | Default Emission Factor
Wake County LFG Facility | 59688_G_E23 | 59688 | G | E23 |  | Landfill Gas | S_VACA | North Carolina | Wake | 0.3 | 2015 | 9999 |  |  |  | 0.056969 | Default Emission Factor
Wake County LFG Facility | 59688_G_E24 | 59688 | G | E24 |  | Landfill Gas | S_VACA | North Carolina | Wake | 0.3 | 2015 | 9999 |  |  |  | 0.056969 | Default Emission Factor
Wake County LFG Facility | 59688_G_E3 | 59688 | G | E3 |  | Landfill Gas | S_VACA | North Carolina | Wake | 0.3 | 2013 | 9999 |  |  |  | 0.056969 | Default Emission Factor
Wake County LFG Facility | 59688_G_E4 | 59688 | G | E4 |  | Landfill Gas | S_VACA | North Carolina | Wake | 0.3 | 2013 | 9999 |  |  |  | 0.056969 | Default Emission Factor
Wake County LFG Facility | 59688_G_E5 | 59688 | G | E5 |  | Landfill Gas | S_VACA | North Carolina | Wake | 0.3 | 2013 | 9999 |  |  |  | 0.056969 | Default Emission Factor
Wake County LFG Facility | 59688_G_E6 | 59688 | G | E6 |  | Landfill Gas | S_VACA | North Carolina | Wake | 0.3 | 2013 | 9999 |  |  |  | 0.056969 | Default Emission Factor
Wake County LFG Facility | 59688_G_E7 | 59688 | G | E7 |  | Landfill Gas | S_VACA | North Carolina | Wake | 0.3 | 2013 | 9999 |  |  |  | 0.056969 | Default Emission Factor
Wake County LFG Facility | 59688_G_E8 | 59688 | G | E8 |  | Landfill Gas | S_VACA | North Carolina | Wake | 0.3 | 2013 | 9999 |  |  |  | 0.056969 | Default Emission Factor
Wake County LFG Facility | 59688_G_E9 | 59688 | G | E9 |  | Landfill Gas | S_VACA | North Carolina | Wake | 0.3 | 2013 | 9999 |  |  |  | 0.056969 | Default Emission Factor
West Station (DE) | 597_G_WEST | 597 | G | WEST | 391 | Combustion Turbine | PJM_EMAC | Delaware | New Castle | 15 | 1964 | 9999 |  |  |  | 0.12949 | Default Emission Factor
Shell New Energies, Junction City | 59704_G_JCBIO | 59704 | G | JCBIO |  | Non-Fossil Waste | WECC_PNW | Oregon | Lane | 1.6 | 2011 | 9999 |  |  |  | 0.029032 | Default Emission Factor
Sand Valley Power Station | 59710_G_GMA | 59710 | G | GMA |  | Landfill Gas | S_C_TVA | Alabama | Dekalb | 1.6 | 2013 | 9999 |  |  |  | 0.056969 | Default Emission Factor
Sand Valley Power Station | 59710_G_GMB | 59710 | G | GMB |  | Landfill Gas | S_C_TVA | Alabama | Dekalb | 1.6 | 2013 | 9999 |  |  |  | 0.056969 | Default Emission Factor
Sand Valley Power Station | 59710_G_GMC | 59710 | G | GMC |  | Landfill Gas | S_C_TVA | Alabama | Dekalb | 1.6 | 2013 | 9999 |  |  |  | 0.056969 | Default Emission Factor
CII Methane Management IV, LLC | 59711_G_GEN1 | 59711 | G | GEN1 |  | Landfill Gas | S_VACA | North Carolina | Johnston | 1.5 | 2014 | 9999 |  |  |  | 0.056969 | Default Emission Factor
Framingham State University Plant | 59717_G_HA | 59717 | G | HA |  | Combustion Turbine | NENGREST | Massachusetts | Middlesex | 0.4 | 2007 | 9999 |  |  |  | 0.69077 | Default Emission Factor
Framingham State University Plant | 59717_G_LIB | 59717 | G | LIB |  | Combustion Turbine | NENGREST | Massachusetts | Middlesex | 0.3 | 2005 | 9999 |  |  |  | 0.69077 | Default Emission Factor
Framingham State University Plant | 59717_G_MSC2 | 59717 | G | MSC2 |  | Combustion Turbine | NENGREST | Massachusetts | Middlesex | 0.2 | 2015 | 9999 |  |  |  | 0.69077 | Default Emission Factor
Framingham State University Plant | 59717_G_NORTH | 59717 | G | NORTH |  | Combustion Turbine | NENGREST | Massachusetts | Middlesex | 0.2 | 2011 | 9999 |  |  |  | 0.69077 | Default Emission Factor
Framingham State University Plant | 59717_G_OC | 59717 | G | OC |  | Combustion Turbine | NENGREST | Massachusetts | Middlesex | 0.1 | 2003 | 9999 |  |  |  | 0.69077 | Default Emission Factor
Framingham State University Plant | 59717_G_PP | 59717 | G | PP |  | Combustion Turbine | NENGREST | Massachusetts | Middlesex | 0.4 | 2009 | 9999 |  |  |  | 0.69077 | Default Emission Factor
Framingham State University Plant | 59717_G_TOW1 | 59717 | G | TOW1 |  | Combustion Turbine | NENGREST | Massachusetts | Middlesex | 0.2 | 2004 | 9999 |  |  |  | 0.69077 | Default Emission Factor
Framingham State University Plant | 59717_G_TOW2 | 59717 | G | TOW2 |  | Combustion Turbine | NENGREST | Massachusetts | Middlesex | 0.4 | 2013 | 9999 |  |  |  | 0.69077 | Default Emission Factor
Framingham State University Plant | 59717_G_WEST | 59717 | G | WEST |  | Combustion Turbine | NENGREST | Massachusetts | Middlesex | 0.2 | 2016 | 9999 |  |  |  | 0.69077 | Default Emission Factor
CML&P Generating Facility No. 2 | 59726_G_10 | 59726 | G | 10 |  | Combustion Turbine | SPP_N | Kansas | Montgomery | 18.7 | 2017 | 9999 |  |  |  | 0.11376 | Default Emission Factor
CML&P Generating Facility No. 2 | 59726_G_8 | 59726 | G | 8 |  | Combustion Turbine | SPP_N | Kansas | Montgomery | 18.7 | 2017 | 9999 |  |  |  | 0.11376 | Default Emission Factor
CML&P Generating Facility No. 2 | 59726_G_9 | 59726 | G | 9 |  | Combustion Turbine | SPP_N | Kansas | Montgomery | 18.7 | 2017 | 9999 |  |  |  | 0.11376 | Default Emission Factor
Bull Street Plant | 59727_G_GEN1 | 59727 | G | GEN1 |  | Combustion Turbine | S_VACA | South Carolina | Orangeburg | 2 | 2005 | 9999 |  |  |  | 0.088964 | Default Emission Factor
Substation 20 Plant | 59728_G_GEN1 | 59728 | G | GEN1 |  | Combustion Turbine | S_VACA | South Carolina | Orangeburg | 2 | 2014 | 9999 |  |  |  | 0.088964 | Default Emission Factor
Glades Pike Generation Plant | 59759_G_CAT1 | 59759 | G | CAT1 |  | Landfill Gas | PJM_PENE | Pennsylvania | Somerset | 1.4 | 2011 | 9999 |  |  |  | 0.056969 | Default Emission Factor
Glades Pike Generation Plant | 59759_G_CAT2 | 59759 | G | CAT2 |  | Landfill Gas | PJM_PENE | Pennsylvania | Somerset | 1.4 | 2011 | 9999 |  |  |  | 0.056969 | Default Emission Factor
Robeson County LFG to Energy | 59763_G_GEN01 | 59763 | G | GEN01 |  | Landfill Gas | S_VACA | North Carolina | Robeson | 1 | 2012 | 9999 |  |  |  | 0.056969 | Default Emission Factor
Robeson County LFG to Energy | 59763_G_GEN02 | 59763 | G | GEN02 |  | Landfill Gas | S_VACA | North Carolina | Robeson | 1 | 2015 | 9999 |  |  |  | 0.056969 | Default Emission Factor
Oregon Clean Energy Center | 59764_G_CTG11 | 59764 | G | CTG11 | 90998 | Combined Cycle | PJM_ATSI | Ohio | Lucas | 256.5 | 2017 | 9999 | 2019 | 48.19 | 3719058 | 0.035417 | NEI 2019
Oregon Clean Energy Center | 59764_G_CTG12 | 59764 | G | CTG12 | 90999 | Combined Cycle | PJM_ATSI | Ohio | Lucas | 256.5 | 2017 | 9999 | 2019 | 49.08 | 1773802 | 0.035417 | NEI 2019
Oregon Clean Energy Center | 59764_G_EDG13 | 59764 | G | EDG13 |  | Combustion Turbine | PJM_ATSI | Ohio | Lucas | 1.5 | 2017 | 9999 |  |  |  | 0.69077 | Default Emission Factor
Oregon Clean Energy Center | 59764_G_STG10 | 59764 | G | STG10 | 90998 | Combined Cycle | PJM_ATSI | Ohio | Lucas | 334.6 | 2017 | 9999 |  |  |  | 0.035417 | NEI 2019
Carroll County Energy | 59773_G_CGT1 | 59773 | G | CGT1 | 91034 | Combined Cycle | PJM_ATSI | Ohio | Carroll | 203.3 | 2017 | 9999 | 2019 | 81.55 | 1575457 | 0.063022 | NEI 2019
Carroll County Energy | 59773_G_CGT2 | 59773 | G | CGT2 | 91033 | Combined Cycle | PJM_ATSI | Ohio | Carroll | 203.3 | 2017 | 9999 | 2019 | 82.36 | 1592269 | 0.063022 | NEI 2019
Carroll County Energy | 59773_G_SGT1 | 59773 | G | SGT1 | 91034 | Combined Cycle | PJM_ATSI | Ohio | Carroll | 288 | 2017 | 9999 | 2019 | 0.004165 | 2034045 | 0.063022 | NEI 2019
BioTown Ag | 59774_G_ENG1 | 59774 | G | ENG1 |  | Non-Fossil Waste | MIS_INKY | Indiana | White | 1 | 2011 | 9999 |  |  |  | 0.029032 | Default Emission Factor
BioTown Ag | 59774_G_ENG2 | 59774 | G | ENG2 |  | Non-Fossil Waste | MIS_INKY | Indiana | White | 1 | 2011 | 9999 |  |  |  | 0.029032 | Default Emission Factor
BioTown Ag | 59774_G_ENG3 | 59774 | G | ENG3 |  | Non-Fossil Waste | MIS_INKY | Indiana | White | 1 | 2011 | 9999 |  |  |  | 0.029032 | Default Emission Factor
BioTown Ag | 59774_G_ENG4 | 59774 | G | ENG4 |  | Non-Fossil Waste | MIS_INKY | Indiana | White | 1 | 2014 | 9999 |  |  |  | 0.029032 | Default Emission Factor
BioTown Ag | 59774_G_ENG5 | 59774 | G | ENG5 |  | Non-Fossil Waste | MIS_INKY | Indiana | White | 1 | 2014 | 9999 |  |  |  | 0.029032 | Default Emission Factor
BioTown Ag | 59774_G_ENG6 | 59774 | G | ENG6 |  | Non-Fossil Waste | MIS_INKY | Indiana | White | 1 | 2014 | 9999 |  |  |  | 0.029032 | Default Emission Factor
Croda Atlas Point CHP | 59783_G_91197 | 59783 | G | 91197 |  | Landfill Gas | PJM_EMAC | Delaware | New Castle | 1.1 | 2013 | 9999 |  |  |  | 0.056969 | Default Emission Factor
Croda Atlas Point CHP | 59783_G_91198 | 59783 | G | 91198 |  | Landfill Gas | PJM_EMAC | Delaware | New Castle | 1.1 | 2013 | 9999 |  |  |  | 0.056969 | Default Emission Factor
Croda Atlas Point CHP | 59783_G_91199 | 59783 | G | 91199 |  | Landfill Gas | PJM_EMAC | Delaware | New Castle | 2 | 2019 | 9999 |  |  |  | 0.035864 | Default Emission Factor
Gila River Power Block 3 | 59784_G_CTG5 | 59784 | G | CTG5 | 8516 | Combined Cycle | WECC_AZ | Arizona | Maricopa | 146 | 2003 | 9999 | 2019 | 6.6634 | 937932 | 0.00804 | NEI 2019
Gila River Power Block 3 | 59784_G_CTG6 | 59784 | G | CTG6 | 8518 | Combined Cycle | WECC_AZ | Arizona | Maricopa | 146 | 2003 | 9999 | 2019 | 5.1646 | 2004378 | 0.00804 | NEI 2019
Gila River Power Block 3 | 59784_G_ST11 | 59784 | G | ST11 | 8516 | Combined Cycle | WECC_AZ | Arizona | Maricopa | 223 | 2003 | 9999 |  |  |  | 0.00804 | NEI 2019
Fremont Community Digester, LLC | 59785_G_19001 | 59785 | G | 19001 |  | Non-Fossil Waste | MIS_LMI | Michigan | Newaygo | 2.9 | 2012 | 9999 |  |  |  | 0.029032 | Default Emission Factor
Fremont Community Digester, LLC | 59785_G_19002 | 59785 | G | 19002 |  | Non-Fossil Waste | MIS_LMI | Michigan | Newaygo | 2.9 | 2012 | 9999 |  |  |  | 0.029032 | Default Emission Factor
Chicago West Side Energy Center | 59794_G_GEN1 | 59794 | G | GEN1 |  | Combustion Turbine | PJM_COMD | Illinois | Cook | 3.5 | 2003 | 2045 |  |  |  | 0.088964 | Default Emission Factor
Munster Landfill Gas-to-Energy | 59808_G_GEN1 | 59808 | G | GEN1 |  | Landfill Gas | MIS_INKY | Indiana | Lake | 1.1 | 2012 | 9999 |  |  |  | 0.056969 | Default Emission Factor
Mountain Home Energy Center | 59809_G_GEN1 | 59809 | G | GEN1 |  | Combustion Turbine | S_C_TVA | Tennessee | Washington | 3.2 | 2002 | 9999 |  |  |  | 0.11376 | Default Emission Factor
Mountain Home Energy Center | 59809_G_GEN2 | 59809 | G | GEN2 |  | Combustion Turbine | S_C_TVA | Tennessee | Washington | 1.8 | 2002 | 9999 |  |  |  | 0.69077 | Default Emission Factor
Mountain Home Energy Center | 59809_G_GEN3 | 59809 | G | GEN3 |  | Combustion Turbine | S_C_TVA | Tennessee | Washington | 1.8 | 2002 | 9999 |  |  |  | 0.69077 | Default Emission Factor
Dairyland WTE Plant | 59810_G_GEN1 | 59810 | G | GEN1 |  | Non-Fossil Waste | MIS_WUMS | Wisconsin | Brown | 0.7 | 2012 | 9999 |  |  |  | 0.029032 | Default Emission Factor
Dairyland WTE Plant | 59810_G_GEN2 | 59810 | G | GEN2 |  | Non-Fossil Waste | MIS_WUMS | Wisconsin | Brown | 0.7 | 2012 | 9999 |  |  |  | 0.029032 | Default Emission Factor
Wolf Hollow II | 59812_G_CGT4 | 59812 | G | CGT4 | 91202 | Combined Cycle | ERC_REST | Texas | Hood | 314.1 | 2017 | 9999 | 2019 | 35.019 | 2086822 | 0.016437 | NEI 2019
Wolf Hollow II | 59812_G_CGT5 | 59812 | G | CGT5 | 91203 | Combined Cycle | ERC_REST | Texas | Hood | 317.9 | 2017 | 9999 | 2019 | 17.572 | 2143623 | 0.016437 | NEI 2019
Wolf Hollow II | 59812_G_STG6 | 59812 | G | STG6 | 91202 | Combined Cycle | ERC_REST | Texas | Hood | 432 | 2017 | 9999 |  |  |  | 0.016437 | NEI 2019
Granby LFG | 59815_G_GLFG1 | 59815 | G | GLFG1 |  | Landfill Gas | NENGREST | Massachusetts | Hampshire | 2.8 | 2001 | 9999 |  |  |  | 0.056969 | Default Emission Factor
Nanticoke LFG | 59816_G_BR12 | 59816 | G | BR12 |  | Landfill Gas | NY_Z_C&E | New York | Broome | 4 | 2006 | 9999 |  |  |  | 0.056969 | Default Emission Factor
New River | 59845_G_E1 | 59845 | G | E1 |  | Landfill Gas | PJM_West | Virginia | Pulaski | 0.3 | 2013 | 9999 |  |  |  | 0.056969 | Default Emission Factor
New River | 59845_G_E10 | 59845 | G | E10 |  | Landfill Gas | PJM_West | Virginia | Pulaski | 0.3 | 2013 | 9999 |  |  |  | 0.056969 | Default Emission Factor
New River | 59845_G_E11 | 59845 | G | E11 |  | Landfill Gas | PJM_West | Virginia | Pulaski | 0.3 | 2013 | 9999 |  |  |  | 0.056969 | Default Emission Factor
New River | 59845_G_E12 | 59845 | G | E12 |  | Landfill Gas | PJM_West | Virginia | Pulaski | 0.3 | 2013 | 9999 |  |  |  | 0.056969 | Default Emission Factor
New River | 59845_G_E13 | 59845 | G | E13 |  | Landfill Gas | PJM_West | Virginia | Pulaski | 0.3 | 2013 | 9999 |  |  |  | 0.056969 | Default Emission Factor
New River | 59845_G_E14 | 59845 | G | E14 |  | Landfill Gas | PJM_West | Virginia | Pulaski | 0.3 | 2013 | 9999 |  |  |  | 0.056969 | Default Emission Factor
New River | 59845_G_E15 | 59845 | G | E15 |  | Landfill Gas | PJM_West | Virginia | Pulaski | 0.3 | 2013 | 9999 |  |  |  | 0.056969 | Default Emission Factor
New River | 59845_G_E16 | 59845 | G | E16 |  | Landfill Gas | PJM_West | Virginia | Pulaski | 0.3 | 2013 | 9999 |  |  |  | 0.056969 | Default Emission Factor
New River | 59845_G_E17 | 59845 | G | E17 |  | Landfill Gas | PJM_West | Virginia | Pulaski | 0.3 | 2013 | 9999 |  |  |  | 0.056969 | Default Emission Factor
New River | 59845_G_E18 | 59845 | G | E18 |  | Landfill Gas | PJM_West | Virginia | Pulaski | 0.3 | 2013 | 9999 |  |  |  | 0.056969 | Default Emission Factor
New River | 59845_G_E2 | 59845 | G | E2 |  | Landfill Gas | PJM_West | Virginia | Pulaski | 0.3 | 2013 | 9999 |  |  |  | 0.056969 | Default Emission Factor
New River | 59845_G_E3 | 59845 | G | E3 |  | Landfill Gas | PJM_West | Virginia | Pulaski | 0.3 | 2013 | 9999 |  |  |  | 0.056969 | Default Emission Factor
New River | 59845_G_E4 | 59845 | G | E4 |  | Landfill Gas | PJM_West | Virginia | Pulaski | 0.3 | 2013 | 9999 |  |  |  | 0.056969 | Default Emission Factor
New River | 59845_G_E5 | 59845 | G | E5 |  | Landfill Gas | PJM_West | Virginia | Pulaski | 0.3 | 2013 | 9999 |  |  |  | 0.056969 | Default Emission Factor
New River | 59845_G_E6 | 59845 | G | E6 |  | Landfill Gas | PJM_West | Virginia | Pulaski | 0.3 | 2013 | 9999 |  |  |  | 0.056969 | Default Emission Factor
New River | 59845_G_E7 | 59845 | G | E7 |  | Landfill Gas | PJM_West | Virginia | Pulaski | 0.3 | 2013 | 9999 |  |  |  | 0.056969 | Default Emission Factor
New River | 59845_G_E8 | 59845 | G | E8 |  | Landfill Gas | PJM_West | Virginia | Pulaski | 0.3 | 2013 | 9999 |  |  |  | 0.056969 | Default Emission Factor
New River | 59845_G_E9 | 59845 | G | E9 |  | Landfill Gas | PJM_West | Virginia | Pulaski | 0.3 | 2013 | 9999 |  |  |  | 0.056969 | Default Emission Factor
Northwest Community Hospital | 59847_G_1 | 59847 | G | 1 |  | Combustion Turbine | PJM_COMD | Illinois | Cook | 0.9 | 1996 | 2045 |  |  |  | 0.11376 | Default Emission Factor
Northwest Community Hospital | 59847_G_2 | 59847 | G | 2 |  | Combustion Turbine | PJM_COMD | Illinois | Cook | 0.9 | 1996 | 2045 |  |  |  | 0.11376 | Default Emission Factor
Northwest Community Hospital | 59847_G_3 | 59847 | G | 3 |  | Combustion Turbine | PJM_COMD | Illinois | Cook | 0.9 | 1996 | 2045 |  |  |  | 0.11376 | Default Emission Factor
Northwest Community Hospital | 59847_G_4 | 59847 | G | 4 |  | Combustion Turbine | PJM_COMD | Illinois | Cook | 0.9 | 1996 | 2045 |  |  |  | 0.11376 | Default Emission Factor
HP Hood CT | 59860_G_HHOOD | 59860 | G | HHOOD |  | Combustion Turbine | PJM_AP | Virginia | Frederick | 15 | 2015 | 9999 |  |  |  | 0.088964 | Default Emission Factor
Exelon West Medway II LLC | 59882_G_4 | 59882 | G | 4 | 91232 | Combustion Turbine | NENGREST | Massachusetts | Norfolk | 97.4 | 2019 | 9999 |  |  |  | 0.046393 | Default Emission Factor
Exelon West Medway II LLC | 59882_G_5 | 59882 | G | 5 | 91233 | Combustion Turbine | NENGREST | Massachusetts | Norfolk | 97.4 | 2019 | 9999 |  |  |  | 0.046393 | Default Emission Factor
Moxie Freedom Generation Plant | 59906_G_GEN1 | 59906 | G | GEN1 | 91193 | Combined Cycle | PJM_WMAC | Pennsylvania | Luzerne | 490 | 2018 | 9999 | 2019 | 38.7433 | 3606530 | 0.01633 | NEI 2019
Moxie Freedom Generation Plant | 59906_G_GEN2 | 59906 | G | GEN2 | 91194 | Combined Cycle | PJM_WMAC | Pennsylvania | Luzerne | 490 | 2018 | 9999 | 2019 | 18.0479 | 3349099 | 0.01633 | NEI 2019
Greensville County Power Station | 59913_G_CT01 | 59913 | G | CT01 | 91099 | Combined Cycle | PJM_Dom | Virginia | Greensville | 324.4 | 2018 | 9999 | 2019 | 30.2187 | 9859878 | 0.018352 | NEI 2019
Greensville County Power Station | 59913_G_CT02 | 59913 | G | CT02 | 91100 | Combined Cycle | PJM_Dom | Virginia | Greensville | 324.4 | 2018 | 9999 |  |  |  | 0.018352 | NEI 2019
Greensville County Power Station | 59913_G_CT03 | 59913 | G | CT03 | 91101 | Combined Cycle | PJM_Dom | Virginia | Greensville | 324.4 | 2018 | 9999 |  |  |  | 0.018352 | NEI 2019
Greensville County Power Station | 59913_G_ST01 | 59913 | G | ST01 | 91099 | Combined Cycle | PJM_Dom | Virginia | Greensville | 611.8 | 2018 | 9999 |  |  |  | 0.018352 | NEI 2019
Alpine Power Plant | 59926_G_AI1 | 59926 | G | AI1 | 91051 | Combustion Turbine | MIS_LMI | Michigan | Otsego | 202.6 | 2016 | 9999 |  |  |  | 0.088964 | Default Emission Factor
Alpine Power Plant | 59926_G_AI2 | 59926 | G | AI2 | 91052 | Combustion Turbine | MIS_LMI | Michigan | Otsego | 202.6 | 2016 | 9999 |  |  |  | 0.088964 | Default Emission Factor
FCPC Renewable Generation | 59931_G_GEN1 | 59931 | G | GEN1 |  | Non-Fossil Waste | MIS_WUMS | Wisconsin | Milwaukee | 1 | 2013 | 9999 |  |  |  | 0.029032 | Default Emission Factor
FCPC Renewable Generation | 59931_G_GEN2 | 59931 | G | GEN2 |  | Non-Fossil Waste | MIS_WUMS | Wisconsin | Milwaukee | 1 | 2013 | 9999 |  |  |  | 0.029032 | Default Emission Factor
Sky Global Power One | 59938_G_UNIT1 | 59938 | G | UNIT1 |  | Combustion Turbine | ERC_REST | Texas | Colorado | 8.3 | 2016 | 9999 |  |  |  | 0.11376 | Default Emission Factor
Sky Global Power One | 59938_G_UNIT2 | 59938 | G | UNIT2 |  | Combustion Turbine | ERC_REST | Texas | Colorado | 8.3 | 2016 | 9999 |  |  |  | 0.11376 | Default Emission Factor
Sky Global Power One | 59938_G_UNIT3 | 59938 | G | UNIT3 |  | Combustion Turbine | ERC_REST | Texas | Colorado | 8.3 | 2016 | 9999 |  |  |  | 0.11376 | Default Emission Factor
Sky Global Power One | 59938_G_UNIT4 | 59938 | G | UNIT4 |  | Combustion Turbine | ERC_REST | Texas | Colorado | 8.3 | 2016 | 9999 |  |  |  | 0.11376 | Default Emission Factor
Sky Global Power One | 59938_G_UNIT5 | 59938 | G | UNIT5 |  | Combustion Turbine | ERC_REST | Texas | Colorado | 8.3 | 2016 | 9999 |  |  |  | 0.11376 | Default Emission Factor
Sky Global Power One | 59938_G_UNIT6 | 59938 | G | UNIT6 |  | Combustion Turbine | ERC_REST | Texas | Colorado | 8.3 | 2016 | 9999 |  |  |  | 0.11376 | Default Emission Factor
Potrero Hills Energy Producers | 59952_G_1 | 59952 | G | 1 |  | Landfill Gas | WEC_CALN | California | Solano | 1.6 | 2016 | 9999 |  |  |  | 0.056969 | Default Emission Factor
Potrero Hills Energy Producers | 59952_G_2 | 59952 | G | 2 |  | Landfill Gas | WEC_CALN | California | Solano | 1.6 | 2016 | 9999 |  |  |  | 0.056969 | Default Emission Factor
Potrero Hills Energy Producers | 59952_G_3 | 59952 | G | 3 |  | Landfill Gas | WEC_CALN | California | Solano | 1.6 | 2016 | 9999 |  |  |  | 0.056969 | Default Emission Factor
Potrero Hills Energy Producers | 59952_G_4 | 59952 | G | 4 |  | Landfill Gas | WEC_CALN | California | Solano | 1.6 | 2016 | 9999 |  |  |  | 0.056969 | Default Emission Factor
Potrero Hills Energy Producers | 59952_G_5 | 59952 | G | 5 |  | Landfill Gas | WEC_CALN | California | Solano | 1.6 | 2016 | 9999 |  |  |  | 0.056969 | Default Emission Factor
Eight Flags Energy | 60025_G_01 | 60025 | G | 01 |  | Combustion Turbine | FRCC | Florida | Nassau | 21.3 | 2016 | 9999 |  |  |  | 0.088964 | Default Emission Factor
Lorin Industries | 60102_G_1 | 60102 | G | 1 |  | Combustion Turbine | MIS_LMI | Michigan | Muskegon | 0.8 | 1990 | 9999 | 2018 | 0.22287 | 2285.115 | 0.19507 | Michigan Point Source Emission
Lorin Industries | 60102_G_2 | 60102 | G | 2 |  | Combustion Turbine | MIS_LMI | Michigan | Muskegon | 0.8 | 1990 | 9999 | 2018 | 0.22287 | 2285.115 | 0.19507 | Michigan Point Source Emission
Lorin Industries | 60102_G_3 | 60102 | G | 3 |  | Combustion Turbine | MIS_LMI | Michigan | Muskegon | 0.8 | 1990 | 9999 | 2018 | 0.22287 | 2285.115 | 0.19507 | Michigan Point Source Emission
Lorin Industries | 60102_G_4 | 60102 | G | 4 |  | Combustion Turbine | MIS_LMI | Michigan | Muskegon | 0.8 | 1990 | 9999 | 2018 | 0.22287 | 2285.115 | 0.19507 | Michigan Point Source Emission
Colorado Bend II | 60122_G_CT7 | 60122 | G | CT7 | 91195 | Combined Cycle | ERC_REST | Texas | Wharton | 313.2 | 2017 | 9999 | 2019 | 20.2224 | 1984589 | 0.008429 | NEI 2019
Colorado Bend II | 60122_G_CT8 | 60122 | G | CT8 | 91196 | Combined Cycle | ERC_REST | Texas | Wharton | 313.2 | 2017 | 9999 | 2019 | 5.5037 | 2015525 | 0.008429 | NEI 2019
Colorado Bend II | 60122_G_STG9 | 60122 | G | STG9 | 91195 | Combined Cycle | ERC_REST | Texas | Wharton | 461.4 | 2017 | 9999 |  |  |  | 0.008429 | NEI 2019
Olive | 6013_G_O1 | 6013 | G | O1 | 2677 | O/G Steam | WEC_LADW | California | Los Angeles | 44 | 1959 | 9999 |  |  |  | 0.087133 | Default Emission Factor
Olive | 6013_G_O2 | 6013 | G | O2 | 2678 | O/G Steam | WEC_LADW | California | Los Angeles | 55 | 1964 | 9999 |  |  |  | 0.087133 | Default Emission Factor
Big Sand Draw Plant | 60130_G_1 | 60130 | G | 1 |  | Combustion Turbine | WECC_WY | Wyoming | Fremont | 1.4 | 2015 | 9999 |  |  |  | 0.11376 | Default Emission Factor
Big Sand Draw Plant | 60130_G_2 | 60130 | G | 2 |  | Combustion Turbine | WECC_WY | Wyoming | Fremont | 1.4 | 2015 | 9999 |  |  |  | 0.11376 | Default Emission Factor
Big Sand Draw Plant | 60130_G_4 | 60130 | G | 4 |  | Combustion Turbine | WECC_WY | Wyoming | Fremont | 1.4 | 2015 | 9999 |  |  |  | 0.11376 | Default Emission Factor
Big Sand Draw Plant | 60130_G_5 | 60130 | G | 5 |  | Combustion Turbine | WECC_WY | Wyoming | Fremont | 1.4 | 2015 | 9999 |  |  |  | 0.11376 | Default Emission Factor
Big Sand Draw Plant | 60130_G_6 | 60130 | G | 6 |  | Combustion Turbine | WECC_WY | Wyoming | Fremont | 1.4 | 2015 | 9999 |  |  |  | 0.11376 | Default Emission Factor
Glasgow LFGTE | 60137_G_1 | 60137 | G | 1 |  | Landfill Gas | PJM_West | Kentucky | Barren | 1 | 2015 | 9999 |  |  |  | 0.056969 | Default Emission Factor
ADS Renewable Energy-Wolf Creek LLC | 60184_G_GEN1 | 60184 | G | GEN1 |  | Landfill Gas | S_SOU | Georgia | Twiggs | 1.4 | 2011 | 9999 |  |  |  | 0.056969 | Default Emission Factor
ADS Renewable Energy-Wolf Creek LLC | 60184_G_GEN2 | 60184 | G | GEN2 |  | Landfill Gas | S_SOU | Georgia | Twiggs | 1.4 | 2011 | 9999 |  |  |  | 0.056969 | Default Emission Factor
Zero Waste Energy Development Co LLC | 60220_G_ZWED1 | 60220 | G | ZWED1 |  | Non-Fossil Waste | WEC_CALN | California | Santa Clara | 0.8 | 2015 | 9999 |  |  |  | 0.029032 | Default Emission Factor
Zero Waste Energy Development Co LLC | 60220_G_ZWED2 | 60220 | G | ZWED2 |  | Non-Fossil Waste | WEC_CALN | California | Santa Clara | 0.8 | 2015 | 9999 |  |  |  | 0.029032 | Default Emission Factor
Bristol Plant | 60222_G_A1 | 60222 | G | A1 |  | Landfill Gas | S_C_TVA | Virginia | Bristol City | 0.3 | 2016 | 9999 |  |  |  | 0.056969 | Default Emission Factor
Bristol Plant | 60222_G_A2 | 60222 | G | A2 |  | Landfill Gas | S_C_TVA | Virginia | Bristol City | 0.3 | 2016 | 9999 |  |  |  | 0.056969 | Default Emission Factor
Bristol Plant | 60222_G_A3 | 60222 | G | A3 |  | Landfill Gas | S_C_TVA | Virginia | Bristol City | 0.3 | 2016 | 9999 |  |  |  | 0.056969 | Default Emission Factor
Bristol Plant | 60222_G_A4 | 60222 | G | A4 |  | Landfill Gas | S_C_TVA | Virginia | Bristol City | 0.3 | 2016 | 9999 |  |  |  | 0.056969 | Default Emission Factor
Bristol Plant | 60222_G_A5 | 60222 | G | A5 |  | Landfill Gas | S_C_TVA | Virginia | Bristol City | 0.3 | 2016 | 9999 |  |  |  | 0.056969 | Default Emission Factor
Bristol Plant | 60222_G_A6 | 60222 | G | A6 |  | Landfill Gas | S_C_TVA | Virginia | Bristol City | 0.3 | 2016 | 9999 |  |  |  | 0.056969 | Default Emission Factor
Bristol Plant | 60222_G_C1 | 60222 | G | C1 |  | Landfill Gas | S_C_TVA | Virginia | Bristol City | 0.3 | 2015 | 9999 |  |  |  | 0.056969 | Default Emission Factor
Bristol Plant | 60222_G_C2 | 60222 | G | C2 |  | Landfill Gas | S_C_TVA | Virginia | Bristol City | 0.3 | 2015 | 9999 |  |  |  | 0.056969 | Default Emission Factor
Bristol Plant | 60222_G_C3 | 60222 | G | C3 |  | Landfill Gas | S_C_TVA | Virginia | Bristol City | 0.3 | 2015 | 9999 |  |  |  | 0.056969 | Default Emission Factor
Bristol Plant | 60222_G_C4 | 60222 | G | C4 |  | Landfill Gas | S_C_TVA | Virginia | Bristol City | 0.3 | 2015 | 9999 |  |  |  | 0.056969 | Default Emission Factor
Bristol Plant | 60222_G_C5 | 60222 | G | C5 |  | Landfill Gas | S_C_TVA | Virginia | Bristol City | 0.3 | 2015 | 9999 |  |  |  | 0.056969 | Default Emission Factor
Bristol Plant | 60222_G_C6 | 60222 | G | C6 |  | Landfill Gas | S_C_TVA | Virginia | Bristol City | 0.3 | 2015 | 9999 |  |  |  | 0.056969 | Default Emission Factor
Belle Haven Diesel Generation Facility | 60234_G_BDG10 | 60234 | G | BDG10 |  | Combustion Turbine | PJM_EMAC | Virginia | Accomack | 2 | 2002 | 9999 |  |  |  | 0.69077 | Default Emission Factor
Belle Haven Diesel Generation Facility | 60234_G_BDG9 | 60234 | G | BDG9 |  | Combustion Turbine | PJM_EMAC | Virginia | Accomack | 2 | 2002 | 9999 |  |  |  | 0.69077 | Default Emission Factor
Perdue Diesel Generation Facility | 60235_G_PDG5 | 60235 | G | PDG5 |  | Combustion Turbine | PJM_EMAC | Virginia | Accomack | 2 | 2002 | 9999 |  |  |  | 0.69077 | Default Emission Factor
Perdue Diesel Generation Facility | 60235_G_PDG6 | 60235 | G | PDG6 |  | Combustion Turbine | PJM_EMAC | Virginia | Accomack | 2 | 2002 | 9999 |  |  |  | 0.69077 | Default Emission Factor
Onancock Diesel Generation Facility | 60236_G_ODG7 | 60236 | G | ODG7 |  | Combustion Turbine | PJM_EMAC | Virginia | Accomack | 2 | 2002 | 9999 |  |  |  | 0.69077 | Default Emission Factor
Onancock Diesel Generation Facility | 60236_G_ODG8 | 60236 | G | ODG8 |  | Combustion Turbine | PJM_EMAC | Virginia | Accomack | 2 | 2002 | 9999 |  |  |  | 0.69077 | Default Emission Factor
Union Renewable Energy Facility | 60241_G_00611 | 60241 | G | 00611 |  | Landfill Gas | S_VACA | South Carolina | Union | 1.2 | 2015 | 9999 |  |  |  | 0.056969 | Default Emission Factor
Union Renewable Energy Facility | 60241_G_00677 | 60241 | G | 00677 |  | Landfill Gas | S_VACA | South Carolina | Union | 1.2 | 2015 | 9999 |  |  |  | 0.056969 | Default Emission Factor
Silicon Valley Clean Water | 60249_G_CGN | 60249 | G | CGN |  | Non-Fossil Waste | WEC_CALN | California | San Mateo | 1.2 | 2015 | 9999 |  |  |  | 0.029032 | Default Emission Factor
Owatonna Energy Station | 60254_G_UNIT1 | 60254 | G | UNIT1 |  | Combustion Turbine | MIS_MNWI | Minnesota | Steele | 9.7 | 2018 | 9999 |  |  |  | 0.11376 | Default Emission Factor
Owatonna Energy Station | 60254_G_UNIT2 | 60254 | G | UNIT2 |  | Combustion Turbine | MIS_MNWI | Minnesota | Steele | 9.7 | 2018 | 9999 |  |  |  | 0.11376 | Default Emission Factor
Owatonna Energy Station | 60254_G_UNIT3 | 60254 | G | UNIT3 |  | Combustion Turbine | MIS_MNWI | Minnesota | Steele | 9.7 | 2018 | 9999 | 2019 | 0.09261 | 7092.5 | 0.026115 | NEI 2019
Owatonna Energy Station | 60254_G_UNIT4 | 60254 | G | UNIT4 |  | Combustion Turbine | MIS_MNWI | Minnesota | Steele | 9.7 | 2018 | 9999 | 2019 | 0.08608 | 7092.5 | 0.024274 | NEI 2019
Durham AWTF | 60263_G_GEN1 | 60263 | G | GEN1 |  | Non-Fossil Waste | WECC_PNW | Oregon | Washington | 0.7 | 2015 | 9999 |  |  |  | 0.029032 | Default Emission Factor
Durham AWTF | 60263_G_GEN2 | 60263 | G | GEN2 |  | Non-Fossil Waste | WECC_PNW | Oregon | Washington | 0.8 | 2015 | 9999 |  |  |  | 0.029032 | Default Emission Factor
Bacliff | 60264_G_BCGT1 | 60264 | G | BCGT1 | 91269 | Combustion Turbine | ERC_REST | Texas | Galveston | 54 | 2018 | 9999 |  |  |  | 0.088964 | Default Emission Factor
Bacliff | 60264_G_BCGT2 | 60264 | G | BCGT2 | 91270 | Combustion Turbine | ERC_REST | Texas | Galveston | 54 | 2018 | 9999 |  |  |  | 0.088964 | Default Emission Factor
Bacliff | 60264_G_BCGT3 | 60264 | G | BCGT3 | 91271 | Combustion Turbine | ERC_REST | Texas | Galveston | 54 | 2018 | 9999 |  |  |  | 0.088964 | Default Emission Factor
Bacliff | 60264_G_BCGT4 | 60264 | G | BCGT4 | 91272 | Combustion Turbine | ERC_REST | Texas | Galveston | 54 | 2018 | 9999 |  |  |  | 0.088964 | Default Emission Factor
Bacliff | 60264_G_BCGT5 | 60264 | G | BCGT5 | 91273 | Combustion Turbine | ERC_REST | Texas | Galveston | 54 | 2018 | 9999 |  |  |  | 0.088964 | Default Emission Factor
Bacliff | 60264_G_BCGT6 | 60264 | G | BCGT6 | 91274 | Combustion Turbine | ERC_REST | Texas | Galveston | 54 | 2018 | 9999 |  |  |  | 0.088964 | Default Emission Factor
West Groton CHP | 60276_G_G1 | 60276 | G | G1 |  | Combustion Turbine | NENGREST | Massachusetts | Middlesex | 3.8 | 2015 | 9999 |  |  |  | 0.088964 | Default Emission Factor
Keys Energy Center | 60302_G_10 | 60302 | G | 10 | 91141 | Combined Cycle | PJM_SMAC | Maryland | Prince Georges | 327 | 2018 | 9999 |  |  |  | 0.030815 | Default Emission Factor
Keys Energy Center | 60302_G_11 | 60302 | G | 11 | 91141 | Combined Cycle | PJM_SMAC | Maryland | Prince Georges | 214 | 2018 | 9999 |  |  |  | 0.030815 | Default Emission Factor
Keys Energy Center | 60302_G_12 | 60302 | G | 12 | 91142 | Combined Cycle | PJM_SMAC | Maryland | Prince Georges | 214 | 2018 | 9999 |  |  |  | 0.030815 | Default Emission Factor
Belle River | 6034_G_12-1 | 6034 | G | 12-1 | 2697 | Combustion Turbine | MIS_LMI | Michigan | St Clair | 75 | 1999 | 9999 |  |  |  | 0.088964 | Default Emission Factor
Belle River | 6034_G_12-2 | 6034 | G | 12-2 | 2698 | Combustion Turbine | MIS_LMI | Michigan | St Clair | 75 | 1999 | 9999 |  |  |  | 0.088964 | Default Emission Factor
Belle River | 6034_G_13-1 | 6034 | G | 13-1 | 2699 | Combustion Turbine | MIS_LMI | Michigan | St Clair | 74 | 1999 | 9999 |  |  |  | 0.088964 | Default Emission Factor
Belle River | 6034_G_3 | 6034 | G | 3 |  | Combustion Turbine | MIS_LMI | Michigan | St Clair | 3 | 1981 | 9999 |  |  |  | 0.69077 | Default Emission Factor
Belle River | 6034_G_4 | 6034 | G | 4 |  | Combustion Turbine | MIS_LMI | Michigan | St Clair | 3 | 1981 | 9999 |  |  |  | 0.69077 | Default Emission Factor
Belle River | 6034_G_5 | 6034 | G | 5 |  | Combustion Turbine | MIS_LMI | Michigan | St Clair | 3 | 1981 | 9999 |  |  |  | 0.69077 | Default Emission Factor
Belle River | 6034_G_IC1 | 6034 | G | IC1 |  | Combustion Turbine | MIS_LMI | Michigan | St Clair | 2 | 1981 | 9999 |  |  |  | 0.69077 | Default Emission Factor
Belle River | 6034_G_IC2 | 6034 | G | IC2 |  | Combustion Turbine | MIS_LMI | Michigan | St Clair | 3 | 1981 | 9999 |  |  |  | 0.69077 | Default Emission Factor
Okeechobee Clean Energy Center | 60345_G_1A | 60345 | G | 1A | 91288 | Combined Cycle | FRCC | Florida | Okeechobee | 376.6 | 2019 | 9999 |  |  |  | 0.020469 | Default Emission Factor
Okeechobee Clean Energy Center | 60345_G_1B | 60345 | G | 1B | 91287 | Combined Cycle | FRCC | Florida | Okeechobee | 376.6 | 2019 | 9999 |  |  |  | 0.020469 | Default Emission Factor
Okeechobee Clean Energy Center | 60345_G_1C | 60345 | G | 1C | 91289 | Combined Cycle | FRCC | Florida | Okeechobee | 376.6 | 2019 | 9999 |  |  |  | 0.020469 | Default Emission Factor
Okeechobee Clean Energy Center | 60345_G_1ST | 60345 | G | 1ST | 91288 | Combined Cycle | FRCC | Florida | Okeechobee | 593.3 | 2019 | 9999 |  |  |  | 0.020469 | Default Emission Factor
Hill AFB LFG Facility, Bldg #737 | 60349_G_LFGG1 | 60349 | G | LFGG1 |  | Landfill Gas | WECC_UT | Utah | Davis | 0.6 | 2005 | 9999 |  |  |  | 0.056969 | Default Emission Factor
Hill AFB LFG Facility, Bldg #737 | 60349_G_LFGG2 | 60349 | G | LFGG2 |  | Landfill Gas | WECC_UT | Utah | Davis | 0.7 | 2005 | 9999 |  |  |  | 0.056969 | Default Emission Factor
Hill AFB LFG Facility, Bldg #737 | 60349_G_LFGG3 | 60349 | G | LFGG3 |  | Landfill Gas | WECC_UT | Utah | Davis | 0.9 | 2008 | 9999 |  |  |  | 0.056969 | Default Emission Factor
Greenwood (MI) | 6035_G_11-1 | 6035 | G | 11-1 | 2701 | Combustion Turbine | MIS_LMI | Michigan | St Clair | 75 | 1999 | 9999 |  |  |  | 0.088964 | Default Emission Factor
Greenwood (MI) | 6035_G_11-2 | 6035 | G | 11-2 | 2702 | Combustion Turbine | MIS_LMI | Michigan | St Clair | 75 | 1999 | 9999 |  |  |  | 0.088964 | Default Emission Factor
Greenwood (MI) | 6035_G_11-3 | 6035 | G | 11-3 | 2703 | Combustion Turbine | MIS_LMI | Michigan | St Clair | 74 | 1999 | 9999 |  |  |  | 0.088964 | Default Emission Factor
South Field Energy | 60356_G_SFECC | 60356 | G | SFECC |  | Combined Cycle | PJM_ATSI | Ohio | Columbiana | 1060 | 2021 | 9999 |  |  |  | 0.020469 | Default Emission Factor
Lackawanna Energy Center | 60357_G_GEN1 | 60357 | G | GEN1 | 91210 | Combined Cycle | PJM_WMAC | Pennsylvania | Lackawanna | 465 | 2018 | 9999 | 2019 | 23.5 | 3577535 | 0.013138 | NEI 2019
Lackawanna Energy Center | 60357_G_GEN2 | 60357 | G | GEN2 | 91211 | Combined Cycle | PJM_WMAC | Pennsylvania | Lackawanna | 465 | 2018 | 9999 | 2019 | 41 | 3450424 | 0.023765 | NEI 2019
Lackawanna Energy Center | 60357_G_GEN3 | 60357 | G | GEN3 | 91212 | Combined Cycle | PJM_WMAC | Pennsylvania | Lackawanna | 465 | 2018 | 9999 | 2019 | 22.1 | 3135109 | 0.014098 | NEI 2019
White Street Renewables | 60364_G_WSLFG | 60364 | G | WSLFG |  | Landfill Gas | S_VACA | North Carolina | Guilford | 1.6 | 2019 | 9999 |  |  |  | 0.035864 | Default Emission Factor
Panda Hummel Station LLC | 60368_G_CTG1 | 60368 | G | CTG1 | 91106 | Combined Cycle | PJM_WMAC | Pennsylvania | Snyder | 226.3 | 2018 | 9999 | 2019 | 3.17 | 1398187 | 0.004743 | NEI 2019
Panda Hummel Station LLC | 60368_G_CTG2 | 60368 | G | CTG2 | 91107 | Combined Cycle | PJM_WMAC | Pennsylvania | Snyder | 226.3 | 2018 | 9999 | 2019 | 5 | 1231635 | 0.004743 | NEI 2019
Panda Hummel Station LLC | 60368_G_CTG3 | 60368 | G | CTG3 | 91111 | Combined Cycle | PJM_WMAC | Pennsylvania | Snyder | 226.3 | 2018 | 9999 | 2019 | 5.17 | 1029926 | 0.004743 | NEI 2019
Panda Hummel Station LLC | 60368_G_STG | 60368 | G | STG | 91106 | Combined Cycle | PJM_WMAC | Pennsylvania | Snyder | 417.6 | 2018 | 9999 |  |  |  | 0.004743 | NEI 2019
Clean Energy Future-Lordstown, LLC | 60376_G_CTG1 | 60376 | G | CTG1 | 91109 | Combined Cycle | PJM_ATSI | Ohio | Trumbull | 263 | 2018 | 9999 | 2019 | 3.825 | 1965110 | 0.002533 | NEI 2019
Clean Energy Future-Lordstown, LLC | 60376_G_CTG2 | 60376 | G | CTG2 | 91110 | Combined Cycle | PJM_ATSI | Ohio | Trumbull | 263 | 2018 | 9999 | 2019 | 3.758 | 1932385 | 0.002533 | NEI 2019
Clean Energy Future-Lordstown, LLC | 60376_G_STG1 | 60376 | G | STG1 | 91109 | Combined Cycle | PJM_ATSI | Ohio | Trumbull | 324 | 2018 | 9999 |  |  |  | 0.002533 | NEI 2019
Morgantown | 60388_G_GEMT | 60388 | G | GEMT |  | Landfill Gas | PJM_WMAC | Pennsylvania | Berks | 1.6 | 2016 | 9999 |  |  |  | 0.056969 | Default Emission Factor
Manatee | 6042_G_3 | 6042 | G | 3 | 88110 | Combined Cycle | FRCC | Florida | Manatee | 453 | 2005 | 9999 |  |  |  | 0.00272 | NEI 2019
Manatee | 6042_G_A | 6042 | G | A | 88110 | Combined Cycle | FRCC | Florida | Manatee | 199 | 2005 | 9999 | 2019 | 2.5601 | 3821139 | 0.00272 | NEI 2019
Manatee | 6042_G_B | 6042 | G | B | 88111 | Combined Cycle | FRCC | Florida | Manatee | 199 | 2005 | 9999 | 2019 | 2.6027 | 1224148 | 0.00272 | NEI 2019
Manatee | 6042_G_C | 6042 | G | C | 88112 | Combined Cycle | FRCC | Florida | Manatee | 199 | 2005 | 9999 | 2019 | 3.6718 | 1282167 | 0.00272 | NEI 2019
Manatee | 6042_G_D | 6042 | G | D | 88113 | Combined Cycle | FRCC | Florida | Manatee | 173.5 | 2005 | 9999 | 2019 | 1.8724 | 1545618 | 0.00272 | NEI 2019
Veyo Heat Recovery Project | 60421_G_WHR1 | 60421 | G | WHR1 |  | Non-Fossil Waste | WECC_UT | Utah | Washington | 8.4 | 2016 | 9999 |  |  |  | 0.029032 | Default Emission Factor
Martin | 6043_G_3GT1 | 6043 | G | 3GT1 | 2710 | Combined Cycle | FRCC | Florida | Martin | 165 | 1994 | 9999 | 2019 | 20.9852 | 1330520 | 0.046948 | NEI 2019
Martin | 6043_G_3GT2 | 6043 | G | 3GT2 | 2711 | Combined Cycle | FRCC | Florida | Martin | 165 | 1994 | 9999 | 2019 | 28.344 | 770915 | 0.046948 | NEI 2019
Martin | 6043_G_3ST | 6043 | G | 3ST | 2710 | Combined Cycle | FRCC | Florida | Martin | 157 | 1994 | 9999 |  |  |  | 0.046948 | NEI 2019
Martin | 6043_G_4GT1 | 6043 | G | 4GT1 | 2712 | Combined Cycle | FRCC | Florida | Martin | 165 | 1994 | 9999 | 2019 | 22.1988 | 1405698 | 0.046186 | NEI 2019
Martin | 6043_G_4GT2 | 6043 | G | 4GT2 | 2713 | Combined Cycle | FRCC | Florida | Martin | 165 | 1994 | 9999 | 2019 | 27.9696 | 766766 | 0.046186 | NEI 2019
Martin | 6043_G_4ST | 6043 | G | 4ST | 2712 | Combined Cycle | FRCC | Florida | Martin | 157 | 1994 | 9999 |  |  |  | 0.046186 | NEI 2019
Martin | 6043_G_8 | 6043 | G | 8 | 2716 | Combined Cycle | FRCC | Florida | Martin | 447.8 | 2005 | 9999 |  |  |  | 0.003418 | NEI 2019
Martin | 6043_G_8A | 6043 | G | 8A | 2716 | Combined Cycle | FRCC | Florida | Martin | 196.8 | 2001 | 9999 | 2019 | 2.1645 | 3790930 | 0.003418 | NEI 2019
Martin | 6043_G_8B | 6043 | G | 8B | 2717 | Combined Cycle | FRCC | Florida | Martin | 196.8 | 2001 | 9999 | 2019 | 1.718 | 1158691 | 0.003418 | NEI 2019
Martin | 6043_G_8C | 6043 | G | 8C | 88114 | Combined Cycle | FRCC | Florida | Martin | 196.8 | 2005 | 9999 | 2019 | 3.3971 | 1250411 | 0.003418 | NEI 2019
Martin | 6043_G_8D | 6043 | G | 8D | 88115 | Combined Cycle | FRCC | Florida | Martin | 196.8 | 2005 | 9999 | 2019 | 5.4411 | 1242898 | 0.003418 | NEI 2019
Athens Energy | 60457_G_1 | 60457 | G | 1 |  | Biomass | NENG_ME | Maine | Somerset | 7.1 | 2016 | 9999 |  |  |  | 0.26668 | Default Emission Factor
Port Comfort Power LLC | 60459_G_PC1 | 60459 | G | PC1 | 91150 | Combustion Turbine | ERC_REST | Texas | Calhoun | 45 | 2017 | 9999 | 2019 | 0.28 | 28264 | 0.019813 | NEI 2019
Port Comfort Power LLC | 60459_G_PC2 | 60459 | G | PC2 | 91151 | Combustion Turbine | ERC_REST | Texas | Calhoun | 45 | 2017 | 9999 | 2019 | 0.19 | 28264 | 0.013445 | NEI 2019
DeBary | 6046_G_10 | 6046 | G | 10 | 2718 | Combustion Turbine | FRCC | Florida | Volusia | 75 | 1992 | 9999 | 2019 | 0.73098 | 18104.6797 | 0.08075 | NEI 2019
DeBary | 6046_G_2 | 6046 | G | 2 |  | Combustion Turbine | FRCC | Florida | Volusia | 48 | 1976 | 9999 | 2019 | 0.32399 | 11586.995 | 0.055923 | NEI 2019
DeBary | 6046_G_3 | 6046 | G | 3 |  | Combustion Turbine | FRCC | Florida | Volusia | 50 | 1975 | 9999 | 2019 | 0.19616 | 12069.7865 | 0.032504 | NEI 2019
DeBary | 6046_G_4 | 6046 | G | 4 |  | Combustion Turbine | FRCC | Florida | Volusia | 50 | 1976 | 9999 | 2019 | 0.17484 | 12069.7865 | 0.028972 | NEI 2019
DeBary | 6046_G_5 | 6046 | G | 5 |  | Combustion Turbine | FRCC | Florida | Volusia | 50 | 1975 | 9999 | 2019 | 0.08136 | 12069.7865 | 0.013482 | NEI 2019
DeBary | 6046_G_6 | 6046 | G | 6 |  | Combustion Turbine | FRCC | Florida | Volusia | 51 | 1976 | 9999 | 2019 | 0.20296 | 12311.1822 | 0.032971 | NEI 2019
DeBary | 6046_G_7 | 6046 | G | 7 | 2719 | Combustion Turbine | FRCC | Florida | Volusia | 79 | 1992 | 9999 | 2019 | 4.627 | 19070.2626 | 0.48526 | NEI 2019
DeBary | 6046_G_8 | 6046 | G | 8 | 2720 | Combustion Turbine | FRCC | Florida | Volusia | 78 | 1992 | 9999 | 2019 | 1.8052 | 18828.8669 | 0.19175 | NEI 2019
DeBary | 6046_G_9 | 6046 | G | 9 | 2721 | Combustion Turbine | FRCC | Florida | Volusia | 80 | 1992 | 9999 | 2019 | 2.1836 | 19311.6583 | 0.22614 | NEI 2019
Chamon Power LLC | 60460_G_CH1 | 60460 | G | CH1 | 91152 | Combustion Turbine | ERC_REST | Texas | Harris | 45 | 2017 | 9999 | 2019 | 1 | 30802 | 0.064931 | NEI 2019
Chamon Power LLC | 60460_G_CH2 | 60460 | G | CH2 | 91153 | Combustion Turbine | ERC_REST | Texas | Harris | 45 | 2017 | 9999 | 2019 | 0.56 | 30802 | 0.036361 | NEI 2019
Tenaska Westmoreland Generating Station | 60464_G_CTG1 | 60464 | G | CTG1 | 91139 | Combined Cycle | PJM_PENE | Pennsylvania | Westmoreland | 286.6 | 2018 | 9999 | 2019 | 5.1 | 1654814 | 0.003681 | NEI 2019
Tenaska Westmoreland Generating Station | 60464_G_CTG2 | 60464 | G | CTG2 | 91140 | Combined Cycle | PJM_PENE | Pennsylvania | Westmoreland | 286.6 | 2018 | 9999 | 2019 | 4.4 | 1848104 | 0.003681 | NEI 2019
Tenaska Westmoreland Generating Station | 60464_G_STG1 | 60464 | G | STG1 | 91139 | Combined Cycle | PJM_PENE | Pennsylvania | Westmoreland | 370.8 | 2018 | 9999 |  |  |  | 0.003681 | NEI 2019
Friendswood Energy | 60468_G_GT-1 | 60468 | G | GT-1 | 91283 | Combustion Turbine | ERC_REST | Texas | Harris | 117 | 2018 | 9999 | 2019 | 1.5 | 70635 | 0.042472 | NEI 2019
West Tisbury Generating Facility | 6049_G_UN1 | 6049 | G | UN1 |  | Combustion Turbine | NENGREST | Massachusetts | Dukes | 2.8 | 1975 | 9999 |  |  |  | 0.69077 | Default Emission Factor
West Tisbury Generating Facility | 6049_G_UN2 | 6049 | G | UN2 |  | Combustion Turbine | NENGREST | Massachusetts | Dukes | 2.8 | 1975 | 9999 |  |  |  | 0.69077 | Default Emission Factor
Wansley | 6052_G_5A | 6052 | G | 5A | 90257 | Combustion Turbine | S_SOU | Georgia | Heard | 49 | 1980 | 9999 |  |  |  | 0.12949 | Default Emission Factor
UA Central Utility Plant | 60536_G_TRBN1 | 60536 | G | TRBN1 |  | Combustion Turbine | SPP_WEST | Arkansas | Washington | 5.2 | 2016 | 9999 |  |  |  | 0.088964 | Default Emission Factor
Marquette Energy Center | 60559_G_MEC1 | 60559 | G | MEC1 |  | Combustion Turbine | MIS_WUMS | Michigan | Marquette | 16.7 | 2017 | 9999 |  |  |  | 0.11376 | Default Emission Factor
Marquette Energy Center | 60559_G_MEC2 | 60559 | G | MEC2 |  | Combustion Turbine | MIS_WUMS | Michigan | Marquette | 16.7 | 2017 | 9999 |  |  |  | 0.11376 | Default Emission Factor
Marquette Energy Center | 60559_G_MEC3 | 60559 | G | MEC3 |  | Combustion Turbine | MIS_WUMS | Michigan | Marquette | 16.7 | 2017 | 9999 |  |  |  | 0.11376 | Default Emission Factor
Westside Energy Station | 60564_G_WES1 | 60564 | G | WES1 |  | Combustion Turbine | MIS_MNWI | Minnesota | Olmsted | 9.3 | 2018 | 9999 |  |  |  | 0.11376 | Default Emission Factor
Westside Energy Station | 60564_G_WES2 | 60564 | G | WES2 |  | Combustion Turbine | MIS_MNWI | Minnesota | Olmsted | 9.3 | 2018 | 9999 |  |  |  | 0.11376 | Default Emission Factor
Westside Energy Station | 60564_G_WES3 | 60564 | G | WES3 |  | Combustion Turbine | MIS_MNWI | Minnesota | Olmsted | 9.3 | 2018 | 9999 |  |  |  | 0.11376 | Default Emission Factor
Westside Energy Station | 60564_G_WES4 | 60564 | G | WES4 |  | Combustion Turbine | MIS_MNWI | Minnesota | Olmsted | 9.3 | 2018 | 9999 |  |  |  | 0.11376 | Default Emission Factor
Westside Energy Station | 60564_G_WES5 | 60564 | G | WES5 |  | Combustion Turbine | MIS_MNWI | Minnesota | Olmsted | 9.3 | 2018 | 9999 |  |  |  | 0.11376 | Default Emission Factor
North City Cogeneration Facility | 60571_G_NCEP | 60571 | G | NCEP |  | Landfill Gas | WEC_SDGE | California | San Diego | 1.4 | 2013 | 9999 |  |  |  | 0.056969 | Default Emission Factor
Cascade Creek | 6058_G_1 | 6058 | G | 1 | 90209 | Combustion Turbine | MIS_MNWI | Minnesota | Olmsted | 27.9 | 1975 | 9999 | 2017 | 0.3153 | 9294.593 | 0.067846 | NEI 2019
Cascade Creek | 6058_G_2 | 6058 | G | 2 | 2727 | Combustion Turbine | MIS_MNWI | Minnesota | Olmsted | 49.5 | 2002 | 9999 | 2017 | 1.0817 | 16490.407 | 0.1312 | NEI 2019
CPV Fairview Energy Center | 60589_G_GEN1 | 60589 | G | GEN1 | 91312 | Combined Cycle | PJM_PENE | Pennsylvania | Cambria | 342 | 2020 | 9999 |  |  |  | 0.020469 | Default Emission Factor
CPV Fairview Energy Center | 60589_G_GEN2 | 60589 | G | GEN2 | 91311 | Combined Cycle | PJM_PENE | Pennsylvania | Cambria | 342 | 2020 | 9999 |  |  |  | 0.020469 | Default Emission Factor
CPV Fairview Energy Center | 60589_G_GEN3 | 60589 | G | GEN3 | 91312 | Combined Cycle | PJM_PENE | Pennsylvania | Cambria | 416 | 2020 | 9999 |  |  |  | 0.020469 | Default Emission Factor
Coachella | 6060_G_1 | 6060 | G | 1 |  | Combustion Turbine | WECC_IID | California | Riverside | 20.1 | 1973 | 9999 |  |  |  | 0.088964 | Default Emission Factor
Coachella | 6060_G_2 | 6060 | G | 2 |  | Combustion Turbine | WECC_IID | California | Riverside | 20 | 1973 | 9999 |  |  |  | 0.088964 | Default Emission Factor
Coachella | 6060_G_3 | 6060 | G | 3 |  | Combustion Turbine | WECC_IID | California | Riverside | 20.7 | 1974 | 9999 | 2017 | 0.024585 | 525.6176 | 0.093547 | NEI 2019
Coachella | 6060_G_4 | 6060 | G | 4 |  | Combustion Turbine | WECC_IID | California | Riverside | 20.8 | 1976 | 9999 |  |  |  | 0.088964 | Default Emission Factor
St. Mary Clean Energy Center | 60610_G_1 | 60610 | G | 1 |  | Non-Fossil Waste | MIS_LA | Louisiana | St Mary | 47.9 | 2019 | 9999 |  |  |  | 0.083127 | Default Emission Factor
Electrifarm | 6063_G_1 | 6063 | G | 1 | 90086 | Combustion Turbine | MIS_MIDA | Iowa | Black Hawk | 56.4 | 1975 | 9999 |  |  |  | 0.088964 | Default Emission Factor
Electrifarm | 6063_G_2 | 6063 | G | 2 | 90087 | Combustion Turbine | MIS_MIDA | Iowa | Black Hawk | 65.6 | 1978 | 9999 | 2019 | 0.12739 | 353.5764 | 0.72058 | NEI 2019
Electrifarm | 6063_G_3 | 6063 | G | 3 | 90088 | Combustion Turbine | MIS_MIDA | Iowa | Black Hawk | 67.8 | 1978 | 9999 | 2019 | 0.063239 | 365.4341 | 0.3461 | NEI 2019
Nearman Creek | 6064_G_CT4 | 6064 | G | CT4 | 89528 | Combustion Turbine | SPP_N | Kansas | Wyandotte | 76 | 2006 | 9999 |  |  |  | 0.088964 | Default Emission Factor
Shakopee Energy Park | 60647_G_SQA01 | 60647 | G | SQA01 |  | Combustion Turbine | MIS_MNWI | Minnesota | Scott | 9.3 | 2017 | 9999 |  |  |  | 0.11376 | Default Emission Factor
Shakopee Energy Park | 60647_G_SQA02 | 60647 | G | SQA02 |  | Combustion Turbine | MIS_MNWI | Minnesota | Scott | 9.3 | 2017 | 9999 |  |  |  | 0.11376 | Default Emission Factor
Shakopee Energy Park | 60647_G_SQA03 | 60647 | G | SQA03 |  | Combustion Turbine | MIS_MNWI | Minnesota | Scott | 9.3 | 2017 | 9999 |  |  |  | 0.11376 | Default Emission Factor
Shakopee Energy Park | 60647_G_SQA04 | 60647 | G | SQA04 |  | Combustion Turbine | MIS_MNWI | Minnesota | Scott | 9.3 | 2017 | 9999 |  |  |  | 0.11376 | Default Emission Factor
Shakopee Energy Park | 60647_G_SQA05 | 60647 | G | SQA05 |  | Combustion Turbine | MIS_MNWI | Minnesota | Scott | 9.3 | 2017 | 9999 |  |  |  | 0.11376 | Default Emission Factor
Four Peaks Camino Real | 60696_G_1 | 60696 | G | 1 |  | Landfill Gas | WECC_NM | New Mexico | Dona Ana | 1.6 | 2008 | 9999 |  |  |  | 0.056969 | Default Emission Factor
Four Peaks Camino Real | 60696_G_2 | 60696 | G | 2 |  | Landfill Gas | WECC_NM | New Mexico | Dona Ana | 1.6 | 2008 | 9999 |  |  |  | 0.056969 | Default Emission Factor
Stanton Energy Reliability Center | 60698_G_GT1 | 60698 | G | GT1 |  | Combustion Turbine | WECC_SCE | California | Orange | 45.9 | 2020 | 9999 |  |  |  | 0.046393 | Default Emission Factor
Stanton Energy Reliability Center | 60698_G_GT2 | 60698 | G | GT2 |  | Combustion Turbine | WECC_SCE | California | Orange | 45.9 | 2020 | 9999 |  |  |  | 0.046393 | Default Emission Factor
Fredonia | 607_G_1 | 607 | G | 1 |  | Combustion Turbine | WECC_PNW | Washington | Skagit | 93 | 1984 | 9999 |  |  |  | 0.088964 | Default Emission Factor
Fredonia | 607_G_2 | 607 | G | 2 |  | Combustion Turbine | WECC_PNW | Washington | Skagit | 93 | 1984 | 9999 |  |  |  | 0.088964 | Default Emission Factor
Fredonia | 607_G_3 | 607 | G | 3 | 9183 | Combustion Turbine | WECC_PNW | Washington | Skagit | 47 | 2001 | 9999 | 2019 | 0.1 | 32870.6255 | 0.006084 | NEI 2019
Fredonia | 607_G_4 | 607 | G | 4 | 9184 | Combustion Turbine | WECC_PNW | Washington | Skagit | 47 | 2001 | 9999 | 2019 | 1.1 | 32870.6255 | 0.066929 | NEI 2019
JED Solid Waste Mgmt Renewable Energy | 60701_G_00603 | 60701 | G | 00603 |  | Landfill Gas | FRCC | Florida | Osceola | 1.4 | 2017 | 9999 |  |  |  | 0.056969 | Default Emission Factor
JED Solid Waste Mgmt Renewable Energy | 60701_G_00696 | 60701 | G | 00696 |  | Landfill Gas | FRCC | Florida | Osceola | 1.4 | 2017 | 9999 |  |  |  | 0.056969 | Default Emission Factor
JED Solid Waste Mgmt Renewable Energy | 60701_G_00697 | 60701 | G | 00697 |  | Landfill Gas | FRCC | Florida | Osceola | 1.4 | 2017 | 9999 |  |  |  | 0.056969 | Default Emission Factor
JED Solid Waste Mgmt Renewable Energy | 60701_G_00698 | 60701 | G | 00698 |  | Landfill Gas | FRCC | Florida | Osceola | 1.4 | 2017 | 9999 |  |  |  | 0.056969 | Default Emission Factor
JED Solid Waste Mgmt Renewable Energy | 60701_G_00699 | 60701 | G | 00699 |  | Landfill Gas | FRCC | Florida | Osceola | 1.4 | 2017 | 9999 |  |  |  | 0.056969 | Default Emission Factor
JED Solid Waste Mgmt Renewable Energy | 60701_G_00700 | 60701 | G | 00700 |  | Landfill Gas | FRCC | Florida | Osceola | 1.4 | 2017 | 9999 |  |  |  | 0.056969 | Default Emission Factor
Green City Recovery, LLC | 60703_G_1 | 60703 | G | 1 |  | Landfill Gas | S_C_KY | Kentucky | Scott | 1 | 2016 | 9999 |  |  |  | 0.056969 | Default Emission Factor
Green City Recovery, LLC | 60703_G_2 | 60703 | G | 2 |  | Landfill Gas | S_C_KY | Kentucky | Scott | 1 | 2019 | 9999 |  |  |  | 0.035864 | Default Emission Factor
Trimble County | 6071_G_10 | 6071 | G | 10 | 2738 | Combustion Turbine | S_C_KY | Kentucky | Trimble | 159 | 2004 | 9999 |  |  |  | 0.088964 | Default Emission Factor
Trimble County | 6071_G_5 | 6071 | G | 5 | 2739 | Combustion Turbine | S_C_KY | Kentucky | Trimble | 159 | 2002 | 9999 |  |  |  | 0.088964 | Default Emission Factor
Trimble County | 6071_G_6 | 6071 | G | 6 | 2740 | Combustion Turbine | S_C_KY | Kentucky | Trimble | 159 | 2002 | 9999 |  |  |  | 0.088964 | Default Emission Factor
Trimble County | 6071_G_7 | 6071 | G | 7 | 2741 | Combustion Turbine | S_C_KY | Kentucky | Trimble | 159 | 2004 | 9999 |  |  |  | 0.088964 | Default Emission Factor
Trimble County | 6071_G_8 | 6071 | G | 8 | 2742 | Combustion Turbine | S_C_KY | Kentucky | Trimble | 159 | 2004 | 9999 |  |  |  | 0.088964 | Default Emission Factor
Trimble County | 6071_G_9 | 6071 | G | 9 | 2743 | Combustion Turbine | S_C_KY | Kentucky | Trimble | 159 | 2004 | 9999 |  |  |  | 0.088964 | Default Emission Factor
Green Cow Power | 60721_G_ENG1 | 60721 | G | ENG1 |  | Non-Fossil Waste | MIS_INKY | Indiana | Elkhart | 1 | 2015 | 9999 |  |  |  | 0.029032 | Default Emission Factor
Green Cow Power | 60721_G_ENG2 | 60721 | G | ENG2 |  | Non-Fossil Waste | MIS_INKY | Indiana | Elkhart | 1 | 2015 | 9999 |  |  |  | 0.029032 | Default Emission Factor
Green Cow Power | 60721_G_ENG3 | 60721 | G | ENG3 |  | Non-Fossil Waste | MIS_INKY | Indiana | Elkhart | 1 | 2015 | 9999 |  |  |  | 0.029032 | Default Emission Factor
Victor J Daniel Jr | 6073_G_3 | 6073 | G | 3 | 2746 | Combined Cycle | S_SOU | Mississippi | Jackson | 177.2 | 2001 | 9999 | 2019 | 8.4007 | 2866607 | 0.007865 | NEI 2019
Victor J Daniel Jr | 6073_G_3CT | 6073 | G | 3CT | 2747 | Combined Cycle | S_SOU | Mississippi | Jackson | 177.2 | 2001 | 9999 | 2019 | 8.1959 | 1353882 | 0.007865 | NEI 2019
Victor J Daniel Jr | 6073_G_3ST | 6073 | G | 3ST | 2746 | Combined Cycle | S_SOU | Mississippi | Jackson | 186.5 | 2001 | 9999 |  |  |  | 0.007865 | NEI 2019
Victor J Daniel Jr | 6073_G_4 | 6073 | G | 4 | 2748 | Combined Cycle | S_SOU | Mississippi | Jackson | 176.9 | 2001 | 9999 | 2019 | 12.8212 | 2811011 | 0.013523 | NEI 2019
Victor J Daniel Jr | 6073_G_4CT | 6073 | G | 4CT | 2749 | Combined Cycle | S_SOU | Mississippi | Jackson | 176.9 | 2001 | 9999 | 2019 | 14.7102 | 1260835 | 0.013523 | NEI 2019
Victor J Daniel Jr | 6073_G_4ST | 6073 | G | 4ST | 2748 | Combined Cycle | S_SOU | Mississippi | Jackson | 186.2 | 2001 | 9999 |  |  |  | 0.013523 | NEI 2019
Greenwood (MO) | 6074_G_3 | 6074 | G | 3 | 90009 | Combustion Turbine | SPP_N | Missouri | Jackson | 62.9 | 1977 | 2025 | 2019 | 0.36555 | 3597.3292 | 0.20323 | NEI 2019
Greenwood (MO) | 6074_G_4 | 6074 | G | 4 | 90010 | Combustion Turbine | SPP_N | Missouri | Jackson | 58.3 | 1979 | 9999 | 2019 | 0.32391 | 3334.2495 | 0.19429 | NEI 2019
Argonne National Laboratory CHP | 60742_G_CHP | 60742 | G | CHP |  | Combustion Turbine | PJM_COMD | Illinois | DuPage | 4.7 | 2016 | 2045 |  |  |  | 0.088964 | Default Emission Factor
Osawatomie Power Plant South Sub | 60750_G_CAT4 | 60750 | G | CAT4 |  | Combustion Turbine | SPP_N | Kansas | Miami | 2 | 2017 | 9999 |  |  |  | 0.69077 | Default Emission Factor
Osawatomie Power Plant South Sub | 60750_G_CAT5 | 60750 | G | CAT5 |  | Combustion Turbine | SPP_N | Kansas | Miami | 2 | 2017 | 9999 |  |  |  | 0.69077 | Default Emission Factor
Osawatomie Power Plant South Sub | 60750_G_CAT6 | 60750 | G | CAT6 |  | Combustion Turbine | SPP_N | Kansas | Miami | 2 | 2017 | 9999 |  |  |  | 0.69077 | Default Emission Factor
Osawatomie Power Plant North Sub | 60751_G_CAT1 | 60751 | G | CAT1 |  | Combustion Turbine | SPP_N | Kansas | Miami | 2 | 2018 | 9999 |  |  |  | 0.69077 | Default Emission Factor
Osawatomie Power Plant North Sub | 60751_G_CAT2 | 60751 | G | CAT2 |  | Combustion Turbine | SPP_N | Kansas | Miami | 2 | 2018 | 9999 |  |  |  | 0.69077 | Default Emission Factor
Osawatomie Power Plant North Sub | 60751_G_CAT3 | 60751 | G | CAT3 |  | Combustion Turbine | SPP_N | Kansas | Miami | 2 | 2018 | 9999 |  |  |  | 0.69077 | Default Emission Factor
Gila River Power Block 2 | 60768_G_CTG3 | 60768 | G | CTG3 |  | Combined Cycle | WECC_AZ | Arizona | Maricopa | 146 | 2003 | 9999 | 2019 | 7.4896 | 1939260 | 0.02403 | NEI 2019
Gila River Power Block 2 | 60768_G_CTG4 | 60768 | G | CTG4 |  | Combined Cycle | WECC_AZ | Arizona | Maricopa | 146 | 2003 | 9999 | 2019 | 26.6327 | 900772 | 0.02403 | NEI 2019
Gila River Power Block 2 | 60768_G_ST10 | 60768 | G | ST10 |  | Combined Cycle | WECC_AZ | Arizona | Maricopa | 223 | 2003 | 9999 |  |  |  | 0.02403 | NEI 2019
CC Landfill Energy, LLC | 60792_G_GT1 | 60792 | G | GT1 |  | Landfill Gas | WECC_SNV | Nevada | Clark | 3.3 | 2012 | 9999 |  |  |  | 0.056969 | Default Emission Factor
CC Landfill Energy, LLC | 60792_G_GT2 | 60792 | G | GT2 |  | Landfill Gas | WECC_SNV | Nevada | Clark | 3.3 | 2012 | 9999 |  |  |  | 0.056969 | Default Emission Factor
Lake Forest Hospital | 60797_G_GEN1 | 60797 | G | GEN1 |  | Combustion Turbine | PJM_COMD | Illinois | Lake | 3.2 | 1996 | 2045 |  |  |  | 0.11376 | Default Emission Factor
Stony Brook | 6081_G_1 | 6081 | G | 1 | 2759 | Combustion Turbine | NENGREST | Massachusetts | Hampden | 65 | 1982 | 9999 | 2017 | 0.2799 | 1629.5 | 0.34354 | NEI 2019
Stony Brook | 6081_G_2 | 6081 | G | 2 | 2760 | Combustion Turbine | NENGREST | Massachusetts | Hampden | 65 | 1982 | 9999 | 2019 | 0.1796 | 760.5 | 0.47232 | NEI 2019
Stony Brook | 6081_G_BS#1 | 6081 | G | BS#1 |  | Combustion Turbine | NENGREST | Massachusetts | Hampden | 2 | 2007 | 9999 |  |  |  | 0.69077 | Default Emission Factor
Stony Brook | 6081_G_BS#2 | 6081 | G | BS#2 |  | Combustion Turbine | NENGREST | Massachusetts | Hampden | 2 | 2007 | 9999 |  |  |  | 0.69077 | Default Emission Factor
Stony Brook | 6081_G_CA1 | 6081 | G | CA1 | 2756 | Combined Cycle | NENGREST | Massachusetts | Hampden | 96 | 1981 | 9999 |  |  |  | 0.030815 | Default Emission Factor
Stony Brook | 6081_G_CT1 | 6081 | G | CT1 | 2756 | Combined Cycle | NENGREST | Massachusetts | Hampden | 69.7 | 1981 | 9999 |  |  |  | 0.030815 | Default Emission Factor
Stony Brook | 6081_G_CT2 | 6081 | G | CT2 | 2757 | Combined Cycle | NENGREST | Massachusetts | Hampden | 69.7 | 1981 | 9999 |  |  |  | 0.030815 | Default Emission Factor
Stony Brook | 6081_G_CT3 | 6081 | G | CT3 | 2758 | Combined Cycle | NENGREST | Massachusetts | Hampden | 69.7 | 1981 | 9999 |  |  |  | 0.030815 | Default Emission Factor
Stony Brook | 6081_G_EDSI | 6081 | G | EDSI |  | Combustion Turbine | NENGREST | Massachusetts | Hampden | 0.6 | 1981 | 9999 |  |  |  | 0.69077 | Default Emission Factor
Orbit Energy RI | 60831_G_1 | 60831 | G | 1 |  | Non-Fossil Waste | NENGREST | Rhode Island | Providence | 3.2 | 2017 | 9999 |  |  |  | 0.029032 | Default Emission Factor
R M Schahfer | 6085_G_16A | 6085 | G | 16A | 9095 | Combustion Turbine | MIS_INKY | Indiana | Jasper | 78 | 1979 | 9999 | 2017 | 0.16074 | 7213.7419 | 0.044564 | NEI 2019
R M Schahfer | 6085_G_16B | 6085 | G | 16B | 9096 | Combustion Turbine | MIS_INKY | Indiana | Jasper | 77 | 1979 | 9999 |  |  |  | 0.088964 | Default Emission Factor
North Loop | 6088_G_1 | 6088 | G | 1 |  | Combustion Turbine | WECC_AZ | Arizona | Pima | 25 | 1972 | 9999 |  |  |  | 0.088964 | Default Emission Factor
North Loop | 6088_G_2 | 6088 | G | 2 |  | Combustion Turbine | WECC_AZ | Arizona | Pima | 25 | 1972 | 9999 |  |  |  | 0.088964 | Default Emission Factor
North Loop | 6088_G_3 | 6088 | G | 3 |  | Combustion Turbine | WECC_AZ | Arizona | Pima | 25 | 1972 | 9999 |  |  |  | 0.088964 | Default Emission Factor
North Loop | 6088_G_4 | 6088 | G | 4 |  | Combustion Turbine | WECC_AZ | Arizona | Pima | 20 | 2001 | 9999 |  |  |  | 0.088964 | Default Emission Factor
Lewis & Clark | 6089_G_2 | 6089 | G | 2 |  | Combustion Turbine | MIS_MAPP | Montana | Richland | 9.1 | 2016 | 9999 |  |  |  | 0.11376 | Default Emission Factor
Lewis & Clark | 6089_G_3 | 6089 | G | 3 |  | Combustion Turbine | MIS_MAPP | Montana | Richland | 9.1 | 2016 | 9999 |  |  |  | 0.11376 | Default Emission Factor
Cape Canaveral | 609_G_3A | 609 | G | 3A | 90801 | Combined Cycle | FRCC | Florida | Brevard | 270.4 | 2013 | 9999 | 2019 | 11.5407 | 3628560 | 0.009281 | NEI 2019
Cape Canaveral | 609_G_3B | 609 | G | 3B | 90802 | Combined Cycle | FRCC | Florida | Brevard | 270.4 | 2013 | 9999 | 2019 | 13.0205 | 1711020 | 0.009281 | NEI 2019
Cape Canaveral | 609_G_3C | 609 | G | 3C | 90803 | Combined Cycle | FRCC | Florida | Brevard | 270.4 | 2013 | 9999 | 2019 | 6.4233 | 1337282 | 0.009281 | NEI 2019
Cape Canaveral | 609_G_3ST | 609 | G | 3ST | 90801 | Combined Cycle | FRCC | Florida | Brevard | 478.8 | 2013 | 9999 |  |  |  | 0.009281 | NEI 2019
Salem Harbor Station NGCC | 60903_G_1 | 60903 | G | 1 | 91204 | Combined Cycle | NENGREST | Massachusetts | Essex | 134.5 | 2018 | 9999 | 2019 | 0.4825 | 86887 | 0.003973 | NEI 2019
Salem Harbor Station NGCC | 60903_G_2 | 60903 | G | 2 | 91205 | Combined Cycle | NENGREST | Massachusetts | Essex | 134.2 | 2018 | 9999 | 2019 | 0.6938 | 101470 | 0.004764 | NEI 2019
Salem Harbor Station NGCC | 60903_G_3 | 60903 | G | 3 |  | Combined Cycle | NENGREST | Massachusetts | Essex | 204.4 | 2018 | 9999 |  |  |  | 0.003973 | NEI 2019
Salem Harbor Station NGCC | 60903_G_4 | 60903 | G | 4 |  | Combined Cycle | NENGREST | Massachusetts | Essex | 204 | 2018 | 9999 |  |  |  | 0.004764 | NEI 2019
NET Power La Porte Station | 60910_G_NPLPS | 60910 | G | NPLPS |  | Combustion Turbine | ERC_REST | Texas | Harris | 25.5 | 2019 | 9999 |  |  |  | 0.046393 | Default Emission Factor
Verwey-Hanford Dairy Digester #1 | 60918_G_00003 | 60918 | G | 00003 |  | Non-Fossil Waste | WEC_CALN | California | Kings | 1 | 2016 | 9999 |  |  |  | 0.029032 | Default Emission Factor
Spirit Mound | 6092_G_1 | 6092 | G | 1 |  | Combustion Turbine | SPP_WAUE | South Dakota | Clay | 54.6 | 1978 | 2025 |  |  |  | 0.12949 | Default Emission Factor
Spirit Mound | 6092_G_2 | 6092 | G | 2 |  | Combustion Turbine | SPP_WAUE | South Dakota | Clay | 45.5 | 1978 | 2025 |  |  |  | 0.12949 | Default Emission Factor
St. Charles Power Station (LA) | 60926_G_1A | 60926 | G | 1A | 91295 | Combined Cycle | MIS_AMSO | Louisiana | St Charles | 250 | 2019 | 9999 | 2019 | 110.3181 | 3615675 | 0.061022 | NEI 2019
St. Charles Power Station (LA) | 60926_G_1B | 60926 | G | 1B | 91296 | Combined Cycle | MIS_AMSO | Louisiana | St Charles | 250 | 2019 | 9999 |  |  |  | 0.061022 | NEI 2019
St. Charles Power Station (LA) | 60926_G_1C | 60926 | G | 1C | 91295 | Combined Cycle | MIS_AMSO | Louisiana | St Charles | 500 | 2019 | 9999 |  |  |  | 0.061022 | NEI 2019
Lake Charles Power | 60927_G_1A | 60927 | G | 1A |  | Combined Cycle | MIS_WOTA | Louisiana | Calcasieu | 250 | 2020 | 9999 |  |  |  | 0.020469 | Default Emission Factor
Lake Charles Power | 60927_G_1B | 60927 | G | 1B |  | Combined Cycle | MIS_WOTA | Louisiana | Calcasieu | 250 | 2020 | 9999 |  |  |  | 0.020469 | Default Emission Factor
Lake Charles Power | 60927_G_1C | 60927 | G | 1C |  | Combined Cycle | MIS_WOTA | Louisiana | Calcasieu | 500 | 2020 | 9999 |  |  |  | 0.020469 | Default Emission Factor
New Orleans Power | 60928_G_1 | 60928 | G | 1 |  | Combustion Turbine | MIS_AMSO | Louisiana | Orleans | 250 | 2020 | 9999 |  |  |  | 0.046393 | Default Emission Factor
Hopewell Cogeneration NJ | 60933_G_GEN1 | 60933 | G | GEN1 |  | Combustion Turbine | PJM_EMAC | New Jersey | Mercer | 2 | 2015 | 9999 |  |  |  | 0.11376 | Default Emission Factor
Hopewell Cogeneration NJ | 60933_G_GEN2 | 60933 | G | GEN2 |  | Combustion Turbine | PJM_EMAC | New Jersey | Mercer | 2 | 2015 | 9999 |  |  |  | 0.11376 | Default Emission Factor
Hyperion Treatment Plant CHP Plant | 60960_G_CTG1 | 60960 | G | CTG1 |  | Non-Fossil Waste | WEC_LADW | California | Los Angeles | 10 | 2017 | 9999 |  |  |  | 0.029032 | Default Emission Factor
Hyperion Treatment Plant CHP Plant | 60960_G_CTG2 | 60960 | G | CTG2 |  | Non-Fossil Waste | WEC_LADW | California | Los Angeles | 10 | 2017 | 9999 |  |  |  | 0.029032 | Default Emission Factor
Hyperion Treatment Plant CHP Plant | 60960_G_STG1 | 60960 | G | STG1 |  | Non-Fossil Waste | WEC_LADW | California | Los Angeles | 2 | 2017 | 9999 |  |  |  | 0.029032 | Default Emission Factor
Big Stone | 6098_G_D1 | 6098 | G | D1 |  | Combustion Turbine | MIS_MAPP | South Dakota | Grant | 0.6 | 1975 | 9999 |  |  |  | 0.69077 | Default Emission Factor
Mill Seat Renewable Energy Facility | 61012_G_GEN1 | 61012 | G | GEN1 |  | Landfill Gas | NY_Z_B | New York | Genesee | 0.8 | 2007 | 9999 |  |  |  | 0.056969 | Default Emission Factor
Mill Seat Renewable Energy Facility | 61012_G_GEN2 | 61012 | G | GEN2 |  | Landfill Gas | NY_Z_B | New York | Genesee | 0.8 | 2007 | 9999 |  |  |  | 0.056969 | Default Emission Factor
Mill Seat Renewable Energy Facility | 61012_G_GEN3 | 61012 | G | GEN3 |  | Landfill Gas | NY_Z_B | New York | Genesee | 0.8 | 2007 | 9999 |  |  |  | 0.056969 | Default Emission Factor
Mill Seat Renewable Energy Facility | 61012_G_GEN4 | 61012 | G | GEN4 |  | Landfill Gas | NY_Z_B | New York | Genesee | 0.8 | 2007 | 9999 |  |  |  | 0.056969 | Default Emission Factor
Mill Seat Renewable Energy Facility | 61012_G_GEN5 | 61012 | G | GEN5 |  | Landfill Gas | NY_Z_B | New York | Genesee | 0.8 | 2007 | 9999 |  |  |  | 0.056969 | Default Emission Factor
Mill Seat Renewable Energy Facility | 61012_G_GEN6 | 61012 | G | GEN6 |  | Landfill Gas | NY_Z_B | New York | Genesee | 0.8 | 2007 | 9999 |  |  |  | 0.056969 | Default Emission Factor
Mill Seat Renewable Energy Facility | 61012_G_GEN7 | 61012 | G | GEN7 |  | Landfill Gas | NY_Z_B | New York | Genesee | 0.8 | 2007 | 9999 |  |  |  | 0.056969 | Default Emission Factor
Mill Seat Renewable Energy Facility | 61012_G_GEN8 | 61012 | G | GEN8 |  | Landfill Gas | NY_Z_B | New York | Genesee | 0.8 | 2007 | 9999 |  |  |  | 0.056969 | Default Emission Factor
Montefiore - Westchester Square | 61025_G_EGEN1 | 61025 | G | EGEN1 |  | Combustion Turbine | NY_Z_J | New York | Bronx | 1 | 1983 | 9999 |  |  |  | 0.69077 | Default Emission Factor
New York Presbyterian Hospital-168th St | 61026_G_CHNY1 | 61026 | G | CHNY1 |  | Combustion Turbine | NY_Z_J | New York | New York | 2 | 2003 | 9999 |  |  |  | 0.69077 | Default Emission Factor
New York Presbyterian Hospital-168th St | 61026_G_CHNY2 | 61026 | G | CHNY2 |  | Combustion Turbine | NY_Z_J | New York | New York | 2 | 2003 | 9999 |  |  |  | 0.69077 | Default Emission Factor
New York Presbyterian Hospital-168th St | 61026_G_GARG | 61026 | G | GARG |  | Combustion Turbine | NY_Z_J | New York | New York | 0.1 | 2000 | 9999 |  |  |  | 0.69077 | Default Emission Factor
New York Presbyterian Hospital-168th St | 61026_G_MHB1 | 61026 | G | MHB1 |  | Combustion Turbine | NY_Z_J | New York | New York | 2 | 2000 | 9999 |  |  |  | 0.69077 | Default Emission Factor
New York Presbyterian Hospital-168th St | 61026_G_MHB2 | 61026 | G | MHB2 |  | Combustion Turbine | NY_Z_J | New York | New York | 1.4 | 2000 | 9999 |  |  |  | 0.69077 | Default Emission Factor
New York Presbyterian Hospital-168th St | 61026_G_MHB3 | 61026 | G | MHB3 |  | Combustion Turbine | NY_Z_J | New York | New York | 1.4 | 2000 | 9999 |  |  |  | 0.69077 | Default Emission Factor
New York Presbyterian Hospital-168th St | 61026_G_MHB4 | 61026 | G | MHB4 |  | Combustion Turbine | NY_Z_J | New York | New York | 1.5 | 2008 | 9999 |  |  |  | 0.69077 | Default Emission Factor
New York Presbyterian Hospital-168th St | 61026_G_MHB5 | 61026 | G | MHB5 |  | Combustion Turbine | NY_Z_J | New York | New York | 1.5 | 2008 | 9999 |  |  |  | 0.69077 | Default Emission Factor
Hickory Run Energy Station | 61028_G_CTG1 | 61028 | G | CTG1 |  | Combined Cycle | PJM_ATSI | Pennsylvania | Lawrence | 283 | 2020 | 9999 |  |  |  | 0.020469 | Default Emission Factor
Hickory Run Energy Station | 61028_G_CTG2 | 61028 | G | CTG2 |  | Combined Cycle | PJM_ATSI | Pennsylvania | Lawrence | 283 | 2020 | 9999 |  |  |  | 0.020469 | Default Emission Factor
Hickory Run Energy Station | 61028_G_STG1 | 61028 | G | STG1 |  | Combined Cycle | PJM_ATSI | Pennsylvania | Lawrence | 437 | 2020 | 9999 |  |  |  | 0.020469 | Default Emission Factor
Birdsboro Power | 61035_G_GEN1 | 61035 | G | GEN1 | 91213 | Combined Cycle | PJM_WMAC | Pennsylvania | Berks | 476 | 2019 | 9999 | 2019 | 28.3 | 2186256 | 0.025889 | NEI 2019
Sub 12 | 61080_G_IC1 | 61080 | G | IC1 |  | Combustion Turbine | FRCC | Florida | Leon | 9.3 | 2018 | 9999 |  |  |  | 0.11376 | Default Emission Factor
Sub 12 | 61080_G_IC2 | 61080 | G | IC2 |  | Combustion Turbine | FRCC | Florida | Leon | 9.3 | 2018 | 9999 |  |  |  | 0.11376 | Default Emission Factor
Fort St Vrain | 6112_G_1 | 6112 | G | 1 | 2779 | Combined Cycle | WECC_CO | Colorado | Weld | 301 | 1998 | 9999 |  |  |  | 0.049299 | NEI 2019
Fort St Vrain | 6112_G_2 | 6112 | G | 2 | 2779 | Combined Cycle | WECC_CO | Colorado | Weld | 123 | 1996 | 9999 | 2019 | 30.3866 | 2203116 | 0.049299 | NEI 2019
Fort St Vrain | 6112_G_3 | 6112 | G | 3 | 2780 | Combined Cycle | WECC_CO | Colorado | Weld | 128 | 1999 | 9999 | 2019 | 32.027 | 841403 | 0.049299 | NEI 2019
Fort St Vrain | 6112_G_4 | 6112 | G | 4 | 2781 | Combined Cycle | WECC_CO | Colorado | Weld | 128 | 2001 | 9999 | 2019 | 33.6517 | 852726 | 0.049299 | NEI 2019
Fort St Vrain | 6112_G_5 | 6112 | G | 5 | 90254 | Combustion Turbine | WECC_CO | Colorado | Weld | 144 | 2009 | 9999 |  |  |  | 0.088964 | Default Emission Factor
Fort St Vrain | 6112_G_6 | 6112 | G | 6 | 90255 | Combustion Turbine | WECC_CO | Colorado | Weld | 144 | 2009 | 9999 |  |  |  | 0.088964 | Default Emission Factor
Brown County LFGTE Power Station | 61145_G_GM01 | 61145 | G | GM01 |  | Landfill Gas | PJM_West | Ohio | Brown | 1.5 | 2017 | 9999 |  |  |  | 0.056969 | Default Emission Factor
Brown County LFGTE Power Station | 61145_G_GM02 | 61145 | G | GM02 |  | Landfill Gas | PJM_West | Ohio | Brown | 1.5 | 2017 | 9999 |  |  |  | 0.056969 | Default Emission Factor
Brown County LFGTE Power Station | 61145_G_GM03 | 61145 | G | GM03 |  | Landfill Gas | PJM_West | Ohio | Brown | 1.5 | 2017 | 9999 |  |  |  | 0.056969 | Default Emission Factor
Boston Medical Center CHP Plant | 61186_G_COGEN | 61186 | G | COGEN |  | Combustion Turbine | NENGREST | Massachusetts | Suffolk | 2 | 2017 | 9999 |  |  |  | 0.11376 | Default Emission Factor
Fort Myers | 612_G_2A | 612 | G | 2A | 403 | Combined Cycle | FRCC | Florida | Lee | 199.5 | 2000 | 9999 | 2019 | 36.2163 | 1527241 | 0.058162 | NEI 2019
Fort Myers | 612_G_2B | 612 | G | 2B | 404 | Combined Cycle | FRCC | Florida | Lee | 199.5 | 2000 | 9999 | 2019 | 31.2389 | 896237 | 0.058162 | NEI 2019
Fort Myers | 612_G_2C | 612 | G | 2C | 405 | Combined Cycle | FRCC | Florida | Lee | 199.5 | 2000 | 9999 | 2019 | 25.475 | 772094 | 0.058162 | NEI 2019
Fort Myers | 612_G_2D | 612 | G | 2D | 406 | Combined Cycle | FRCC | Florida | Lee | 199.5 | 2001 | 9999 | 2019 | 32.2223 | 2901818 | 0.039662 | NEI 2019
Fort Myers | 612_G_2E | 612 | G | 2E | 407 | Combined Cycle | FRCC | Florida | Lee | 199.5 | 2001 | 9999 | 2019 | 31.5162 | 957893 | 0.039662 | NEI 2019
Fort Myers | 612_G_2F | 612 | G | 2F | 408 | Combined Cycle | FRCC | Florida | Lee | 199.5 | 2001 | 9999 | 2019 | 32.9719 | 1016973 | 0.039662 | NEI 2019
Fort Myers | 612_G_9 | 612 | G | 9 |  | Combustion Turbine | FRCC | Florida | Lee | 54 | 1974 | 9999 |  |  |  | 0.12949 | Default Emission Factor
Fort Myers | 612_G_CT1 | 612 | G | CT1 | 411 | Combustion Turbine | FRCC | Florida | Lee | 182 | 2003 | 9999 | 2019 | 2.2257 | 67677.8892 | 0.065772 | NEI 2019
Fort Myers | 612_G_CT2 | 612 | G | CT2 | 412 | Combustion Turbine | FRCC | Florida | Lee | 182 | 2003 | 9999 | 2019 | 1.4071 | 67677.8892 | 0.041583 | NEI 2019
Fort Myers | 612_G_GT1 | 612 | G | GT1 |  | Combustion Turbine | FRCC | Florida | Lee | 54 | 1974 | 9999 |  |  |  | 0.12949 | Default Emission Factor
Fort Myers | 612_G_PFM3C | 612 | G | PFM3C | 91055 | Combustion Turbine | FRCC | Florida | Lee | 231 | 2016 | 9999 |  |  |  | 0.088964 | Default Emission Factor
Fort Myers | 612_G_PFM3D | 612 | G | PFM3D | 91054 | Combustion Turbine | FRCC | Florida | Lee | 231 | 2016 | 9999 |  |  |  | 0.088964 | Default Emission Factor
Fort Myers | 612_G_ST1 | 612 | G | ST1 | 403 | Combined Cycle | FRCC | Florida | Lee | 155.8 | 1958 | 9999 |  |  |  | 0.058162 | NEI 2019
Fort Myers | 612_G_ST2 | 612 | G | ST2 | 406 | Combined Cycle | FRCC | Florida | Lee | 459.2 | 1969 | 9999 |  |  |  | 0.039662 | NEI 2019
Whitehorn | 6120_G_2 | 6120 | G | 2 |  | Combustion Turbine | WECC_PNW | Washington | Whatcom | 67 | 1981 | 9999 |  |  |  | 0.088964 | Default Emission Factor
Whitehorn | 6120_G_3 | 6120 | G | 3 |  | Combustion Turbine | WECC_PNW | Washington | Whatcom | 67 | 1981 | 9999 |  |  |  | 0.088964 | Default Emission Factor
NY - Presbyt. Hospital - 525 E 68TH St | 61238_G_ANX1 | 61238 | G | ANX1 |  | Combustion Turbine | NY_Z_J | New York | New York | 2.5 | 2016 | 9999 |  |  |  | 0.69077 | Default Emission Factor
NY - Presbyt. Hospital - 525 E 68TH St | 61238_G_ANX2 | 61238 | G | ANX2 |  | Combustion Turbine | NY_Z_J | New York | New York | 2.5 | 2016 | 9999 |  |  |  | 0.69077 | Default Emission Factor
NY - Presbyt. Hospital - 525 E 68TH St | 61238_G_CGTB | 61238 | G | CGTB |  | Combustion Turbine | NY_Z_J | New York | New York | 7.7 | 2009 | 9999 |  |  |  | 0.088964 | Default Emission Factor
NY - Presbyt. Hospital - 525 E 68TH St | 61238_G_GRB1 | 61238 | G | GRB1 |  | Combustion Turbine | NY_Z_J | New York | New York | 1.4 | 1997 | 9999 |  |  |  | 0.69077 | Default Emission Factor
NY - Presbyt. Hospital - 525 E 68TH St | 61238_G_GRB2 | 61238 | G | GRB2 |  | Combustion Turbine | NY_Z_J | New York | New York | 1.4 | 1997 | 9999 |  |  |  | 0.69077 | Default Emission Factor
NY - Presbyt. Hospital - 525 E 68TH St | 61238_G_GRB3 | 61238 | G | GRB3 |  | Combustion Turbine | NY_Z_J | New York | New York | 1.4 | 1997 | 9999 |  |  |  | 0.69077 | Default Emission Factor
NY - Presbyt. Hospital - 525 E 68TH St | 61238_G_GRB4 | 61238 | G | GRB4 |  | Combustion Turbine | NY_Z_J | New York | New York | 1.5 | 2008 | 9999 |  |  |  | 0.69077 | Default Emission Factor
McIntosh | 6124_G_CT1 | 6124 | G | CT1 | 2788 | Combustion Turbine | S_SOU | Georgia | Effingham | 82.2 | 1995 | 9999 |  |  |  | 0.088964 | Default Emission Factor
McIntosh | 6124_G_CT2 | 6124 | G | CT2 | 2789 | Combustion Turbine | S_SOU | Georgia | Effingham | 82.2 | 1995 | 9999 |  |  |  | 0.088964 | Default Emission Factor
McIntosh | 6124_G_CT3 | 6124 | G | CT3 | 2790 | Combustion Turbine | S_SOU | Georgia | Effingham | 82.2 | 1994 | 9999 |  |  |  | 0.088964 | Default Emission Factor
McIntosh | 6124_G_CT4 | 6124 | G | CT4 | 2791 | Combustion Turbine | S_SOU | Georgia | Effingham | 82.2 | 1994 | 9999 |  |  |  | 0.088964 | Default Emission Factor
McIntosh | 6124_G_CT5 | 6124 | G | CT5 | 2792 | Combustion Turbine | S_SOU | Georgia | Effingham | 82.2 | 1994 | 9999 |  |  |  | 0.088964 | Default Emission Factor
McIntosh | 6124_G_CT6 | 6124 | G | CT6 | 2793 | Combustion Turbine | S_SOU | Georgia | Effingham | 82.2 | 1994 | 9999 |  |  |  | 0.088964 | Default Emission Factor
McIntosh | 6124_G_CT7 | 6124 | G | CT7 | 2794 | Combustion Turbine | S_SOU | Georgia | Effingham | 82.2 | 1994 | 9999 |  |  |  | 0.088964 | Default Emission Factor
McIntosh | 6124_G_CT8 | 6124 | G | CT8 | 2795 | Combustion Turbine | S_SOU | Georgia | Effingham | 82.2 | 1994 | 9999 |  |  |  | 0.088964 | Default Emission Factor
Victoria City Power LLC | 61241_G_VC-1 | 61241 | G | VC-1 |  | Combustion Turbine | ERC_REST | Texas | Victoria | 43 | 2019 | 9999 |  |  |  | 0.046393 | Default Emission Factor
Victoria City Power LLC | 61241_G_VC-2 | 61241 | G | VC-2 |  | Combustion Turbine | ERC_REST | Texas | Victoria | 43 | 2019 | 9999 |  |  |  | 0.046393 | Default Emission Factor
Victoria Port Power LLC | 61242_G_VP-1 | 61242 | G | VP-1 | 91228 | Combustion Turbine | ERC_REST | Texas | Victoria | 50 | 2019 | 9999 |  |  |  | 0.046393 | Default Emission Factor
Victoria Port Power LLC | 61242_G_VP-2 | 61242 | G | VP-2 | 91229 | Combustion Turbine | ERC_REST | Texas | Victoria | 50 | 2019 | 9999 |  |  |  | 0.046393 | Default Emission Factor
Shrewsbury | 6125_G_1 | 6125 | G | 1 |  | Combustion Turbine | NENGREST | Massachusetts | Worcester | 2.8 | 1969 | 9999 |  |  |  | 0.69077 | Default Emission Factor
Shrewsbury | 6125_G_2 | 6125 | G | 2 |  | Combustion Turbine | NENGREST | Massachusetts | Worcester | 2.8 | 1969 | 9999 |  |  |  | 0.69077 | Default Emission Factor
Shrewsbury | 6125_G_3 | 6125 | G | 3 |  | Combustion Turbine | NENGREST | Massachusetts | Worcester | 2.8 | 1975 | 9999 |  |  |  | 0.69077 | Default Emission Factor
Shrewsbury | 6125_G_4 | 6125 | G | 4 |  | Combustion Turbine | NENGREST | Massachusetts | Worcester | 2.8 | 1975 | 9999 |  |  |  | 0.69077 | Default Emission Factor
Shrewsbury | 6125_G_5 | 6125 | G | 5 |  | Combustion Turbine | NENGREST | Massachusetts | Worcester | 2.8 | 1978 | 9999 |  |  |  | 0.69077 | Default Emission Factor
Wolf Run Energy | 61263_G_GEN1 | 61263 | G | GEN1 |  | Combustion Turbine | PJM_PENE | Pennsylvania | Bradford | 4.4 | 2019 | 9999 |  |  |  | 0.086552 | Default Emission Factor
Wolf Run Energy | 61263_G_GEN2 | 61263 | G | GEN2 |  | Combustion Turbine | PJM_PENE | Pennsylvania | Bradford | 4.4 | 2019 | 9999 |  |  |  | 0.086552 | Default Emission Factor
Wolf Run Energy | 61263_G_GEN3 | 61263 | G | GEN3 |  | Combustion Turbine | PJM_PENE | Pennsylvania | Bradford | 4.4 | 2019 | 9999 |  |  |  | 0.086552 | Default Emission Factor
Wolf Run Energy | 61263_G_GEN4 | 61263 | G | GEN4 |  | Combustion Turbine | PJM_PENE | Pennsylvania | Bradford | 4.4 | 2019 | 9999 |  |  |  | 0.086552 | Default Emission Factor
Wolf Run Energy | 61263_G_GEN5 | 61263 | G | GEN5 |  | Combustion Turbine | PJM_PENE | Pennsylvania | Bradford | 4.4 | 2019 | 9999 |  |  |  | 0.086552 | Default Emission Factor
Hurricane Creek Lift Station | 61267_G_HURR | 61267 | G | HURR |  | Combustion Turbine | MIS_INKY | Indiana | Johnson | 2 | 2004 | 9999 |  |  |  | 0.69077 | Default Emission Factor
APG Combined Heat and Power Plant | 61282_G_GEN1 | 61282 | G | GEN1 |  | Combustion Turbine | PJM_EMAC | Maryland | Harford | 6.2 | 2016 | 9999 |  |  |  | 0.088964 | Default Emission Factor
Lauderdale | 613_G_3 | 613 | G | 3 |  | Combustion Turbine | FRCC | Florida | Broward | 34.3 | 1970 | 9999 |  |  |  | 0.088964 | Default Emission Factor
Lauderdale | 613_G_5 | 613 | G | 5 |  | Combustion Turbine | FRCC | Florida | Broward | 34.3 | 1970 | 9999 |  |  |  | 0.088964 | Default Emission Factor
Lauderdale | 613_G_6A | 613 | G | 6A | 91056 | Combustion Turbine | FRCC | Florida | Broward | 231 | 2016 | 9999 |  |  |  | 0.088964 | Default Emission Factor
Lauderdale | 613_G_6B | 613 | G | 6B | 91057 | Combustion Turbine | FRCC | Florida | Broward | 231 | 2016 | 9999 |  |  |  | 0.088964 | Default Emission Factor
Lauderdale | 613_G_6C | 613 | G | 6C | 91058 | Combustion Turbine | FRCC | Florida | Broward | 231 | 2016 | 9999 |  |  |  | 0.088964 | Default Emission Factor
Lauderdale | 613_G_6D | 613 | G | 6D | 91059 | Combustion Turbine | FRCC | Florida | Broward | 231 | 2016 | 9999 |  |  |  | 0.088964 | Default Emission Factor
Lauderdale | 613_G_6E | 613 | G | 6E | 91060 | Combustion Turbine | FRCC | Florida | Broward | 231 | 2016 | 9999 |  |  |  | 0.088964 | Default Emission Factor
A B Brown | 6137_G_4 | 6137 | G | 4 | 2799 | Combustion Turbine | MIS_INKY | Indiana | Posey | 80 | 1991 | 9999 | 2019 | 0.29514 | 10931.5 | 0.053998 | NEI 2019
A B Brown | 6137_G_5 | 6137 | G | 5 | 10210 | Combustion Turbine | MIS_INKY | Indiana | Posey | 80 | 2002 | 9999 |  |  |  | 0.088964 | Default Emission Factor
Georgia LFG Oak Grove Plant | 61385_G_GM01 | 61385 | G | GM01 |  | Landfill Gas | S_SOU | Georgia | Barrow | 2.1 | 2016 | 9999 |  |  |  | 0.056969 | Default Emission Factor
Georgia LFG Oak Grove Plant | 61385_G_GM02 | 61385 | G | GM02 |  | Landfill Gas | S_SOU | Georgia | Barrow | 2.1 | 2016 | 9999 |  |  |  | 0.056969 | Default Emission Factor
Georgia LFG Oak Grove Plant | 61385_G_GM03 | 61385 | G | GM03 |  | Landfill Gas | S_SOU | Georgia | Barrow | 2.1 | 2016 | 9999 |  |  |  | 0.056969 | Default Emission Factor
Georgia LFG Pine Ridge Plant | 61386_G_GM01 | 61386 | G | GM01 |  | Landfill Gas | S_SOU | Georgia | Spalding | 2.1 | 2016 | 9999 |  |  |  | 0.056969 | Default Emission Factor
Georgia LFG Pine Ridge Plant | 61386_G_GM02 | 61386 | G | GM02 |  | Landfill Gas | S_SOU | Georgia | Spalding | 2.1 | 2016 | 9999 |  |  |  | 0.056969 | Default Emission Factor
Georgia LFG Pine Ridge Plant | 61386_G_GM03 | 61386 | G | GM03 |  | Landfill Gas | S_SOU | Georgia | Spalding | 2.1 | 2016 | 9999 |  |  |  | 0.056969 | Default Emission Factor
Georgia LFG Richland Creek Plant | 61387_G_GM01 | 61387 | G | GM01 |  | Landfill Gas | S_SOU | Georgia | Gwinnett | 2.1 | 2016 | 9999 |  |  |  | 0.056969 | Default Emission Factor
Georgia LFG Richland Creek Plant | 61387_G_GM02 | 61387 | G | GM02 |  | Landfill Gas | S_SOU | Georgia | Gwinnett | 2.1 | 2016 | 9999 |  |  |  | 0.056969 | Default Emission Factor
Georgia LFG Richland Creek Plant | 61387_G_GM03 | 61387 | G | GM03 |  | Landfill Gas | S_SOU | Georgia | Gwinnett | 2.1 | 2016 | 9999 |  |  |  | 0.056969 | Default Emission Factor
Georgia LFG Richland Creek Plant | 61387_G_GM04 | 61387 | G | GM04 |  | Landfill Gas | S_SOU | Georgia | Gwinnett | 2.1 | 2016 | 9999 |  |  |  | 0.056969 | Default Emission Factor
Georgia LFG Richland Creek Plant | 61387_G_GM05 | 61387 | G | GM05 |  | Landfill Gas | S_SOU | Georgia | Gwinnett | 2.1 | 2016 | 9999 |  |  |  | 0.056969 | Default Emission Factor
A.J. Mihm Generating Station | 61391_G_M1 | 61391 | G | M1 |  | Combustion Turbine | MIS_WUMS | Michigan | Baraga | 18.3 | 2019 | 9999 |  |  |  | 0.086552 | Default Emission Factor
A.J. Mihm Generating Station | 61391_G_M2 | 61391 | G | M2 |  | Combustion Turbine | MIS_WUMS | Michigan | Baraga | 18.3 | 2019 | 9999 |  |  |  | 0.086552 | Default Emission Factor
A.J. Mihm Generating Station | 61391_G_M3 | 61391 | G | M3 |  | Combustion Turbine | MIS_WUMS | Michigan | Baraga | 18.3 | 2019 | 9999 |  |  |  | 0.086552 | Default Emission Factor
F.D. Kuester Generating Station | 61392_G_K1 | 61392 | G | K1 |  | Combustion Turbine | MIS_WUMS | Michigan | Marquette | 18.3 | 2019 | 9999 |  |  |  | 0.086552 | Default Emission Factor
F.D. Kuester Generating Station | 61392_G_K2 | 61392 | G | K2 |  | Combustion Turbine | MIS_WUMS | Michigan | Marquette | 18.3 | 2019 | 9999 |  |  |  | 0.086552 | Default Emission Factor
F.D. Kuester Generating Station | 61392_G_K3 | 61392 | G | K3 |  | Combustion Turbine | MIS_WUMS | Michigan | Marquette | 18.3 | 2019 | 9999 |  |  |  | 0.086552 | Default Emission Factor
F.D. Kuester Generating Station | 61392_G_K4 | 61392 | G | K4 |  | Combustion Turbine | MIS_WUMS | Michigan | Marquette | 18.3 | 2019 | 9999 |  |  |  | 0.086552 | Default Emission Factor
F.D. Kuester Generating Station | 61392_G_K5 | 61392 | G | K5 |  | Combustion Turbine | MIS_WUMS | Michigan | Marquette | 18.3 | 2019 | 9999 |  |  |  | 0.086552 | Default Emission Factor
F.D. Kuester Generating Station | 61392_G_K6 | 61392 | G | K6 |  | Combustion Turbine | MIS_WUMS | Michigan | Marquette | 18.3 | 2019 | 9999 |  |  |  | 0.086552 | Default Emission Factor
F.D. Kuester Generating Station | 61392_G_K7 | 61392 | G | K7 |  | Combustion Turbine | MIS_WUMS | Michigan | Marquette | 18.3 | 2019 | 9999 |  |  |  | 0.086552 | Default Emission Factor
NYC-HH - CONEY ISLAND HOSPITAL | 61413_G_GEN1 | 61413 | G | GEN1 |  | Combustion Turbine | NY_Z_J | New York | Kings | 1.2 | 1993 | 9999 |  |  |  | 0.69077 | Default Emission Factor
NYC-HH - CONEY ISLAND HOSPITAL | 61413_G_GEN2 | 61413 | G | GEN2 |  | Combustion Turbine | NY_Z_J | New York | Kings | 1.3 | 2005 | 9999 |  |  |  | 0.69077 | Default Emission Factor
NYC-HH - CONEY ISLAND HOSPITAL | 61413_G_GEN3 | 61413 | G | GEN3 |  | Combustion Turbine | NY_Z_J | New York | Kings | 0.3 | 2014 | 9999 |  |  |  | 0.69077 | Default Emission Factor
CoreSite Real Estate 2972 Stender, L.P. | 61464_G_G-1 | 61464 | G | G-1 |  | Combustion Turbine | WEC_CALN | California | Santa Clara | 2 | 2011 | 9999 |  |  |  | 0.69077 | Default Emission Factor
CoreSite Real Estate 2972 Stender, L.P. | 61464_G_G-2 | 61464 | G | G-2 |  | Combustion Turbine | WEC_CALN | California | Santa Clara | 2 | 2011 | 9999 |  |  |  | 0.69077 | Default Emission Factor
CoreSite Real Estate 2972 Stender, L.P. | 61464_G_G-3 | 61464 | G | G-3 |  | Combustion Turbine | WEC_CALN | California | Santa Clara | 2 | 2011 | 9999 |  |  |  | 0.69077 | Default Emission Factor
CoreSite Real Estate 2972 Stender, L.P. | 61464_G_G-4 | 61464 | G | G-4 |  | Combustion Turbine | WEC_CALN | California | Santa Clara | 2 | 2011 | 9999 |  |  |  | 0.69077 | Default Emission Factor
CoreSite Real Estate 2972 Stender, L.P. | 61464_G_G-5 | 61464 | G | G-5 |  | Combustion Turbine | WEC_CALN | California | Santa Clara | 2 | 2011 | 9999 |  |  |  | 0.69077 | Default Emission Factor
CoreSite Real Estate 2972 Stender, L.P. | 61464_G_G-6 | 61464 | G | G-6 |  | Combustion Turbine | WEC_CALN | California | Santa Clara | 2 | 2011 | 9999 |  |  |  | 0.69077 | Default Emission Factor
ABEC #2 dba West-Star Dairy | 61501_G_GEN1 | 61501 | G | GEN1 |  | Non-Fossil Waste | WECC_SCE | California | Kern | 1 | 2018 | 9999 |  |  |  | 0.029032 | Default Emission Factor
ABEC #3 dba Lakeview Dairy | 61502_G_GEN1 | 61502 | G | GEN1 |  | Non-Fossil Waste | WECC_SCE | California | Kern | 1 | 2018 | 9999 |  |  |  | 0.029032 | Default Emission Factor
ABEC #4 dba CE&S Dairy | 61503_G_GEN1 | 61503 | G | GEN1 |  | Non-Fossil Waste | WECC_SCE | California | Kern | 1 | 2018 | 9999 |  |  |  | 0.029032 | Default Emission Factor
Provo Power Plant | 61508_G_1 | 61508 | G | 1 |  | Combustion Turbine | WECC_UT | Utah | Utah | 2.4 | 2018 | 9999 |  |  |  | 0.11376 | Default Emission Factor
Provo Power Plant | 61508_G_2 | 61508 | G | 2 |  | Combustion Turbine | WECC_UT | Utah | Utah | 2.4 | 2018 | 9999 |  |  |  | 0.11376 | Default Emission Factor
Provo Power Plant | 61508_G_3 | 61508 | G | 3 |  | Combustion Turbine | WECC_UT | Utah | Utah | 2.4 | 2018 | 9999 |  |  |  | 0.11376 | Default Emission Factor
Provo Power Plant | 61508_G_4 | 61508 | G | 4 |  | Combustion Turbine | WECC_UT | Utah | Utah | 2.4 | 2018 | 9999 |  |  |  | 0.11376 | Default Emission Factor
Provo Power Plant | 61508_G_5 | 61508 | G | 5 |  | Combustion Turbine | WECC_UT | Utah | Utah | 2.4 | 2018 | 9999 |  |  |  | 0.11376 | Default Emission Factor
New Haven Harbor | 6156_G_2 | 6156 | G | 2 | 90569 | Combustion Turbine | NENG_CT | Connecticut | New Haven | 42.9 | 2012 | 9999 |  |  |  | 0.088964 | Default Emission Factor
New Haven Harbor | 6156_G_3 | 6156 | G | 3 | 90570 | Combustion Turbine | NENG_CT | Connecticut | New Haven | 42.9 | 2012 | 9999 |  |  |  | 0.088964 | Default Emission Factor
New Haven Harbor | 6156_G_4 | 6156 | G | 4 | 90571 | Combustion Turbine | NENG_CT | Connecticut | New Haven | 42.9 | 2012 | 9999 |  |  |  | 0.088964 | Default Emission Factor
Mount Sinai Beth Israel | 61569_G_EGEN1 | 61569 | G | EGEN1 |  | Combustion Turbine | NY_Z_J | New York | New York | 0.2 | 1988 | 9999 |  |  |  | 0.69077 | Default Emission Factor
Mount Sinai Beth Israel | 61569_G_EGEN2 | 61569 | G | EGEN2 |  | Combustion Turbine | NY_Z_J | New York | New York | 0.3 | 1988 | 9999 |  |  |  | 0.69077 | Default Emission Factor
Mount Sinai Beth Israel | 61569_G_EGEN4 | 61569 | G | EGEN4 |  | Combustion Turbine | NY_Z_J | New York | New York | 0.3 | 1988 | 9999 |  |  |  | 0.69077 | Default Emission Factor
Mount Sinai Beth Israel | 61569_G_EGEN5 | 61569 | G | EGEN5 |  | Combustion Turbine | NY_Z_J | New York | New York | 0.2 | 1988 | 9999 |  |  |  | 0.69077 | Default Emission Factor
Mount Sinai Beth Israel | 61569_G_EGEN6 | 61569 | G | EGEN6 |  | Combustion Turbine | NY_Z_J | New York | New York | 0.3 | 1988 | 9999 |  |  |  | 0.69077 | Default Emission Factor
Mount Sinai Beth Israel | 61569_G_EGEN7 | 61569 | G | EGEN7 |  | Combustion Turbine | NY_Z_J | New York | New York | 0.8 | 1988 | 9999 |  |  |  | 0.69077 | Default Emission Factor
Mount Sinai Beth Israel | 61569_G_EGEN8 | 61569 | G | EGEN8 |  | Combustion Turbine | NY_Z_J | New York | New York | 0.8 | 1988 | 9999 |  |  |  | 0.69077 | Default Emission Factor
Mount Sinai Beth Israel | 61569_G_EGEN9 | 61569 | G | EGEN9 |  | Combustion Turbine | NY_Z_J | New York | New York | 0.9 | 1988 | 9999 |  |  |  | 0.69077 | Default Emission Factor
Denton Energy Center | 61643_G_DEC1 | 61643 | G | DEC1 |  | Combustion Turbine | ERC_REST | Texas | Denton | 18.8 | 2018 | 9999 | 2019 | 0.031 | 19643.3333 | 0.003156 | NEI 2019
Denton Energy Center | 61643_G_DEC10 | 61643 | G | DEC10 |  | Combustion Turbine | ERC_REST | Texas | Denton | 18.8 | 2018 | 9999 | 2019 | 0.435 | 19643.3333 | 0.04429 | NEI 2019
Denton Energy Center | 61643_G_DEC11 | 61643 | G | DEC11 |  | Combustion Turbine | ERC_REST | Texas | Denton | 18.8 | 2018 | 9999 | 2019 | 0.368 | 19643.3333 | 0.037468 | NEI 2019
Denton Energy Center | 61643_G_DEC12 | 61643 | G | DEC12 |  | Combustion Turbine | ERC_REST | Texas | Denton | 18.8 | 2018 | 9999 |  |  |  | 0.11376 | Default Emission Factor
Denton Energy Center | 61643_G_DEC2 | 61643 | G | DEC2 |  | Combustion Turbine | ERC_REST | Texas | Denton | 18.8 | 2018 | 9999 | 2019 | 0.182 | 19643.3333 | 0.01853 | NEI 2019
Denton Energy Center | 61643_G_DEC3 | 61643 | G | DEC3 |  | Combustion Turbine | ERC_REST | Texas | Denton | 18.8 | 2018 | 9999 | 2019 | 0.041 | 19643.3333 | 0.004174 | NEI 2019
Denton Energy Center | 61643_G_DEC4 | 61643 | G | DEC4 |  | Combustion Turbine | ERC_REST | Texas | Denton | 18.8 | 2018 | 9999 | 2019 | 0.401 | 19643.3333 | 0.040828 | NEI 2019
Denton Energy Center | 61643_G_DEC5 | 61643 | G | DEC5 |  | Combustion Turbine | ERC_REST | Texas | Denton | 18.8 | 2018 | 9999 | 2019 | 0.335 | 19643.3333 | 0.034108 | NEI 2019
Denton Energy Center | 61643_G_DEC6 | 61643 | G | DEC6 |  | Combustion Turbine | ERC_REST | Texas | Denton | 18.8 | 2018 | 9999 | 2019 | 0.175 | 19643.3333 | 0.017818 | NEI 2019
Denton Energy Center | 61643_G_DEC7 | 61643 | G | DEC7 |  | Combustion Turbine | ERC_REST | Texas | Denton | 18.8 | 2018 | 9999 | 2019 | 0.362 | 19643.3333 | 0.036857 | NEI 2019
Denton Energy Center | 61643_G_DEC8 | 61643 | G | DEC8 |  | Combustion Turbine | ERC_REST | Texas | Denton | 18.8 | 2018 | 9999 | 2019 | 0.153 | 19643.3333 | 0.015578 | NEI 2019
Denton Energy Center | 61643_G_DEC9 | 61643 | G | DEC9 |  | Combustion Turbine | ERC_REST | Texas | Denton | 18.8 | 2018 | 9999 | 2019 | 0.135 | 19643.3333 | 0.013745 | NEI 2019
Fiber Recovery, Inc. | 61652_G_ENG1 | 61652 | G | ENG1 |  | Landfill Gas | MIS_WUMS | Wisconsin | Marathon | 0.8 | 2008 | 9999 |  |  |  | 0.056969 | Default Emission Factor
Fiber Recovery, Inc. | 61652_G_ENG2 | 61652 | G | ENG2 |  | Landfill Gas | MIS_WUMS | Wisconsin | Marathon | 0.8 | 2008 | 9999 |  |  |  | 0.056969 | Default Emission Factor
Fiber Recovery, Inc. | 61652_G_ENG3 | 61652 | G | ENG3 |  | Landfill Gas | MIS_WUMS | Wisconsin | Marathon | 0.8 | 2008 | 9999 |  |  |  | 0.056969 | Default Emission Factor
NCSU CCUP Cogeneration Plant | 61675_G_CTG1 | 61675 | G | CTG1 |  | Combustion Turbine | S_VACA | North Carolina | Wake | 5.6 | 2019 | 9999 |  |  |  | 0.046393 | Default Emission Factor
NCSU CCUP Cogeneration Plant | 61675_G_STG | 61675 | G | STG |  | O/G Steam | S_VACA | North Carolina | Wake | 1 | 2019 | 9999 |  |  |  | 0.071762 | Default Emission Factor
NCSU Cates Cogeneration Plant | 61676_G_CTG1 | 61676 | G | CTG1 |  | Combustion Turbine | S_VACA | North Carolina | Wake | 4.7 | 2012 | 9999 |  |  |  | 0.088964 | Default Emission Factor
NCSU Cates Cogeneration Plant | 61676_G_CTG2 | 61676 | G | CTG2 |  | Combustion Turbine | S_VACA | North Carolina | Wake | 4.7 | 2012 | 9999 |  |  |  | 0.088964 | Default Emission Factor
Port Everglades | 617_G_5A | 617 | G | 5A | 91022 | Combined Cycle | FRCC | Florida | Broward | 271.9 | 2016 | 9999 |  |  |  | 0.030815 | Default Emission Factor
Port Everglades | 617_G_5B | 617 | G | 5B | 91023 | Combined Cycle | FRCC | Florida | Broward | 271.9 | 2016 | 9999 |  |  |  | 0.030815 | Default Emission Factor
Port Everglades | 617_G_5C | 617 | G | 5C | 91021 | Combined Cycle | FRCC | Florida | Broward | 271.9 | 2016 | 9999 |  |  |  | 0.030815 | Default Emission Factor
Port Everglades | 617_G_5ST | 617 | G | 5ST |  | Combined Cycle | FRCC | Florida | Broward | 421.3 | 2016 | 9999 |  |  |  | 0.030815 | Default Emission Factor
Greater New Bedford LFG Utiliz. Facility | 61702_G_11052 | 61702 | G | 11052 |  | Landfill Gas | NENGREST | Massachusetts | Bristol | 3.2 | 2005 | 9999 |  |  |  | 0.056969 | Default Emission Factor
Navy Yard Peaker Station | 61737_G_GEN1 | 61737 | G | GEN1 |  | Combustion Turbine | PJM_EMAC | Pennsylvania | Philadelphia | 2 | 2017 | 9999 |  |  |  | 0.11376 | Default Emission Factor
Navy Yard Peaker Station | 61737_G_GEN2 | 61737 | G | GEN2 |  | Combustion Turbine | PJM_EMAC | Pennsylvania | Philadelphia | 2 | 2017 | 9999 |  |  |  | 0.11376 | Default Emission Factor
Navy Yard Peaker Station | 61737_G_GEN3 | 61737 | G | GEN3 |  | Combustion Turbine | PJM_EMAC | Pennsylvania | Philadelphia | 2 | 2017 | 9999 |  |  |  | 0.11376 | Default Emission Factor
Navy Yard Peaker Station | 61737_G_GEN4 | 61737 | G | GEN4 |  | Combustion Turbine | PJM_EMAC | Pennsylvania | Philadelphia | 2 | 2018 | 9999 |  |  |  | 0.11376 | Default Emission Factor
SunSelect1 | 61754_G_1 | 61754 | G | 1 |  | Combustion Turbine | WECC_SCE | California | Kern | 3.3 | 2018 | 9999 |  |  |  | 0.11376 | Default Emission Factor
SunSelect1 | 61754_G_2 | 61754 | G | 2 |  | Combustion Turbine | WECC_SCE | California | Kern | 3.3 | 2018 | 9999 |  |  |  | 0.11376 | Default Emission Factor
Gaston County Renewable Energy Center | 61758_G_GEN1 | 61758 | G | GEN1 |  | Landfill Gas | S_VACA | North Carolina | Gaston | 1.4 | 2011 | 9999 |  |  |  | 0.056969 | Default Emission Factor
Gaston County Renewable Energy Center | 61758_G_GEN2 | 61758 | G | GEN2 |  | Landfill Gas | S_VACA | North Carolina | Gaston | 1.4 | 2011 | 9999 |  |  |  | 0.056969 | Default Emission Factor
Gaston County Renewable Energy Center | 61758_G_GEN3 | 61758 | G | GEN3 |  | Landfill Gas | S_VACA | North Carolina | Gaston | 1.4 | 2011 | 9999 |  |  |  | 0.056969 | Default Emission Factor
Douglas County Forest Products | 61761_G_GEN-1 | 61761 | G | GEN-1 |  | Biomass | WECC_PNW | Oregon | Douglas | 6.3 | 2006 | 9999 |  |  |  | 0.26668 | Default Emission Factor
Brevard | 61777_G_ENG1 | 61777 | G | ENG1 |  | Landfill Gas | FRCC | Florida | Brevard | 1.6 | 2008 | 9999 |  |  |  | 0.056969 | Default Emission Factor
Brevard | 61777_G_ENG2 | 61777 | G | ENG2 |  | Landfill Gas | FRCC | Florida | Brevard | 1.6 | 2008 | 9999 |  |  |  | 0.056969 | Default Emission Factor
Brevard | 61777_G_ENG3 | 61777 | G | ENG3 |  | Landfill Gas | FRCC | Florida | Brevard | 1.6 | 2008 | 9999 |  |  |  | 0.056969 | Default Emission Factor
Brevard | 61777_G_ENG4 | 61777 | G | ENG4 |  | Landfill Gas | FRCC | Florida | Brevard | 1.6 | 2008 | 9999 |  |  |  | 0.056969 | Default Emission Factor
Brevard | 61777_G_ENG5 | 61777 | G | ENG5 |  | Landfill Gas | FRCC | Florida | Brevard | 1.6 | 2008 | 9999 |  |  |  | 0.056969 | Default Emission Factor
Brevard | 61777_G_ENG6 | 61777 | G | ENG6 |  | Landfill Gas | FRCC | Florida | Brevard | 1.6 | 2008 | 9999 |  |  |  | 0.056969 | Default Emission Factor
Hernando | 61779_G_ENG1 | 61779 | G | ENG1 |  | Landfill Gas | FRCC | Florida | Hernando | 1.6 | 2010 | 9999 |  |  |  | 0.056969 | Default Emission Factor
Seminole Energy | 61780_G_ENG1 | 61780 | G | ENG1 |  | Landfill Gas | FRCC | Florida | Seminole | 1.6 | 2007 | 9999 |  |  |  | 0.056969 | Default Emission Factor
Seminole Energy | 61780_G_ENG2 | 61780 | G | ENG2 |  | Landfill Gas | FRCC | Florida | Seminole | 1.6 | 2007 | 9999 |  |  |  | 0.056969 | Default Emission Factor
Seminole Energy | 61780_G_ENG3 | 61780 | G | ENG3 |  | Landfill Gas | FRCC | Florida | Seminole | 1.6 | 2007 | 9999 |  |  |  | 0.056969 | Default Emission Factor
Amana Society Service Company | 61850_G_IC1 | 61850 | G | IC1 |  | Combustion Turbine | MIS_IA | Iowa | Iowa | 1.8 | 2001 | 9999 |  |  |  | 0.69077 | Default Emission Factor
Amana Society Service Company | 61850_G_IC10 | 61850 | G | IC10 |  | Combustion Turbine | MIS_IA | Iowa | Iowa | 1.8 | 2001 | 9999 |  |  |  | 0.69077 | Default Emission Factor
Amana Society Service Company | 61850_G_IC11 | 61850 | G | IC11 |  | Combustion Turbine | MIS_IA | Iowa | Iowa | 1.8 | 2001 | 9999 |  |  |  | 0.69077 | Default Emission Factor
Amana Society Service Company | 61850_G_IC12 | 61850 | G | IC12 |  | Combustion Turbine | MIS_IA | Iowa | Iowa | 1.8 | 2001 | 9999 |  |  |  | 0.69077 | Default Emission Factor
Amana Society Service Company | 61850_G_IC2 | 61850 | G | IC2 |  | Combustion Turbine | MIS_IA | Iowa | Iowa | 1.8 | 2001 | 9999 |  |  |  | 0.69077 | Default Emission Factor
Amana Society Service Company | 61850_G_IC3 | 61850 | G | IC3 |  | Combustion Turbine | MIS_IA | Iowa | Iowa | 1.8 | 2001 | 9999 |  |  |  | 0.69077 | Default Emission Factor
Amana Society Service Company | 61850_G_IC4 | 61850 | G | IC4 |  | Combustion Turbine | MIS_IA | Iowa | Iowa | 1.8 | 2001 | 9999 |  |  |  | 0.69077 | Default Emission Factor
Amana Society Service Company | 61850_G_IC5 | 61850 | G | IC5 |  | Combustion Turbine | MIS_IA | Iowa | Iowa | 1.8 | 2001 | 9999 |  |  |  | 0.69077 | Default Emission Factor
Amana Society Service Company | 61850_G_IC6 | 61850 | G | IC6 |  | Combustion Turbine | MIS_IA | Iowa | Iowa | 1.8 | 2001 | 9999 |  |  |  | 0.69077 | Default Emission Factor
Amana Society Service Company | 61850_G_IC7 | 61850 | G | IC7 |  | Combustion Turbine | MIS_IA | Iowa | Iowa | 1.8 | 2001 | 9999 |  |  |  | 0.69077 | Default Emission Factor
Amana Society Service Company | 61850_G_IC8 | 61850 | G | IC8 |  | Combustion Turbine | MIS_IA | Iowa | Iowa | 1.8 | 2001 | 9999 |  |  |  | 0.69077 | Default Emission Factor
Amana Society Service Company | 61850_G_IC9 | 61850 | G | IC9 |  | Combustion Turbine | MIS_IA | Iowa | Iowa | 1.8 | 2001 | 9999 |  |  |  | 0.69077 | Default Emission Factor
NRG Chalk Point CT | 61890_G_SGT1 | 61890 | G | SGT1 |  | Combustion Turbine | PJM_SMAC | Maryland | Prince Georges | 71 | 1990 | 9999 |  |  |  | 0.088964 | Default Emission Factor
Riviera | 619_G_5A | 619 | G | 5A | 90798 | Combined Cycle | FRCC | Florida | Palm Beach | 270.5 | 2014 | 9999 | 2019 | 10.8909 | 3508138 | 0.009487 | NEI 2019
Riviera | 619_G_5B | 619 | G | 5B | 90799 | Combined Cycle | FRCC | Florida | Palm Beach | 270.5 | 2014 | 9999 | 2019 | 11.1479 | 1278337 | 0.009487 | NEI 2019
Riviera | 619_G_5C | 619 | G | 5C | 90800 | Combined Cycle | FRCC | Florida | Palm Beach | 270.5 | 2014 | 9999 | 2019 | 8.5081 | 1653451 | 0.009487 | NEI 2019
Riviera | 619_G_5ST | 619 | G | 5ST | 90798 | Combined Cycle | FRCC | Florida | Palm Beach | 478.5 | 2014 | 9999 |  |  |  | 0.009487 | NEI 2019
John Twitty Energy Center | 6195_G_GT1 | 6195 | G | GT1 | 89861 | Combustion Turbine | SPP_N | Missouri | Greene | 52 | 1983 | 9999 |  |  |  | 0.088964 | Default Emission Factor
John Twitty Energy Center | 6195_G_GT2 | 6195 | G | GT2 | 89863 | Combustion Turbine | SPP_N | Missouri | Greene | 52 | 1983 | 9999 |  |  |  | 0.088964 | Default Emission Factor
MCRD Parris Island PV Hybrid | 61956_G_BAKUP | 61956 | G | BAKUP |  | Combustion Turbine | S_VACA | South Carolina | Beaufort | 2.5 | 2019 | 9999 |  |  |  | 0.34419 | Default Emission Factor
MCRD Parris Island PV Hybrid | 61956_G_BLKST | 61956 | G | BLKST |  | Combustion Turbine | S_VACA | South Carolina | Beaufort | 1 | 2019 | 9999 |  |  |  | 0.34419 | Default Emission Factor
MCRD Parris Island PV Hybrid | 61956_G_CHPP | 61956 | G | CHPP |  | Combustion Turbine | S_VACA | South Carolina | Beaufort | 3.5 | 2019 | 9999 |  |  |  | 0.046393 | Default Emission Factor
TAC-Distributed Energy Resource Hybrid | 61990_G_NG | 61990 | G | NG |  | Combustion Turbine | MIS_IL | Illinois | Champaign | 1 | 2017 | 2045 |  |  |  | 0.11376 | Default Emission Factor
Sanford | 620_G_4 | 620 | G | 4 | 429 | Combined Cycle | FRCC | Florida | Volusia | 388 | 1969 | 9999 |  |  |  | 0.048031 | NEI 2019
Sanford | 620_G_4A | 620 | G | 4A | 429 | Combined Cycle | FRCC | Florida | Volusia | 197 | 2002 | 9999 | 2019 | 28.2221 | 2531955 | 0.048031 | NEI 2019
Sanford | 620_G_4B | 620 | G | 4B | 430 | Combined Cycle | FRCC | Florida | Volusia | 197 | 2002 | 9999 | 2019 | 30.3803 | 830737 | 0.048031 | NEI 2019
Sanford | 620_G_4C | 620 | G | 4C | 431 | Combined Cycle | FRCC | Florida | Volusia | 197 | 2002 | 9999 | 2019 | 34.4823 | 946869 | 0.048031 | NEI 2019
Sanford | 620_G_4D | 620 | G | 4D | 432 | Combined Cycle | FRCC | Florida | Volusia | 197 | 2003 | 9999 | 2019 | 30.2253 | 825060 | 0.048031 | NEI 2019
Sanford | 620_G_5 | 620 | G | 5 | 433 | Combined Cycle | FRCC | Florida | Volusia | 388 | 1974 | 9999 |  |  |  | 0.047489 | NEI 2019
Sanford | 620_G_5A | 620 | G | 5A | 433 | Combined Cycle | FRCC | Florida | Volusia | 197 | 2002 | 9999 | 2019 | 17.7594 | 1624405 | 0.047489 | NEI 2019
Sanford | 620_G_5B | 620 | G | 5B | 434 | Combined Cycle | FRCC | Florida | Volusia | 197 | 2002 | 9999 | 2019 | 22.6908 | 638052 | 0.047489 | NEI 2019
Sanford | 620_G_5C | 620 | G | 5C | 435 | Combined Cycle | FRCC | Florida | Volusia | 197 | 2002 | 9999 | 2019 | 18.2297 | 506723 | 0.047489 | NEI 2019
Sanford | 620_G_5D | 620 | G | 5D | 436 | Combined Cycle | FRCC | Florida | Volusia | 197 | 2002 | 9999 | 2019 | 20.9074 | 582621 | 0.047489 | NEI 2019
Brooklyn Hospital Center | 62002_G_400DF | 62002 | G | 400DF |  | Combustion Turbine | NY_Z_J | New York | Kings | 0.5 | 2004 | 9999 |  |  |  | 0.69077 | Default Emission Factor
Brooklyn Hospital Center | 62002_G_500RE | 62002 | G | 500RE |  | Combustion Turbine | NY_Z_J | New York | Kings | 0.5 | 2014 | 9999 |  |  |  | 0.69077 | Default Emission Factor
Brooklyn Hospital Center | 62002_G_SR4 | 62002 | G | SR4 |  | Combustion Turbine | NY_Z_J | New York | Kings | 0.5 | 1975 | 9999 |  |  |  | 0.69077 | Default Emission Factor
Turkey Point | 621_G_5CA | 621 | G | 5CA | 89540 | Combined Cycle | FRCC | Florida | Miami Dade | 466.2 | 2007 | 9999 |  |  |  | 0.00477 | NEI 2019
Turkey Point | 621_G_5CTA | 621 | G | 5CTA | 89540 | Combined Cycle | FRCC | Florida | Miami Dade | 196.7 | 2007 | 9999 | 2019 | 1.933 | 1958642 | 0.00477 | NEI 2019
Turkey Point | 621_G_5CTB | 621 | G | 5CTB | 89541 | Combined Cycle | FRCC | Florida | Miami Dade | 196.7 | 2007 | 9999 | 2019 | 1.5479 | 840605 | 0.00477 | NEI 2019
Turkey Point | 621_G_5CTC | 621 | G | 5CTC | 89542 | Combined Cycle | FRCC | Florida | Miami Dade | 196.7 | 2007 | 9999 | 2019 | 2.066 | 781964 | 0.00477 | NEI 2019
Turkey Point | 621_G_5CTD | 621 | G | 5CTD | 89543 | Combined Cycle | FRCC | Florida | Miami Dade | 196.7 | 2007 | 9999 | 2019 | 6.6822 | 1546521 | 0.00477 | NEI 2019
Northeast (WA) | 6210_G_1 | 6210 | G | 1 |  | Combustion Turbine | WECC_PNW | Washington | Spokane | 45 | 1978 | 9999 |  |  |  | 0.088964 | Default Emission Factor
Dynegy Oakland Power Plant | 6211_G_GEN1 | 6211 | G | GEN1 |  | Combustion Turbine | WEC_CALN | California | Alameda | 55 | 1978 | 9999 |  |  |  | 0.12949 | Default Emission Factor
Dynegy Oakland Power Plant | 6211_G_GEN3 | 6211 | G | GEN3 |  | Combustion Turbine | WEC_CALN | California | Alameda | 55 | 1978 | 9999 |  |  |  | 0.12949 | Default Emission Factor
AES Alamitos Energy Center | 62115_G_1A | 62115 | G | 1A |  | Combined Cycle | WEC_LADW | California | Los Angeles | 194 | 2020 | 9999 |  |  |  | 0.020469 | Default Emission Factor
AES Alamitos Energy Center | 62115_G_1B | 62115 | G | 1B |  | Combined Cycle | WEC_LADW | California | Los Angeles | 194 | 2020 | 9999 |  |  |  | 0.020469 | Default Emission Factor
AES Alamitos Energy Center | 62115_G_1S | 62115 | G | 1S |  | Combined Cycle | WEC_LADW | California | Los Angeles | 215 | 2020 | 9999 |  |  |  | 0.020469 | Default Emission Factor
AES Huntington Beach Energy Project | 62116_G_1A | 62116 | G | 1A |  | Combined Cycle | WECC_SCE | California | Orange | 194 | 2020 | 9999 |  |  |  | 0.020469 | Default Emission Factor
AES Huntington Beach Energy Project | 62116_G_1B | 62116 | G | 1B |  | Combined Cycle | WECC_SCE | California | Orange | 194 | 2020 | 9999 |  |  |  | 0.020469 | Default Emission Factor
AES Huntington Beach Energy Project | 62116_G_1S | 62116 | G | 1S |  | Combined Cycle | WECC_SCE | California | Orange | 215 | 2020 | 9999 |  |  |  | 0.020469 | Default Emission Factor
Beloit Memorial Hospital Power Plant | 62117_G_GEN-1 | 62117 | G | GEN-1 |  | Combustion Turbine | MIS_WUMS | Wisconsin | Rock | 1.5 | 2000 | 9999 |  |  |  | 0.11376 | Default Emission Factor
Beloit Memorial Hospital Power Plant | 62117_G_GEN-2 | 62117 | G | GEN-2 |  | Combustion Turbine | MIS_WUMS | Wisconsin | Rock | 1.5 | 2000 | 9999 |  |  |  | 0.11376 | Default Emission Factor
4710 Hosting | 62162_G_4710 | 62162 | G | 4710 |  | Combustion Turbine | MIS_MNWI | Minnesota | Olmsted | 5 | 2012 | 9999 |  |  |  | 0.69077 | Default Emission Factor
Maimonides Medical Center | 62174_G_625DI | 62174 | G | 625DI |  | Combustion Turbine | NY_Z_J | New York | Kings | 0.5 | 1999 | 9999 |  |  |  | 0.69077 | Default Emission Factor
Maimonides Medical Center | 62174_G_CM500 | 62174 | G | CM500 |  | Combustion Turbine | NY_Z_J | New York | Kings | 0.5 | 2006 | 9999 |  |  |  | 0.69077 | Default Emission Factor
Maimonides Medical Center | 62174_G_CM800 | 62174 | G | CM800 |  | Combustion Turbine | NY_Z_J | New York | Kings | 0.8 | 2002 | 9999 |  |  |  | 0.69077 | Default Emission Factor
Maimonides Medical Center | 62174_G_CM900 | 62174 | G | CM900 |  | Combustion Turbine | NY_Z_J | New York | Kings | 0.9 | 2006 | 9999 |  |  |  | 0.69077 | Default Emission Factor
Maimonides Medical Center | 62174_G_CN900 | 62174 | G | CN900 |  | Combustion Turbine | NY_Z_J | New York | Kings | 0.9 | 2006 | 9999 |  |  |  | 0.69077 | Default Emission Factor
Maimonides Medical Center | 62174_G_ON300 | 62174 | G | ON300 |  | Combustion Turbine | NY_Z_J | New York | Kings | 0.3 | 1990 | 9999 |  |  |  | 0.69077 | Default Emission Factor
Blue Water Energy Center | 62192_G_11 | 62192 | G | 11 |  | Combined Cycle | MIS_LMI | Michigan | St Clair | 359 | 2022 | 9999 |  |  |  | 0.020469 | Default Emission Factor
Blue Water Energy Center | 62192_G_12 | 62192 | G | 12 |  | Combined Cycle | MIS_LMI | Michigan | St Clair | 359 | 2022 | 9999 |  |  |  | 0.020469 | Default Emission Factor
Blue Water Energy Center | 62192_G_1S | 62192 | G | 1S |  | Combined Cycle | MIS_LMI | Michigan | St Clair | 428 | 2022 | 9999 |  |  |  | 0.020469 | Default Emission Factor
Durant | 6220_G_7 | 6220 | G | 7 |  | Combustion Turbine | MIS_IA | Iowa | Cedar | 1.8 | 1998 | 9999 |  |  |  | 0.69077 | Default Emission Factor
Durant | 6220_G_8 | 6220 | G | 8 |  | Combustion Turbine | MIS_IA | Iowa | Cedar | 2.6 | 2011 | 9999 |  |  |  | 0.69077 | Default Emission Factor
Empire Energy Center | 6223_G_2 | 6223 | G | 2 | 89858 | Combustion Turbine | SPP_N | Missouri | Jasper | 82 | 1981 | 2025 | 2019 | 0.35104 | 35929.458 | 0.01954 | NEI 2019
Empire Energy Center | 6223_G_3 | 6223 | G | 3 | 9179 | Combustion Turbine | SPP_N | Missouri | Jasper | 49 | 2003 | 9999 | 2019 | 1.0944 | 21470.042 | 0.10195 | NEI 2019
Empire Energy Center | 6223_G_4 | 6223 | G | 4 | 9181 | Combustion Turbine | SPP_N | Missouri | Jasper | 49 | 2003 | 9999 | 2019 | 0.81019 | 21470.042 | 0.075471 | NEI 2019
NYC-HH-New Bellevue Hospital | 62250_G_CAT2H | 62250 | G | CAT2H |  | Combustion Turbine | NY_Z_J | New York | New York | 0.8 | 2011 | 9999 |  |  |  | 0.69077 | Default Emission Factor
NYC-HH-New Bellevue Hospital | 62250_G_CAT2M | 62250 | G | CAT2M |  | Combustion Turbine | NY_Z_J | New York | New York | 0.8 | 2011 | 9999 |  |  |  | 0.69077 | Default Emission Factor
NYC-HH-New Bellevue Hospital | 62250_G_CAT2X | 62250 | G | CAT2X |  | Combustion Turbine | NY_Z_J | New York | New York | 0.8 | 2011 | 9999 |  |  |  | 0.69077 | Default Emission Factor
NYC-HH-New Bellevue Hospital | 62250_G_CAT2Y | 62250 | G | CAT2Y |  | Combustion Turbine | NY_Z_J | New York | New York | 0.8 | 2011 | 9999 |  |  |  | 0.69077 | Default Emission Factor
NYC-HH-New Bellevue Hospital | 62250_G_CAT6M | 62250 | G | CAT6M |  | Combustion Turbine | NY_Z_J | New York | New York | 0.6 | 1996 | 9999 |  |  |  | 0.69077 | Default Emission Factor
NYC-HH-New Bellevue Hospital | 62250_G_CAT6P | 62250 | G | CAT6P |  | Combustion Turbine | NY_Z_J | New York | New York | 0.6 | 1996 | 9999 |  |  |  | 0.69077 | Default Emission Factor
NYC-HH-New Bellevue Hospital | 62250_G_CUM6Z | 62250 | G | CUM6Z |  | Combustion Turbine | NY_Z_J | New York | New York | 0.9 | 2011 | 9999 |  |  |  | 0.69077 | Default Emission Factor
NYC-HH-New Bellevue Hospital | 62250_G_RUD3R | 62250 | G | RUD3R |  | Combustion Turbine | NY_Z_J | New York | New York | 0.7 | 2002 | 9999 |  |  |  | 0.69077 | Default Emission Factor
Westchester County Medical Center | 62270_G_CAT04 | 62270 | G | CAT04 |  | Combustion Turbine | NY_Z_G-I | New York | Westchester | 0.7 | 2000 | 9999 |  |  |  | 0.69077 | Default Emission Factor
Westchester County Medical Center | 62270_G_CATH1 | 62270 | G | CATH1 |  | Combustion Turbine | NY_Z_G-I | New York | Westchester | 1.3 | 2002 | 9999 |  |  |  | 0.69077 | Default Emission Factor
Westchester County Medical Center | 62270_G_CATH2 | 62270 | G | CATH2 |  | Combustion Turbine | NY_Z_G-I | New York | Westchester | 1.3 | 2002 | 9999 |  |  |  | 0.69077 | Default Emission Factor
Westchester County Medical Center | 62270_G_CATN1 | 62270 | G | CATN1 |  | Combustion Turbine | NY_Z_G-I | New York | Westchester | 0.7 | 1974 | 9999 |  |  |  | 0.69077 | Default Emission Factor
Westchester County Medical Center | 62270_G_CATN2 | 62270 | G | CATN2 |  | Combustion Turbine | NY_Z_G-I | New York | Westchester | 0.7 | 1974 | 9999 |  |  |  | 0.69077 | Default Emission Factor
Westchester County Medical Center | 62270_G_CATN3 | 62270 | G | CATN3 |  | Combustion Turbine | NY_Z_G-I | New York | Westchester | 0.7 | 1996 | 9999 |  |  |  | 0.69077 | Default Emission Factor
Westchester County Medical Center | 62270_G_CATR3 | 62270 | G | CATR3 |  | Combustion Turbine | NY_Z_G-I | New York | Westchester | 0.6 | 2013 | 9999 |  |  |  | 0.69077 | Default Emission Factor
Westchester County Medical Center | 62270_G_CATR4 | 62270 | G | CATR4 |  | Combustion Turbine | NY_Z_G-I | New York | Westchester | 0.3 | 1980 | 9999 |  |  |  | 0.69077 | Default Emission Factor
Westchester County Medical Center | 62270_G_CUM37 | 62270 | G | CUM37 |  | Combustion Turbine | NY_Z_G-I | New York | Westchester | 0.4 | 2000 | 9999 |  |  |  | 0.69077 | Default Emission Factor
Westchester County Medical Center | 62270_G_DT080 | 62270 | G | DT080 |  | Combustion Turbine | NY_Z_G-I | New York | Westchester | 0.5 | 2002 | 9999 |  |  |  | 0.69077 | Default Emission Factor
Westchester County Medical Center | 62270_G_DT250 | 62270 | G | DT250 |  | Combustion Turbine | NY_Z_G-I | New York | Westchester | 0.3 | 2000 | 9999 |  |  |  | 0.69077 | Default Emission Factor
Westchester County Medical Center | 62270_G_DT500 | 62270 | G | DT500 |  | Combustion Turbine | NY_Z_G-I | New York | Westchester | 0.5 | 2000 | 9999 |  |  |  | 0.69077 | Default Emission Factor
Mobile | 6229_G_1 | 6229 | G | 1 |  | Combustion Turbine | SPP_NEBR | Nebraska | York | 1 | 1980 | 9999 |  |  |  | 0.69077 | Default Emission Factor
Mobile | 6229_G_2 | 6229 | G | 2 |  | Combustion Turbine | SPP_NEBR | Nebraska | York | 1.6 | 1996 | 9999 |  |  |  | 0.69077 | Default Emission Factor
Mobile | 6229_G_500 | 6229 | G | 500 |  | Combustion Turbine | SPP_NEBR | Nebraska | York | 0.5 | 1994 | 9999 |  |  |  | 0.69077 | Default Emission Factor
Pearl Station | 6238_G_GT1 | 6238 | G | GT1 |  | Combustion Turbine | MIS_IL | Illinois | Pike | 20.1 | 1973 | 2030 |  |  |  | 0.12949 | Default Emission Factor
Verwey-Hanford Dairy Digester #2 | 62418_G_4 | 62418 | G | 4 |  | Non-Fossil Waste | WEC_CALN | California | Kings | 1 | 2019 | 9999 |  |  |  | 0.083127 | Default Emission Factor
Verwey-Hanford Dairy Digester #3 | 62419_G_4 | 62419 | G | 4 |  | Non-Fossil Waste | WEC_CALN | California | Kings | 1 | 2019 | 9999 |  |  |  | 0.083127 | Default Emission Factor
Dansby | 6243_G_2 | 6243 | G | 2 | 89412 | Combustion Turbine | ERC_REST | Texas | Brazos | 47.1 | 2004 | 9999 | 2019 | 1.0456 | 24015 | 0.087079 | NEI 2019
Dansby | 6243_G_3 | 6243 | G | 3 | 90415 | Combustion Turbine | ERC_REST | Texas | Brazos | 47.1 | 2010 | 9999 | 2019 | 1.1334 | 24015 | 0.094391 | NEI 2019
JLL-One Rockwood Road | 62446_G_EGEN1 | 62446 | G | EGEN1 |  | Combustion Turbine | NY_Z_G-I | New York | Westchester | 1.5 | 2003 | 9999 |  |  |  | 0.69077 | Default Emission Factor
JLL-One Rockwood Road | 62446_G_EGEN2 | 62446 | G | EGEN2 |  | Combustion Turbine | NY_Z_G-I | New York | Westchester | 1.5 | 2003 | 9999 |  |  |  | 0.69077 | Default Emission Factor
Kimberly Clark Mobile - CHP Plant | 62449_G_GT100 | 62449 | G | GT100 |  | Combustion Turbine | S_SOU | Alabama | Mobile | 21.8 | 2019 | 9999 |  |  |  | 0.046393 | Default Emission Factor
Kimberly Clark Mobile - CHP Plant | 62449_G_GT200 | 62449 | G | GT200 |  | Combustion Turbine | S_SOU | Alabama | Mobile | 21.8 | 2019 | 9999 |  |  |  | 0.046393 | Default Emission Factor
St. Johns Episcopal Hospital | 62450_G_CT205 | 62450 | G | CT205 |  | Combustion Turbine | NY_Z_J | New York | Queens | 0.2 | 2010 | 9999 |  |  |  | 0.69077 | Default Emission Factor
St. Johns Episcopal Hospital | 62450_G_F1040 | 62450 | G | F1040 |  | Combustion Turbine | NY_Z_J | New York | Queens | 1 | 1995 | 9999 |  |  |  | 0.69077 | Default Emission Factor
St. Joseph Hospital | 62452_G_CT250 | 62452 | G | CT250 |  | Combustion Turbine | NY_Z_G-I | New York | Westchester | 0.3 | 1960 | 9999 |  |  |  | 0.69077 | Default Emission Factor
St. Joseph Hospital | 62452_G_CT750 | 62452 | G | CT750 |  | Combustion Turbine | NY_Z_G-I | New York | Westchester | 0.8 | 1978 | 9999 |  |  |  | 0.69077 | Default Emission Factor
Mt.Sinai-St.Lukes Roosevelt Hosp. Center | 62453_G_CT250 | 62453 | G | CT250 |  | Combustion Turbine | NY_Z_G-I | New York | Westchester | 0.3 | 1960 | 9999 |  |  |  | 0.69077 | Default Emission Factor
Mt.Sinai-St.Lukes Roosevelt Hosp. Center | 62453_G_CT750 | 62453 | G | CT750 |  | Combustion Turbine | NY_Z_G-I | New York | Westchester | 0.8 | 1978 | 9999 |  |  |  | 0.69077 | Default Emission Factor
Mt.Sinai-St.Lukes Roosevelt Hosp. Center | 62453_G_EG1 | 62453 | G | EG1 |  | Combustion Turbine | NY_Z_G-I | New York | Westchester | 0.3 | 1995 | 9999 |  |  |  | 0.69077 | Default Emission Factor
Mt.Sinai-St.Lukes Roosevelt Hosp. Center | 62453_G_EG2 | 62453 | G | EG2 |  | Combustion Turbine | NY_Z_G-I | New York | Westchester | 0.3 | 2010 | 9999 |  |  |  | 0.69077 | Default Emission Factor
Mt.Sinai-St.Lukes Roosevelt Hosp. Center | 62453_G_EG3 | 62453 | G | EG3 |  | Combustion Turbine | NY_Z_G-I | New York | Westchester | 2.5 | 2015 | 9999 |  |  |  | 0.69077 | Default Emission Factor
Mt.Sinai-St.Lukes Roosevelt Hosp. Center | 62453_G_EG4 | 62453 | G | EG4 |  | Combustion Turbine | NY_Z_G-I | New York | Westchester | 2.5 | 2015 | 9999 |  |  |  | 0.69077 | Default Emission Factor
Farmers Electric Cooperative - Kalona | 62461_G_1 | 62461 | G | 1 |  | Combustion Turbine | MIS_MIDA | Iowa | Johnson | 2 | 2001 | 9999 |  |  |  | 0.69077 | Default Emission Factor
Farmers Electric Cooperative - Kalona | 62461_G_2 | 62461 | G | 2 |  | Combustion Turbine | MIS_MIDA | Iowa | Johnson | 2 | 2001 | 9999 |  |  |  | 0.69077 | Default Emission Factor
Farmers Electric Cooperative - Kalona | 62461_G_3 | 62461 | G | 3 |  | Combustion Turbine | MIS_MIDA | Iowa | Johnson | 2 | 2006 | 9999 |  |  |  | 0.69077 | Default Emission Factor
ACB Energy Parntners LLC - MTF Cogen | 62492_G_ACB-1 | 62492 | G | ACB-1 |  | Combustion Turbine | PJM_EMAC | New Jersey | Atlantic | 7.1 | 2010 | 9999 |  |  |  | 0.088964 | Default Emission Factor
Germantown | 6253_G_1 | 6253 | G | 1 | 90037 | Combustion Turbine | MIS_WUMS | Wisconsin | Washington | 48.8 | 1978 | 9999 |  |  |  | 0.12949 | Default Emission Factor
Germantown | 6253_G_2 | 6253 | G | 2 | 90039 | Combustion Turbine | MIS_WUMS | Wisconsin | Washington | 48.6 | 1978 | 9999 |  |  |  | 0.12949 | Default Emission Factor
Germantown | 6253_G_3 | 6253 | G | 3 | 90234 | Combustion Turbine | MIS_WUMS | Wisconsin | Washington | 45.8 | 1978 | 9999 |  |  |  | 0.12949 | Default Emission Factor
Germantown | 6253_G_4 | 6253 | G | 4 | 90236 | Combustion Turbine | MIS_WUMS | Wisconsin | Washington | 49.2 | 1978 | 9999 |  |  |  | 0.12949 | Default Emission Factor
Germantown | 6253_G_5 | 6253 | G | 5 | 2873 | Combustion Turbine | MIS_WUMS | Wisconsin | Washington | 81.2 | 2000 | 9999 |  |  |  | 0.088964 | Default Emission Factor
Scherer | 6257_G_1 | 6257 | G | 1 | 2875 | Coal Steam | S_SOU | Georgia | Monroe | 860 | 1982 | 9999 |  |  |  | 0.01709 | Default Emission Factor
Wilson | 6258_G_5A | 6258 | G | 5A | 89926 | Combustion Turbine | S_SOU | Georgia | Burke | 41 | 1972 | 9999 |  |  |  | 0.12949 | Default Emission Factor
Wilson | 6258_G_5B | 6258 | G | 5B | 89927 | Combustion Turbine | S_SOU | Georgia | Burke | 56 | 1972 | 9999 |  |  |  | 0.12949 | Default Emission Factor
Wilson | 6258_G_5C | 6258 | G | 5C | 89928 | Combustion Turbine | S_SOU | Georgia | Burke | 49 | 1972 | 9999 |  |  |  | 0.12949 | Default Emission Factor
Wilson | 6258_G_5D | 6258 | G | 5D | 89929 | Combustion Turbine | S_SOU | Georgia | Burke | 41 | 1973 | 9999 |  |  |  | 0.12949 | Default Emission Factor
Wilson | 6258_G_5E | 6258 | G | 5E | 89930 | Combustion Turbine | S_SOU | Georgia | Burke | 54 | 1973 | 9999 |  |  |  | 0.12949 | Default Emission Factor
Wilson | 6258_G_5F | 6258 | G | 5F | 89931 | Combustion Turbine | S_SOU | Georgia | Burke | 54 | 1973 | 9999 |  |  |  | 0.12949 | Default Emission Factor
Wilson | 6258_G_IC1 | 6258 | G | IC1 |  | Combustion Turbine | S_SOU | Georgia | Burke | 2.5 | 1972 | 9999 |  |  |  | 0.69077 | Default Emission Factor
Montefiore Mount Vernon Hospital | 62589_G_CONP7 | 62589 | G | CONP7 |  | Combustion Turbine | NY_Z_G-I | New York | Westchester | 0.4 | 1976 | 9999 |  |  |  | 0.69077 | Default Emission Factor
Montefiore Mount Vernon Hospital | 62589_G_DETR4 | 62589 | G | DETR4 |  | Combustion Turbine | NY_Z_G-I | New York | Westchester | 0.7 | 1976 | 9999 |  |  |  | 0.69077 | Default Emission Factor
Wolf Creek Generator | 62590_G_WOLF | 62590 | G | WOLF |  | Combustion Turbine | SPP_N | Kansas | Coffey | 1 | 2014 | 9999 |  |  |  | 0.69077 | Default Emission Factor
Rockland Bakery Inc. | 62619_G_CAT1 | 62619 | G | CAT1 |  | Combustion Turbine | NY_Z_G-I | New York | Rockland | 0.8 | 1996 | 9999 |  |  |  | 0.11376 | Default Emission Factor
Rockland Bakery Inc. | 62619_G_CAT2 | 62619 | G | CAT2 |  | Combustion Turbine | NY_Z_G-I | New York | Rockland | 0.8 | 1996 | 9999 |  |  |  | 0.11376 | Default Emission Factor
Rockland Bakery Inc. | 62619_G_CAT3 | 62619 | G | CAT3 |  | Combustion Turbine | NY_Z_G-I | New York | Rockland | 0.8 | 1996 | 9999 |  |  |  | 0.11376 | Default Emission Factor
Rockland Bakery Inc. | 62619_G_CATE4 | 62619 | G | CATE4 |  | Combustion Turbine | NY_Z_G-I | New York | Rockland | 1.5 | 1996 | 9999 |  |  |  | 0.69077 | Default Emission Factor
Overlook Medical Center | 62622_G_CHPS1 | 62622 | G | CHPS1 |  | Combustion Turbine | PJM_EMAC | New Jersey | Union | 1 | 2012 | 9999 |  |  |  | 0.11376 | Default Emission Factor
Overlook Medical Center | 62622_G_CHPS2 | 62622 | G | CHPS2 |  | Combustion Turbine | PJM_EMAC | New Jersey | Union | 1 | 2012 | 9999 |  |  |  | 0.11376 | Default Emission Factor
Overlook Medical Center | 62622_G_CHPS3 | 62622 | G | CHPS3 |  | Combustion Turbine | PJM_EMAC | New Jersey | Union | 1 | 2012 | 9999 |  |  |  | 0.69077 | Default Emission Factor
West Water Street | 62625_G_G1 | 62625 | G | G1 |  | Combustion Turbine | NENGREST | Massachusetts | Bristol | 2.5 | 2018 | 9999 |  |  |  | 0.69077 | Default Emission Factor
West Water Street | 62625_G_G2 | 62625 | G | G2 |  | Combustion Turbine | NENGREST | Massachusetts | Bristol | 2.5 | 2018 | 9999 |  |  |  | 0.69077 | Default Emission Factor
West Water Street | 62625_G_G3 | 62625 | G | G3 |  | Combustion Turbine | NENGREST | Massachusetts | Bristol | 2.5 | 2018 | 9999 |  |  |  | 0.69077 | Default Emission Factor
West Water Street | 62625_G_G4 | 62625 | G | G4 |  | Combustion Turbine | NENGREST | Massachusetts | Bristol | 2.5 | 2018 | 9999 |  |  |  | 0.69077 | Default Emission Factor
Morehead Generating Facility | 62641_G_M3516 | 62641 | G | M3516 |  | Landfill Gas | PJM_West | Kentucky | Rowan | 1.4 | 2019 | 9999 |  |  |  | 0.035864 | Default Emission Factor
MBS Texbook Exchange | 62647_G_MBS1 | 62647 | G | MBS1 |  | Combustion Turbine | MIS_MO | Missouri | Boone | 1 | 2008 | 9999 |  |  |  | 0.69077 | Default Emission Factor
MBS Texbook Exchange | 62647_G_MBS2 | 62647 | G | MBS2 |  | Combustion Turbine | MIS_MO | Missouri | Boone | 1 | 2008 | 9999 |  |  |  | 0.69077 | Default Emission Factor
New York Presbyterian-The Allen Hospital | 62650_G_CAT32 | 62650 | G | CAT32 |  | Combustion Turbine | NY_Z_J | New York | New York | 1 | 2009 | 9999 |  |  |  | 0.69077 | Default Emission Factor
Cuyahoga Falls 1 | 62658_G_P001 | 62658 | G | P001 |  | Combustion Turbine | PJM_ATSI | Ohio | Summit | 1.5 | 2018 | 9999 |  |  |  | 0.69077 | Default Emission Factor
Cuyahoga Falls 1 | 62658_G_P002 | 62658 | G | P002 |  | Combustion Turbine | PJM_ATSI | Ohio | Summit | 1.5 | 2018 | 9999 |  |  |  | 0.69077 | Default Emission Factor
Cuyahoga Falls 1 | 62658_G_P003 | 62658 | G | P003 |  | Combustion Turbine | PJM_ATSI | Ohio | Summit | 1.5 | 2018 | 9999 |  |  |  | 0.69077 | Default Emission Factor
Cuyahoga Falls 1 | 62658_G_P004 | 62658 | G | P004 |  | Combustion Turbine | PJM_ATSI | Ohio | Summit | 1.5 | 2018 | 9999 |  |  |  | 0.69077 | Default Emission Factor
Cuyahoga Falls 1 | 62658_G_P005 | 62658 | G | P005 |  | Combustion Turbine | PJM_ATSI | Ohio | Summit | 1.5 | 2018 | 9999 |  |  |  | 0.69077 | Default Emission Factor
Cuyahoga Falls 1 | 62658_G_P006 | 62658 | G | P006 |  | Combustion Turbine | PJM_ATSI | Ohio | Summit | 1.5 | 2018 | 9999 |  |  |  | 0.69077 | Default Emission Factor
Epic Verona | 62676_G_G101 | 62676 | G | G101 |  | Combustion Turbine | MIS_WUMS | Wisconsin | Dane | 2.3 | 2013 | 9999 |  |  |  | 0.69077 | Default Emission Factor
Epic Verona | 62676_G_G102 | 62676 | G | G102 |  | Combustion Turbine | MIS_WUMS | Wisconsin | Dane | 2.3 | 2013 | 9999 |  |  |  | 0.69077 | Default Emission Factor
Epic Verona | 62676_G_G103 | 62676 | G | G103 |  | Combustion Turbine | MIS_WUMS | Wisconsin | Dane | 2.3 | 2013 | 9999 |  |  |  | 0.69077 | Default Emission Factor
Epic Verona | 62676_G_G104 | 62676 | G | G104 |  | Combustion Turbine | MIS_WUMS | Wisconsin | Dane | 2.3 | 2013 | 9999 |  |  |  | 0.69077 | Default Emission Factor
Epic Verona | 62676_G_G105 | 62676 | G | G105 |  | Combustion Turbine | MIS_WUMS | Wisconsin | Dane | 2.3 | 2013 | 9999 |  |  |  | 0.69077 | Default Emission Factor
Epic Verona | 62676_G_G202 | 62676 | G | G202 |  | Combustion Turbine | MIS_WUMS | Wisconsin | Dane | 2.3 | 2013 | 9999 |  |  |  | 0.69077 | Default Emission Factor
Epic Verona | 62676_G_G203 | 62676 | G | G203 |  | Combustion Turbine | MIS_WUMS | Wisconsin | Dane | 2.3 | 2013 | 9999 |  |  |  | 0.69077 | Default Emission Factor
Epic Verona | 62676_G_G204 | 62676 | G | G204 |  | Combustion Turbine | MIS_WUMS | Wisconsin | Dane | 2.3 | 2013 | 9999 |  |  |  | 0.69077 | Default Emission Factor
Epic Verona | 62676_G_G205 | 62676 | G | G205 |  | Combustion Turbine | MIS_WUMS | Wisconsin | Dane | 2.3 | 2013 | 9999 |  |  |  | 0.69077 | Default Emission Factor
Epic Verona | 62676_G_G206 | 62676 | G | G206 |  | Combustion Turbine | MIS_WUMS | Wisconsin | Dane | 2.3 | 2013 | 9999 |  |  |  | 0.69077 | Default Emission Factor
Epic Verona | 62676_G_G207 | 62676 | G | G207 |  | Combustion Turbine | MIS_WUMS | Wisconsin | Dane | 2.3 | 2013 | 9999 |  |  |  | 0.69077 | Default Emission Factor
Epic Verona | 62676_G_G208 | 62676 | G | G208 |  | Combustion Turbine | MIS_WUMS | Wisconsin | Dane | 2.3 | 2013 | 9999 |  |  |  | 0.69077 | Default Emission Factor
Epic Verona | 62676_G_G209 | 62676 | G | G209 |  | Combustion Turbine | MIS_WUMS | Wisconsin | Dane | 2.3 | 2013 | 9999 |  |  |  | 0.69077 | Default Emission Factor
Epic Verona | 62676_G_G210 | 62676 | G | G210 |  | Combustion Turbine | MIS_WUMS | Wisconsin | Dane | 2.3 | 2013 | 9999 |  |  |  | 0.69077 | Default Emission Factor
Epic Verona | 62676_G_G211 | 62676 | G | G211 |  | Combustion Turbine | MIS_WUMS | Wisconsin | Dane | 2.3 | 2013 | 9999 |  |  |  | 0.69077 | Default Emission Factor
Epic Verona | 62676_G_G301 | 62676 | G | G301 |  | Combustion Turbine | MIS_WUMS | Wisconsin | Dane | 2.3 | 2009 | 9999 |  |  |  | 0.69077 | Default Emission Factor
Epic Verona | 62676_G_G302 | 62676 | G | G302 |  | Combustion Turbine | MIS_WUMS | Wisconsin | Dane | 2.3 | 2009 | 9999 |  |  |  | 0.69077 | Default Emission Factor
Epic Verona | 62676_G_G303 | 62676 | G | G303 |  | Combustion Turbine | MIS_WUMS | Wisconsin | Dane | 2.3 | 2009 | 9999 |  |  |  | 0.69077 | Default Emission Factor
Bayboro | 627_G_P1 | 627 | G | P1 |  | Combustion Turbine | FRCC | Florida | Pinellas | 44 | 1973 | 9999 |  |  |  | 0.12949 | Default Emission Factor
Bayboro | 627_G_P2 | 627 | G | P2 |  | Combustion Turbine | FRCC | Florida | Pinellas | 41 | 1973 | 9999 |  |  |  | 0.12949 | Default Emission Factor
Bayboro | 627_G_P3 | 627 | G | P3 |  | Combustion Turbine | FRCC | Florida | Pinellas | 43 | 1973 | 9999 |  |  |  | 0.12949 | Default Emission Factor
Bayboro | 627_G_P4 | 627 | G | P4 |  | Combustion Turbine | FRCC | Florida | Pinellas | 43 | 1973 | 9999 |  |  |  | 0.12949 | Default Emission Factor
Harbec Energy | 62736_G_CPH | 62736 | G | CPH |  | Combustion Turbine | NY_Z_C&E | New York | Ontario | 0.5 | 2015 | 9999 |  |  |  | 0.088964 | Default Emission Factor
Mount Joy Wire | 62741_G_CHP | 62741 | G | CHP |  | Combustion Turbine | PJM_EMAC | Pennsylvania | Lancaster | 1.1 | 2011 | 9999 |  |  |  | 0.11376 | Default Emission Factor
Bridgewater Complex Co-Generation Plant | 62757_G_CG1 | 62757 | G | CG1 |  | Combustion Turbine | NENGREST | Massachusetts | Bristol | 1.5 | 2015 | 9999 |  |  |  | 0.088964 | Default Emission Factor
NASA Johnson Space Center CHP | 62762_G_CTG-1 | 62762 | G | CTG-1 |  | Combustion Turbine | ERC_REST | Texas | Harris | 5.3 | 2018 | 9999 |  |  |  | 0.088964 | Default Emission Factor
NASA Johnson Space Center CHP | 62762_G_CTG-2 | 62762 | G | CTG-2 |  | Combustion Turbine | ERC_REST | Texas | Harris | 5.3 | 2018 | 9999 |  |  |  | 0.088964 | Default Emission Factor
Crystal River | 628_G_1GTA | 628 | G | 1GTA | 91095 | Combined Cycle | FRCC | Florida | Citrus | 244 | 2018 | 9999 |  |  |  | 0.030815 | Default Emission Factor
Crystal River | 628_G_1GTB | 628 | G | 1GTB | 91096 | Combined Cycle | FRCC | Florida | Citrus | 244 | 2018 | 9999 |  |  |  | 0.030815 | Default Emission Factor
Crystal River | 628_G_2GTA | 628 | G | 2GTA | 91097 | Combined Cycle | FRCC | Florida | Citrus | 244 | 2018 | 9999 |  |  |  | 0.030815 | Default Emission Factor
Crystal River | 628_G_2GTB | 628 | G | 2GTB | 91098 | Combined Cycle | FRCC | Florida | Citrus | 244 | 2018 | 9999 |  |  |  | 0.030815 | Default Emission Factor
Crystal River | 628_G_CC1ST | 628 | G | CC1ST | 91095 | Combined Cycle | FRCC | Florida | Citrus | 328 | 2018 | 9999 |  |  |  | 0.030815 | Default Emission Factor
Crystal River | 628_G_CC2ST | 628 | G | CC2ST | 91097 | Combined Cycle | FRCC | Florida | Citrus | 328 | 2018 | 9999 |  |  |  | 0.030815 | Default Emission Factor
Coventry Clean Energy Corporation | 62859_G_COV-1 | 62859 | G | COV-1 |  | Landfill Gas | NENGREST | Vermont | Orleans | 1.5 | 2005 | 2024 |  |  |  | 0.056969 | Default Emission Factor
Coventry Clean Energy Corporation | 62859_G_COV-2 | 62859 | G | COV-2 |  | Landfill Gas | NENGREST | Vermont | Orleans | 1.5 | 2005 | 2024 |  |  |  | 0.056969 | Default Emission Factor
Coventry Clean Energy Corporation | 62859_G_COV-3 | 62859 | G | COV-3 |  | Landfill Gas | NENGREST | Vermont | Orleans | 1.5 | 2005 | 2024 |  |  |  | 0.056969 | Default Emission Factor
Coventry Clean Energy Corporation | 62859_G_COV-4 | 62859 | G | COV-4 |  | Landfill Gas | NENGREST | Vermont | Orleans | 1.5 | 2007 | 2024 |  |  |  | 0.056969 | Default Emission Factor
Coventry Clean Energy Corporation | 62859_G_COV-5 | 62859 | G | COV-5 |  | Landfill Gas | NENGREST | Vermont | Orleans | 1.5 | 2009 | 2024 |  |  |  | 0.056969 | Default Emission Factor
Carolina Poultry Power Farmville | 62873_G_7474 | 62873 | G | 7474 |  | Biomass | S_VACA | North Carolina | Pitt | 0.8 | 2019 | 9999 |  |  |  | 0.33674 | Default Emission Factor
Carolina Poultry Power Farmville | 62873_G_7475 | 62873 | G | 7475 |  | Biomass | S_VACA | North Carolina | Pitt | 0.8 | 2019 | 9999 |  |  |  | 0.33674 | Default Emission Factor
Carolina Poultry Power Farmville | 62873_G_7476 | 62873 | G | 7476 |  | Biomass | S_VACA | North Carolina | Pitt | 0.1 | 2019 | 9999 |  |  |  | 0.33674 | Default Emission Factor
Phoenix Contact - CCHP Plant | 62901_G_CCHP | 62901 | G | CCHP |  | Combustion Turbine | PJM_WMAC | Pennsylvania | Dauphin | 1 | 2014 | 9999 |  |  |  | 0.088964 | Default Emission Factor
Burrstone Energy Center | 62920_G_CG-1 | 62920 | G | CG-1 |  | Combustion Turbine | NY_Z_C&E | New York | Oneida | 1.1 | 2009 | 9999 |  |  |  | 0.11376 | Default Emission Factor
Burrstone Energy Center | 62920_G_CG-2 | 62920 | G | CG-2 |  | Combustion Turbine | NY_Z_C&E | New York | Oneida | 1.1 | 2009 | 9999 |  |  |  | 0.11376 | Default Emission Factor
Burrstone Energy Center | 62920_G_CG-3 | 62920 | G | CG-3 |  | Combustion Turbine | NY_Z_C&E | New York | Oneida | 1.1 | 2009 | 9999 |  |  |  | 0.11376 | Default Emission Factor
Burrstone Energy Center | 62920_G_CG-4 | 62920 | G | CG-4 |  | Combustion Turbine | NY_Z_C&E | New York | Oneida | 0.3 | 2009 | 9999 |  |  |  | 0.11376 | Default Emission Factor
Jefferson Torresdale Hospital | 63023_G_COGEN | 63023 | G | COGEN |  | Combustion Turbine | PJM_EMAC | Pennsylvania | Philadelphia | 1.1 | 2016 | 9999 |  |  |  | 0.11376 | Default Emission Factor
Duke Energy CHP at Clemson University | 63063_G_GT01 | 63063 | G | GT01 |  | Combustion Turbine | S_VACA | South Carolina | Pickens | 12.8 | 2019 | 9999 |  |  |  | 0.046393 | Default Emission Factor
ReSource Center | 63094_G_SBAD1 | 63094 | G | SBAD1 |  | Non-Fossil Waste | WECC_SCE | California | Santa Barbara | 1.1 | 2020 | 9999 |  |  |  | 0.083127 | Default Emission Factor
ReSource Center | 63094_G_SBAD2 | 63094 | G | SBAD2 |  | Non-Fossil Waste | WECC_SCE | California | Santa Barbara | 1.1 | 2020 | 9999 |  |  |  | 0.083127 | Default Emission Factor
Hannibal - Oakwood Substation | 63097_G_EP-01 | 63097 | G | EP-01 |  | Combustion Turbine | S_D_AECI | Missouri | Marion | 1.8 | 2018 | 9999 |  |  |  | 0.69077 | Default Emission Factor
Hannibal - Oakwood Substation | 63097_G_EP-02 | 63097 | G | EP-02 |  | Combustion Turbine | S_D_AECI | Missouri | Marion | 1.8 | 2018 | 9999 |  |  |  | 0.69077 | Default Emission Factor
Hannibal - Oakwood Substation | 63097_G_EP-03 | 63097 | G | EP-03 |  | Combustion Turbine | S_D_AECI | Missouri | Marion | 1.8 | 2018 | 9999 |  |  |  | 0.69077 | Default Emission Factor
Hannibal - Oakwood Substation | 63097_G_EP-04 | 63097 | G | EP-04 |  | Combustion Turbine | S_D_AECI | Missouri | Marion | 1.8 | 2018 | 9999 |  |  |  | 0.69077 | Default Emission Factor
Hannibal - Oakwood Substation | 63097_G_EP-05 | 63097 | G | EP-05 |  | Combustion Turbine | S_D_AECI | Missouri | Marion | 1.8 | 2018 | 9999 |  |  |  | 0.69077 | Default Emission Factor
Hannibal - Oakwood Substation | 63097_G_EP-06 | 63097 | G | EP-06 |  | Combustion Turbine | S_D_AECI | Missouri | Marion | 1.8 | 2018 | 9999 |  |  |  | 0.69077 | Default Emission Factor
Hannibal - Oakwood Substation | 63097_G_EP-07 | 63097 | G | EP-07 |  | Combustion Turbine | S_D_AECI | Missouri | Marion | 1.8 | 2018 | 9999 |  |  |  | 0.69077 | Default Emission Factor
Hannibal - Oakwood Substation | 63097_G_EP-08 | 63097 | G | EP-08 |  | Combustion Turbine | S_D_AECI | Missouri | Marion | 1.8 | 2018 | 9999 |  |  |  | 0.69077 | Default Emission Factor
Hannibal - Water Treatment Plant | 63098_G_EP-09 | 63098 | G | EP-09 |  | Combustion Turbine | S_D_AECI | Missouri | Marion | 1.8 | 2018 | 9999 |  |  |  | 0.69077 | Default Emission Factor
Hannibal - Wastewater Treatment Plant | 63099_G_EP-10 | 63099 | G | EP-10 |  | Combustion Turbine | S_D_AECI | Missouri | Marion | 1.8 | 2018 | 9999 |  |  |  | 0.69077 | Default Emission Factor
Orange Street G1 | 63173_G_1 | 63173 | G | 1 |  | Combustion Turbine | PJM_West | Virginia | Bedford | 1.8 | 2005 | 9999 |  |  |  | 0.69077 | Default Emission Factor
P L Bartow | 634_G_4AGT | 634 | G | 4AGT | 90418 | Combined Cycle | FRCC | Florida | Pinellas | 189 | 2009 | 9999 |  |  |  | 0.030815 | Default Emission Factor
P L Bartow | 634_G_4BGT | 634 | G | 4BGT | 90416 | Combined Cycle | FRCC | Florida | Pinellas | 187 | 2009 | 9999 |  |  |  | 0.030815 | Default Emission Factor
P L Bartow | 634_G_4CGT | 634 | G | 4CGT | 90417 | Combined Cycle | FRCC | Florida | Pinellas | 192 | 2009 | 9999 |  |  |  | 0.030815 | Default Emission Factor
P L Bartow | 634_G_4DGT | 634 | G | 4DGT | 90419 | Combined Cycle | FRCC | Florida | Pinellas | 187 | 2009 | 9999 |  |  |  | 0.030815 | Default Emission Factor
P L Bartow | 634_G_4ST | 634 | G | 4ST | 90418 | Combined Cycle | FRCC | Florida | Pinellas | 349 | 2009 | 9999 |  |  |  | 0.030815 | Default Emission Factor
P L Bartow | 634_G_P1 | 634 | G | P1 |  | Combustion Turbine | FRCC | Florida | Pinellas | 41 | 1972 | 9999 |  |  |  | 0.12949 | Default Emission Factor
P L Bartow | 634_G_P2 | 634 | G | P2 |  | Combustion Turbine | FRCC | Florida | Pinellas | 41 | 1972 | 9999 |  |  |  | 0.088964 | Default Emission Factor
P L Bartow | 634_G_P3 | 634 | G | P3 |  | Combustion Turbine | FRCC | Florida | Pinellas | 41 | 1972 | 9999 |  |  |  | 0.12949 | Default Emission Factor
P L Bartow | 634_G_P4 | 634 | G | P4 |  | Combustion Turbine | FRCC | Florida | Pinellas | 45 | 1972 | 9999 |  |  |  | 0.088964 | Default Emission Factor
Sixth Street Gas Turbine | 6356_G_1 | 6356 | G | 1 |  | Combustion Turbine | MIS_LMI | Michigan | Ottawa | 16 | 1974 | 9999 |  |  |  | 0.12949 | Default Emission Factor
Hutchinson Plant #2 | 6358_G_2 | 6358 | G | 2 | 2880 | Combined Cycle | MIS_MNWI | Minnesota | McLeod | 41 | 1994 | 9999 | 2017 | 1.69 | 20054 | 0.16855 | NEI 2019
Hutchinson Plant #2 | 6358_G_3 | 6358 | G | 3 | 2880 | Combined Cycle | MIS_MNWI | Minnesota | McLeod | 10 | 1994 | 9999 |  |  |  | 0.16855 | NEI 2019
Hutchinson Plant #2 | 6358_G_9 | 6358 | G | 9 |  | Combustion Turbine | MIS_MNWI | Minnesota | McLeod | 22 | 2001 | 9999 | 2017 | 0.00477 | 38 | 0.25105 | NEI 2019
Detour | 6369_G_6 | 6369 | G | 6 |  | Combustion Turbine | MIS_WUMS | Michigan | Chippewa | 2.5 | 1973 | 9999 |  |  |  | 0.69077 | Default Emission Factor
Detour | 6369_G_7 | 6369 | G | 7 |  | Combustion Turbine | MIS_WUMS | Michigan | Chippewa | 2.5 | 1976 | 9999 |  |  |  | 0.69077 | Default Emission Factor
Rokeby | 6373_G_2 | 6373 | G | 2 | 2883 | Combustion Turbine | SPP_NEBR | Nebraska | Lancaster | 90.4 | 1997 | 9999 |  |  |  | 0.088964 | Default Emission Factor
Rokeby | 6373_G_3 | 6373 | G | 3 | 2884 | Combustion Turbine | SPP_NEBR | Nebraska | Lancaster | 94.2 | 2001 | 9999 |  |  |  | 0.088964 | Default Emission Factor
Rokeby | 6373_G_BSU | 6373 | G | BSU |  | Combustion Turbine | SPP_NEBR | Nebraska | Lancaster | 3.2 | 1997 | 9999 |  |  |  | 0.69077 | Default Emission Factor
Ocracoke Hybrid | 6377_G_1 | 6377 | G | 1 |  | Combustion Turbine | S_VACA | North Carolina | Hyde | 3 | 1991 | 9999 |  |  |  | 0.69077 | Default Emission Factor
Suwannee River | 638_G_P1 | 638 | G | P1 |  | Combustion Turbine | FRCC | Florida | Suwannee | 49 | 1980 | 9999 |  |  |  | 0.088964 | Default Emission Factor
Suwannee River | 638_G_P2 | 638 | G | P2 |  | Combustion Turbine | FRCC | Florida | Suwannee | 50 | 1980 | 9999 |  |  |  | 0.12949 | Default Emission Factor
Suwannee River | 638_G_P3 | 638 | G | P3 |  | Combustion Turbine | FRCC | Florida | Suwannee | 50 | 1980 | 9999 |  |  |  | 0.088964 | Default Emission Factor
Tangier | 6390_G_5 | 6390 | G | 5 |  | Combustion Turbine | PJM_EMAC | Virginia | Accomack | 1.2 | 1993 | 9999 |  |  |  | 0.69077 | Default Emission Factor
Tangier | 6390_G_6 | 6390 | G | 6 |  | Combustion Turbine | PJM_EMAC | Virginia | Accomack | 1.2 | 1993 | 9999 |  |  |  | 0.69077 | Default Emission Factor
Smith Island | 6391_G_2 | 6391 | G | 2 |  | Combustion Turbine | PJM_EMAC | Maryland | Somerset | 0.4 | 1969 | 9999 |  |  |  | 0.69077 | Default Emission Factor
Lansing Smith | 643_G_3A | 643 | G | 3A | 8284 | Combined Cycle | S_SOU | Florida | Bay | 167.6 | 2002 | 9999 | 2019 | 43.5106 | 1251259 | 0.045227 | NEI 2019
Lansing Smith | 643_G_3B | 643 | G | 3B | 8286 | Combined Cycle | S_SOU | Florida | Bay | 167.6 | 2002 | 9999 | 2019 | 44.9775 | 2661846 | 0.045227 | NEI 2019
Lansing Smith | 643_G_3S | 643 | G | 3S | 8284 | Combined Cycle | S_SOU | Florida | Bay | 175.9 | 2002 | 9999 |  |  |  | 0.045227 | NEI 2019
Lansing Smith | 643_G_CT1 | 643 | G | CT1 |  | Combustion Turbine | S_SOU | Florida | Bay | 32 | 1971 | 9999 |  |  |  | 0.12949 | Default Emission Factor
Big Bend | 645_G_GT4 | 645 | G | GT4 | 90409 | Combustion Turbine | FRCC | Florida | Hillsborough | 56 | 2009 | 9999 |  |  |  | 0.088964 | Default Emission Factor
Ames GT | 6463_G_GT1 | 6463 | G | GT1 |  | Combustion Turbine | MIS_MIDA | Iowa | Story | 15.5 | 1972 | 9999 |  |  |  | 0.12949 | Default Emission Factor
Ames GT | 6463_G_GT2 | 6463 | G | GT2 | 89535 | Combustion Turbine | MIS_MIDA | Iowa | Story | 26.1 | 2005 | 9999 |  |  |  | 0.12949 | Default Emission Factor
Valencia | 6515_G_GT1 | 6515 | G | GT1 |  | Combustion Turbine | WECC_AZ | Arizona | Santa Cruz | 13.5 | 1989 | 9999 |  |  |  | 0.088964 | Default Emission Factor
Valencia | 6515_G_GT2 | 6515 | G | GT2 |  | Combustion Turbine | WECC_AZ | Arizona | Santa Cruz | 13.5 | 1989 | 9999 |  |  |  | 0.088964 | Default Emission Factor
Valencia | 6515_G_GT3 | 6515 | G | GT3 |  | Combustion Turbine | WECC_AZ | Arizona | Santa Cruz | 13.5 | 1989 | 9999 |  |  |  | 0.088964 | Default Emission Factor
Valencia | 6515_G_GT4 | 6515 | G | GT4 |  | Combustion Turbine | WECC_AZ | Arizona | Santa Cruz | 19.8 | 2006 | 9999 |  |  |  | 0.088964 | Default Emission Factor
Rocky Ford | 6516_G_IC1A | 6516 | G | IC1A |  | Combustion Turbine | WECC_CO | Colorado | Otero | 2 | 1964 | 9999 |  |  |  | 0.69077 | Default Emission Factor
Rocky Ford | 6516_G_IC2 | 6516 | G | IC2 |  | Combustion Turbine | WECC_CO | Colorado | Otero | 2 | 1964 | 9999 |  |  |  | 0.69077 | Default Emission Factor
Rocky Ford | 6516_G_IC3 | 6516 | G | IC3 |  | Combustion Turbine | WECC_CO | Colorado | Otero | 2 | 1964 | 9999 |  |  |  | 0.69077 | Default Emission Factor
Rocky Ford | 6516_G_IC4 | 6516 | G | IC4 |  | Combustion Turbine | WECC_CO | Colorado | Otero | 2 | 1964 | 9999 |  |  |  | 0.69077 | Default Emission Factor
Rocky Ford | 6516_G_IC5 | 6516 | G | IC5 |  | Combustion Turbine | WECC_CO | Colorado | Otero | 2 | 1964 | 9999 |  |  |  | 0.69077 | Default Emission Factor
Kings Beach | 6518_G_KB1 | 6518 | G | KB1 |  | Combustion Turbine | WECC_NNV | California | Placer | 2 | 2008 | 9999 |  |  |  | 0.69077 | Default Emission Factor
Kings Beach | 6518_G_KB2 | 6518 | G | KB2 |  | Combustion Turbine | WECC_NNV | California | Placer | 2 | 2008 | 9999 |  |  |  | 0.69077 | Default Emission Factor
Kings Beach | 6518_G_KB3 | 6518 | G | KB3 |  | Combustion Turbine | WECC_NNV | California | Placer | 2 | 2008 | 9999 |  |  |  | 0.69077 | Default Emission Factor
Kings Beach | 6518_G_KB4 | 6518 | G | KB4 |  | Combustion Turbine | WECC_NNV | California | Placer | 2 | 2008 | 9999 |  |  |  | 0.69077 | Default Emission Factor
Kings Beach | 6518_G_KB5 | 6518 | G | KB5 |  | Combustion Turbine | WECC_NNV | California | Placer | 2 | 2008 | 9999 |  |  |  | 0.69077 | Default Emission Factor
Kings Beach | 6518_G_KB6 | 6518 | G | KB6 |  | Combustion Turbine | WECC_NNV | California | Placer | 2 | 2008 | 9999 |  |  |  | 0.69077 | Default Emission Factor
Vergennes 9 | 6519_G_5 | 6519 | G | 5 |  | Combustion Turbine | NENGREST | Vermont | Addison | 2 | 1963 | 9999 |  |  |  | 0.69077 | Default Emission Factor
Vergennes 9 | 6519_G_6 | 6519 | G | 6 |  | Combustion Turbine | NENGREST | Vermont | Addison | 2 | 1964 | 9999 |  |  |  | 0.69077 | Default Emission Factor
Waverly Municipal Electric North Plant | 6554_G_10 | 6554 | G | 10 |  | Combustion Turbine | MIS_MIDA | Iowa | Bremer | 7 | 1993 | 9999 |  |  |  | 0.69077 | Default Emission Factor
Waverly Municipal Electric North Plant | 6554_G_17 | 6554 | G | 17 |  | Combustion Turbine | MIS_MIDA | Iowa | Bremer | 1.8 | 2015 | 9999 |  |  |  | 0.69077 | Default Emission Factor
Waverly Municipal Electric North Plant | 6554_G_18 | 6554 | G | 18 |  | Combustion Turbine | MIS_MIDA | Iowa | Bremer | 1.8 | 2015 | 9999 |  |  |  | 0.69077 | Default Emission Factor
Waverly Municipal Electric North Plant | 6554_G_19 | 6554 | G | 19 |  | Combustion Turbine | MIS_MIDA | Iowa | Bremer | 1.8 | 2015 | 9999 |  |  |  | 0.69077 | Default Emission Factor
Waverly Municipal Electric North Plant | 6554_G_20 | 6554 | G | 20 |  | Combustion Turbine | MIS_MIDA | Iowa | Bremer | 1.8 | 2015 | 9999 |  |  |  | 0.69077 | Default Emission Factor
Waverly Municipal Electric North Plant | 6554_G_7 | 6554 | G | 7 |  | Combustion Turbine | MIS_MIDA | Iowa | Bremer | 3.5 | 1958 | 9999 |  |  |  | 0.11376 | Default Emission Factor
Waverly Municipal Electric North Plant | 6554_G_8 | 6554 | G | 8 |  | Combustion Turbine | MIS_MIDA | Iowa | Bremer | 3.7 | 1967 | 9999 |  |  |  | 0.11376 | Default Emission Factor
Waverly Municipal Electric North Plant | 6554_G_9 | 6554 | G | 9 |  | Combustion Turbine | MIS_MIDA | Iowa | Bremer | 3.7 | 1967 | 9999 |  |  |  | 0.11376 | Default Emission Factor
D G Hunter | 6558_G_10 | 6558 | G | 10 |  | Combustion Turbine | MIS_LA | Louisiana | Rapides | 8.6 | 2016 | 9999 |  |  |  | 0.11376 | Default Emission Factor
D G Hunter | 6558_G_11 | 6558 | G | 11 |  | Combustion Turbine | MIS_LA | Louisiana | Rapides | 8.6 | 2016 | 9999 |  |  |  | 0.11376 | Default Emission Factor
D G Hunter | 6558_G_5 | 6558 | G | 5 |  | Combustion Turbine | MIS_LA | Louisiana | Rapides | 8.6 | 2016 | 9999 |  |  |  | 0.11376 | Default Emission Factor
D G Hunter | 6558_G_6 | 6558 | G | 6 |  | Combustion Turbine | MIS_LA | Louisiana | Rapides | 8.6 | 2016 | 9999 |  |  |  | 0.11376 | Default Emission Factor
D G Hunter | 6558_G_7 | 6558 | G | 7 |  | Combustion Turbine | MIS_LA | Louisiana | Rapides | 8.6 | 2016 | 9999 |  |  |  | 0.11376 | Default Emission Factor
D G Hunter | 6558_G_8 | 6558 | G | 8 |  | Combustion Turbine | MIS_LA | Louisiana | Rapides | 8.6 | 2016 | 9999 |  |  |  | 0.11376 | Default Emission Factor
D G Hunter | 6558_G_9 | 6558 | G | 9 |  | Combustion Turbine | MIS_LA | Louisiana | Rapides | 8.6 | 2016 | 9999 |  |  |  | 0.11376 | Default Emission Factor
Berlin | 6565_G_1A | 6565 | G | 1A |  | Combustion Turbine | PJM_EMAC | Maryland | Worcester | 1.1 | 1961 | 9999 |  |  |  | 0.69077 | Default Emission Factor
Berlin | 6565_G_5A | 6565 | G | 5A |  | Combustion Turbine | PJM_EMAC | Maryland | Worcester | 2.5 | 1989 | 9999 |  |  |  | 0.69077 | Default Emission Factor
Block Island | 6567_G_23 | 6567 | G | 23 |  | Combustion Turbine | NENGREST | Rhode Island | Washington | 1.2 | 2001 | 9999 |  |  |  | 0.69077 | Default Emission Factor
Block Island | 6567_G_24 | 6567 | G | 24 |  | Combustion Turbine | NENGREST | Rhode Island | Washington | 1.6 | 2002 | 9999 |  |  |  | 0.69077 | Default Emission Factor
Block Island | 6567_G_25 | 6567 | G | 25 |  | Combustion Turbine | NENGREST | Rhode Island | Washington | 1.8 | 2006 | 9999 |  |  |  | 0.69077 | Default Emission Factor
Block Island | 6567_G_27 | 6567 | G | 27 |  | Combustion Turbine | NENGREST | Rhode Island | Washington | 2.5 | 2018 | 9999 |  |  |  | 0.69077 | Default Emission Factor
Johnson | 6579_G_CAT8 | 6579 | G | CAT8 |  | Combustion Turbine | SPP_N | Kansas | Stanton | 3 | 2017 | 9999 |  |  |  | 0.69077 | Default Emission Factor
Johnson | 6579_G_CAT9 | 6579 | G | CAT9 |  | Combustion Turbine | SPP_N | Kansas | Stanton | 3 | 2017 | 9999 |  |  |  | 0.69077 | Default Emission Factor
Stock Island | 6584_G_EP2 | 6584 | G | EP2 |  | Combustion Turbine | FRCC | Florida | Monroe | 2.5 | 2012 | 9999 |  |  |  | 0.69077 | Default Emission Factor
Stock Island | 6584_G_GT1 | 6584 | G | GT1 |  | Combustion Turbine | FRCC | Florida | Monroe | 19 | 1978 | 9999 |  |  |  | 0.12949 | Default Emission Factor
Stock Island | 6584_G_GT2 | 6584 | G | GT2 |  | Combustion Turbine | FRCC | Florida | Monroe | 17 | 1999 | 9999 |  |  |  | 0.12949 | Default Emission Factor
Stock Island | 6584_G_GT3 | 6584 | G | GT3 |  | Combustion Turbine | FRCC | Florida | Monroe | 17 | 1999 | 9999 |  |  |  | 0.12949 | Default Emission Factor
Stock Island | 6584_G_GT4 | 6584 | G | GT4 | 89604 | Combustion Turbine | FRCC | Florida | Monroe | 44 | 2006 | 9999 | 2019 | 0.037183 | 1129.0309 | 0.065867 | NEI 2019
Stock Island | 6584_G_MSD1 | 6584 | G | MSD1 |  | Combustion Turbine | FRCC | Florida | Monroe | 7.5 | 1991 | 9999 |  |  |  | 0.69077 | Default Emission Factor
Stock Island | 6584_G_MSD2 | 6584 | G | MSD2 |  | Combustion Turbine | FRCC | Florida | Monroe | 7.5 | 1991 | 9999 |  |  |  | 0.69077 | Default Emission Factor
Wilkins Station | 6586_G_1 | 6586 | G | 1 |  | Combustion Turbine | NENGREST | Massachusetts | Essex | 2.5 | 1975 | 9999 | 2019 | 0.0006 | 3 | 0.4 | NEI 2019
Wilkins Station | 6586_G_2 | 6586 | G | 2 |  | Combustion Turbine | NENGREST | Massachusetts | Essex | 2.5 | 1975 | 9999 | 2019 | 0.0006 | 3 | 0.4 | NEI 2019
Burlington (CO) | 6619_G_1 | 6619 | G | 1 |  | Combustion Turbine | WECC_CO | Colorado | Kit Carson | 50 | 1977 | 9999 |  |  |  | 0.12949 | Default Emission Factor
Burlington (CO) | 6619_G_2 | 6619 | G | 2 |  | Combustion Turbine | WECC_CO | Colorado | Kit Carson | 50 | 1977 | 9999 |  |  |  | 0.12949 | Default Emission Factor
Deerhaven Generating Station | 663_G_GT1 | 663 | G | GT1 |  | Combustion Turbine | FRCC | Florida | Alachua | 17.5 | 1976 | 2025 |  |  |  | 0.088964 | Default Emission Factor
Deerhaven Generating Station | 663_G_GT2 | 663 | G | GT2 |  | Combustion Turbine | FRCC | Florida | Alachua | 17.5 | 1976 | 2025 |  |  |  | 0.088964 | Default Emission Factor
Deerhaven Generating Station | 663_G_GT3 | 663 | G | GT3 | 488 | Combustion Turbine | FRCC | Florida | Alachua | 75 | 1996 | 9999 |  |  |  | 0.088964 | Default Emission Factor
A L Pierce | 6635_G_4 | 6635 | G | 4 | 90114 | Combustion Turbine | NENG_CT | Connecticut | New Haven | 74.1 | 2007 | 9999 |  |  |  | 0.088964 | Default Emission Factor
John R Kelly | 664_G_CT04 | 664 | G | CT04 | 489 | Combined Cycle | FRCC | Florida | Alachua | 75 | 2001 | 9999 |  |  |  | 0.030815 | Default Emission Factor
G W Ivey | 665_G_13 | 665 | G | 13 |  | Combustion Turbine | FRCC | Florida | Miami Dade | 1.8 | 1972 | 9999 |  |  |  | 0.11376 | Default Emission Factor
G W Ivey | 665_G_14 | 665 | G | 14 |  | Combustion Turbine | FRCC | Florida | Miami Dade | 1.8 | 1972 | 9999 |  |  |  | 0.11376 | Default Emission Factor
G W Ivey | 665_G_15 | 665 | G | 15 |  | Combustion Turbine | FRCC | Florida | Miami Dade | 1.8 | 1972 | 9999 |  |  |  | 0.11376 | Default Emission Factor
G W Ivey | 665_G_16 | 665 | G | 16 |  | Combustion Turbine | FRCC | Florida | Miami Dade | 1.8 | 1972 | 9999 |  |  |  | 0.11376 | Default Emission Factor
G W Ivey | 665_G_17 | 665 | G | 17 |  | Combustion Turbine | FRCC | Florida | Miami Dade | 1.8 | 1972 | 9999 |  |  |  | 0.11376 | Default Emission Factor
G W Ivey | 665_G_19 | 665 | G | 19 |  | Combustion Turbine | FRCC | Florida | Miami Dade | 8 | 1975 | 9999 |  |  |  | 0.11376 | Default Emission Factor
G W Ivey | 665_G_2 | 665 | G | 2 |  | Combustion Turbine | FRCC | Florida | Miami Dade | 1.8 | 1970 | 9999 |  |  |  | 0.11376 | Default Emission Factor
G W Ivey | 665_G_20 | 665 | G | 20 |  | Combustion Turbine | FRCC | Florida | Miami Dade | 6 | 1981 | 9999 |  |  |  | 0.11376 | Default Emission Factor
G W Ivey | 665_G_21 | 665 | G | 21 |  | Combustion Turbine | FRCC | Florida | Miami Dade | 6 | 1981 | 9999 |  |  |  | 0.11376 | Default Emission Factor
G W Ivey | 665_G_22 | 665 | G | 22 |  | Combustion Turbine | FRCC | Florida | Miami Dade | 0.1 | 2013 | 9999 |  |  |  | 0.69077 | Default Emission Factor
G W Ivey | 665_G_3 | 665 | G | 3 |  | Combustion Turbine | FRCC | Florida | Miami Dade | 1.8 | 1970 | 9999 |  |  |  | 0.11376 | Default Emission Factor
Mexico | 6650_G_1 | 6650 | G | 1 | 90098 | Combustion Turbine | MIS_MO | Missouri | Audrain | 53 | 1978 | 9999 |  |  |  | 0.12949 | Default Emission Factor
Moberly | 6651_G_1 | 6651 | G | 1 | 90099 | Combustion Turbine | MIS_MO | Missouri | Randolph | 53 | 1978 | 9999 |  |  |  | 0.12949 | Default Emission Factor
Moreau | 6652_G_1 | 6652 | G | 1 | 90100 | Combustion Turbine | MIS_MO | Missouri | Cole | 53 | 1978 | 9999 | 2019 | 0.2474 | 1711 | 0.28919 | NEI 2019
J D Kennedy | 666_G_GT37 | 666 | G | GT37 | 493 | Combustion Turbine | FRCC | Florida | Duval | 158.6 | 2000 | 9999 |  |  |  | 0.088964 | Default Emission Factor
J D Kennedy | 666_G_GT38 | 666 | G | GT38 | 90118 | Combustion Turbine | FRCC | Florida | Duval | 158.6 | 2009 | 9999 |  |  |  | 0.088964 | Default Emission Factor
Northside Generating Station | 667_G_4 | 667 | G | 4 |  | Combustion Turbine | FRCC | Florida | Duval | 53 | 1975 | 9999 |  |  |  | 0.12949 | Default Emission Factor
Northside Generating Station | 667_G_5 | 667 | G | 5 |  | Combustion Turbine | FRCC | Florida | Duval | 53 | 1974 | 9999 |  |  |  | 0.12949 | Default Emission Factor
Northside Generating Station | 667_G_6 | 667 | G | 6 |  | Combustion Turbine | FRCC | Florida | Duval | 53 | 1974 | 9999 |  |  |  | 0.12949 | Default Emission Factor
Northside Generating Station | 667_G_GT3 | 667 | G | GT3 |  | Combustion Turbine | FRCC | Florida | Duval | 53 | 1975 | 9999 |  |  |  | 0.12949 | Default Emission Factor
Northside Generating Station | 667_G_ST3 | 667 | G | ST3 | 500 | O/G Steam | FRCC | Florida | Duval | 524 | 1977 | 9999 |  |  |  | 0.087133 | Default Emission Factor
Pebbly Beach Generating Station | 6704_G_10 | 6704 | G | 10 |  | Combustion Turbine | WECC_SCE | California | Los Angeles | 1.1 | 1966 | 9999 |  |  |  | 0.69077 | Default Emission Factor
Pebbly Beach Generating Station | 6704_G_12 | 6704 | G | 12 |  | Combustion Turbine | WECC_SCE | California | Los Angeles | 1.6 | 1976 | 9999 |  |  |  | 0.69077 | Default Emission Factor
Pebbly Beach Generating Station | 6704_G_14 | 6704 | G | 14 |  | Combustion Turbine | WECC_SCE | California | Los Angeles | 1.4 | 1986 | 9999 |  |  |  | 0.69077 | Default Emission Factor
Pebbly Beach Generating Station | 6704_G_15 | 6704 | G | 15 |  | Combustion Turbine | WECC_SCE | California | Los Angeles | 2.8 | 1995 | 9999 |  |  |  | 0.69077 | Default Emission Factor
Pebbly Beach Generating Station | 6704_G_7 | 6704 | G | 7 |  | Combustion Turbine | WECC_SCE | California | Los Angeles | 1 | 1958 | 9999 |  |  |  | 0.69077 | Default Emission Factor
Pebbly Beach Generating Station | 6704_G_8 | 6704 | G | 8 |  | Combustion Turbine | WECC_SCE | California | Los Angeles | 1.5 | 1963 | 9999 |  |  |  | 0.69077 | Default Emission Factor
Pebbly Beach Generating Station | 6704_G_MT01 | 6704 | G | MT01 |  | Combustion Turbine | WEC_LADW | California | Los Angeles | 0.1 | 2011 | 9999 |  |  |  | 0.088964 | Default Emission Factor
Pebbly Beach Generating Station | 6704_G_MT02 | 6704 | G | MT02 |  | Combustion Turbine | WEC_LADW | California | Los Angeles | 0.1 | 2011 | 9999 |  |  |  | 0.088964 | Default Emission Factor
Pebbly Beach Generating Station | 6704_G_MT03 | 6704 | G | MT03 |  | Combustion Turbine | WEC_LADW | California | Los Angeles | 0.1 | 2011 | 9999 |  |  |  | 0.088964 | Default Emission Factor
Pebbly Beach Generating Station | 6704_G_MT04 | 6704 | G | MT04 |  | Combustion Turbine | WEC_LADW | California | Los Angeles | 0.1 | 2011 | 9999 |  |  |  | 0.088964 | Default Emission Factor
Pebbly Beach Generating Station | 6704_G_MT05 | 6704 | G | MT05 |  | Combustion Turbine | WEC_LADW | California | Los Angeles | 0.1 | 2011 | 9999 |  |  |  | 0.088964 | Default Emission Factor
Pebbly Beach Generating Station | 6704_G_MT06 | 6704 | G | MT06 |  | Combustion Turbine | WEC_LADW | California | Los Angeles | 0.1 | 2011 | 9999 |  |  |  | 0.088964 | Default Emission Factor
Pebbly Beach Generating Station | 6704_G_MT07 | 6704 | G | MT07 |  | Combustion Turbine | WEC_LADW | California | Los Angeles | 0.1 | 2011 | 9999 |  |  |  | 0.088964 | Default Emission Factor
Pebbly Beach Generating Station | 6704_G_MT08 | 6704 | G | MT08 |  | Combustion Turbine | WEC_LADW | California | Los Angeles | 0.1 | 2011 | 9999 |  |  |  | 0.088964 | Default Emission Factor
Pebbly Beach Generating Station | 6704_G_MT09 | 6704 | G | MT09 |  | Combustion Turbine | WEC_LADW | California | Los Angeles | 0.1 | 2011 | 9999 |  |  |  | 0.088964 | Default Emission Factor
Pebbly Beach Generating Station | 6704_G_MT10 | 6704 | G | MT10 |  | Combustion Turbine | WEC_LADW | California | Los Angeles | 0.1 | 2011 | 9999 |  |  |  | 0.088964 | Default Emission Factor
Pebbly Beach Generating Station | 6704_G_MT11 | 6704 | G | MT11 |  | Combustion Turbine | WEC_LADW | California | Los Angeles | 0.1 | 2011 | 9999 |  |  |  | 0.088964 | Default Emission Factor
Pebbly Beach Generating Station | 6704_G_MT14 | 6704 | G | MT14 |  | Combustion Turbine | WEC_LADW | California | Los Angeles | 0.1 | 2011 | 9999 |  |  |  | 0.088964 | Default Emission Factor
Pebbly Beach Generating Station | 6704_G_MT15 | 6704 | G | MT15 |  | Combustion Turbine | WEC_LADW | California | Los Angeles | 0.1 | 2011 | 9999 |  |  |  | 0.088964 | Default Emission Factor
Pebbly Beach Generating Station | 6704_G_MT16 | 6704 | G | MT16 |  | Combustion Turbine | WEC_LADW | California | Los Angeles | 0.1 | 2011 | 9999 |  |  |  | 0.088964 | Default Emission Factor
Pebbly Beach Generating Station | 6704_G_MT17 | 6704 | G | MT17 |  | Combustion Turbine | WEC_LADW | California | Los Angeles | 0.1 | 2011 | 9999 |  |  |  | 0.088964 | Default Emission Factor
Pebbly Beach Generating Station | 6704_G_MT18 | 6704 | G | MT18 |  | Combustion Turbine | WEC_LADW | California | Los Angeles | 0.1 | 2011 | 9999 |  |  |  | 0.088964 | Default Emission Factor
Pebbly Beach Generating Station | 6704_G_MT19 | 6704 | G | MT19 |  | Combustion Turbine | WEC_LADW | California | Los Angeles | 0.1 | 2011 | 9999 |  |  |  | 0.088964 | Default Emission Factor
Pebbly Beach Generating Station | 6704_G_MT20 | 6704 | G | MT20 |  | Combustion Turbine | WEC_LADW | California | Los Angeles | 0.1 | 2011 | 9999 |  |  |  | 0.088964 | Default Emission Factor
Pebbly Beach Generating Station | 6704_G_MT21 | 6704 | G | MT21 |  | Combustion Turbine | WEC_LADW | California | Los Angeles | 0.1 | 2011 | 9999 |  |  |  | 0.088964 | Default Emission Factor
Pebbly Beach Generating Station | 6704_G_MT22 | 6704 | G | MT22 |  | Combustion Turbine | WEC_LADW | California | Los Angeles | 0.1 | 2011 | 9999 |  |  |  | 0.088964 | Default Emission Factor
Pebbly Beach Generating Station | 6704_G_MT23 | 6704 | G | MT23 |  | Combustion Turbine | WEC_LADW | California | Los Angeles | 0.1 | 2011 | 9999 |  |  |  | 0.088964 | Default Emission Factor
Pebbly Beach Generating Station | 6704_G_MT24 | 6704 | G | MT24 |  | Combustion Turbine | WEC_LADW | California | Los Angeles | 0.1 | 2011 | 9999 |  |  |  | 0.088964 | Default Emission Factor
Pebbly Beach Generating Station | 6704_G_MT25 | 6704 | G | MT25 |  | Combustion Turbine | WEC_LADW | California | Los Angeles | 0.1 | 2011 | 9999 |  |  |  | 0.088964 | Default Emission Factor
Tom G Smith | 673_G_GT1 | 673 | G | GT1 |  | Combustion Turbine | FRCC | Florida | Palm Beach | 26 | 1976 | 9999 |  |  |  | 0.12949 | Default Emission Factor
Tom G Smith | 673_G_GT2 | 673 | G | GT2 |  | Combined Cycle | FRCC | Florida | Palm Beach | 21 | 1978 | 9999 |  |  |  | 0.030815 | Default Emission Factor
Tom G Smith | 673_G_MU1 | 673 | G | MU1 |  | Combustion Turbine | FRCC | Florida | Palm Beach | 2 | 1965 | 9999 |  |  |  | 0.69077 | Default Emission Factor
Tom G Smith | 673_G_MU2 | 673 | G | MU2 |  | Combustion Turbine | FRCC | Florida | Palm Beach | 2 | 1965 | 9999 |  |  |  | 0.69077 | Default Emission Factor
Tom G Smith | 673_G_MU3 | 673 | G | MU3 |  | Combustion Turbine | FRCC | Florida | Palm Beach | 2 | 1965 | 9999 |  |  |  | 0.69077 | Default Emission Factor
Tom G Smith | 673_G_MU4 | 673 | G | MU4 |  | Combustion Turbine | FRCC | Florida | Palm Beach | 2 | 1965 | 9999 |  |  |  | 0.69077 | Default Emission Factor
Tom G Smith | 673_G_MU5 | 673 | G | MU5 |  | Combustion Turbine | FRCC | Florida | Palm Beach | 2 | 1965 | 9999 |  |  |  | 0.69077 | Default Emission Factor
Tom G Smith | 673_G_S5 | 673 | G | S5 |  | Combined Cycle | FRCC | Florida | Palm Beach | 10 | 1978 | 9999 |  |  |  | 0.030815 | Default Emission Factor
Rock Lake CT | 6741_G_1 | 6741 | G | 1 | 90185 | Combustion Turbine | MIS_MNWI | Minnesota | Pine | 22.1 | 1978 | 9999 |  |  |  | 0.12949 | Default Emission Factor
Larsen Memorial | 675_G_2 | 675 | G | 2 |  | Combustion Turbine | FRCC | Florida | Polk | 10 | 1962 | 9999 |  |  |  | 0.088964 | Default Emission Factor
Larsen Memorial | 675_G_3 | 675 | G | 3 |  | Combustion Turbine | FRCC | Florida | Polk | 9 | 1962 | 9999 |  |  |  | 0.088964 | Default Emission Factor
Larsen Memorial | 675_G_5 | 675 | G | 5 | 509 | Combined Cycle | FRCC | Florida | Polk | 29 | 1956 | 9999 |  |  |  | 0.070861 | NEI 2019
Larsen Memorial | 675_G_8 | 675 | G | 8 | 509 | Combined Cycle | FRCC | Florida | Polk | 76 | 1992 | 9999 | 2019 | 5.2916 | 110290 | 0.070861 | NEI 2019
C D McIntosh Jr | 676_G_5CT | 676 | G | 5CT | 515 | Combined Cycle | FRCC | Florida | Polk | 215 | 2001 | 9999 | 2019 | 72.5254 | 2233650 | 0.064939 | NEI 2019
C D McIntosh Jr | 676_G_5ST | 676 | G | 5ST | 515 | Combined Cycle | FRCC | Florida | Polk | 123 | 2002 | 9999 |  |  |  | 0.064939 | NEI 2019
C D McIntosh Jr | 676_G_GT1 | 676 | G | GT1 |  | Combustion Turbine | FRCC | Florida | Polk | 16 | 1973 | 9999 |  |  |  | 0.088964 | Default Emission Factor
C D McIntosh Jr | 676_G_GT2 | 676 | G | GT2 |  | Combustion Turbine | FRCC | Florida | Polk | 115 | 2020 | 9999 |  |  |  | 0.046393 | Default Emission Factor
C D McIntosh Jr | 676_G_IC1 | 676 | G | IC1 |  | Combustion Turbine | FRCC | Florida | Polk | 2.5 | 1970 | 9999 |  |  |  | 0.69077 | Default Emission Factor
C D McIntosh Jr | 676_G_IC2 | 676 | G | IC2 |  | Combustion Turbine | FRCC | Florida | Polk | 2.5 | 1970 | 9999 |  |  |  | 0.69077 | Default Emission Factor
Rawhide | 6761_G_A | 6761 | G | A | 8360 | Combustion Turbine | WECC_CO | Colorado | Larimer | 65 | 2002 | 9999 |  |  |  | 0.088964 | Default Emission Factor
Rawhide | 6761_G_B | 6761 | G | B | 8362 | Combustion Turbine | WECC_CO | Colorado | Larimer | 65 | 2002 | 9999 |  |  |  | 0.088964 | Default Emission Factor
Rawhide | 6761_G_C | 6761 | G | C | 8364 | Combustion Turbine | WECC_CO | Colorado | Larimer | 65 | 2002 | 9999 |  |  |  | 0.088964 | Default Emission Factor
Rawhide | 6761_G_D | 6761 | G | D | 89476 | Combustion Turbine | WECC_CO | Colorado | Larimer | 65 | 2004 | 9999 |  |  |  | 0.088964 | Default Emission Factor
Rawhide | 6761_G_F | 6761 | G | F | 90256 | Combustion Turbine | WECC_CO | Colorado | Larimer | 128 | 2008 | 9999 |  |  |  | 0.088964 | Default Emission Factor
West Station (NJ) | 6776_G_1 | 6776 | G | 1 | 2909 | Combustion Turbine | PJM_EMAC | New Jersey | Cumberland | 22.9 | 1972 | 9999 | 2019 | 0.0342 | 274 | 0.24963 | NEI 2019
Augusta Electric Plant No 2 | 6791_G_1 | 6791 | G | 1 |  | Combustion Turbine | SPP_N | Kansas | Butler | 4 | 1968 | 9999 |  |  |  | 0.11376 | Default Emission Factor
Augusta Electric Plant No 2 | 6791_G_2 | 6791 | G | 2 |  | Combustion Turbine | SPP_N | Kansas | Butler | 4 | 1968 | 9999 |  |  |  | 0.11376 | Default Emission Factor
Augusta Electric Plant No 2 | 6791_G_3 | 6791 | G | 3 |  | Combustion Turbine | SPP_N | Kansas | Butler | 6 | 1981 | 9999 |  |  |  | 0.11376 | Default Emission Factor
Augusta Electric Plant No 2 | 6791_G_4 | 6791 | G | 4 |  | Combustion Turbine | SPP_N | Kansas | Butler | 6.1 | 2005 | 9999 |  |  |  | 0.11376 | Default Emission Factor
St Bonifacius | 6824_G_1 | 6824 | G | 1 | 90186 | Combustion Turbine | MIS_MNWI | Minnesota | Carver | 60.1 | 1978 | 9999 |  |  |  | 0.12949 | Default Emission Factor
Indian River Plant | 683_G_A | 683 | G | A |  | Combustion Turbine | FRCC | Florida | Brevard | 37 | 1989 | 9999 |  |  |  | 0.088964 | Default Emission Factor
Indian River Plant | 683_G_B | 683 | G | B |  | Combustion Turbine | FRCC | Florida | Brevard | 37 | 1989 | 9999 |  |  |  | 0.088964 | Default Emission Factor
Indian River Plant | 683_G_C | 683 | G | C | 516 | Combustion Turbine | FRCC | Florida | Brevard | 108 | 1992 | 9999 |  |  |  | 0.088964 | Default Emission Factor
Indian River Plant | 683_G_D | 683 | G | D | 517 | Combustion Turbine | FRCC | Florida | Brevard | 108 | 1992 | 9999 |  |  |  | 0.088964 | Default Emission Factor
Arvah B Hopkins | 688_G_2 | 688 | G | 2 | 89683 | Combined Cycle | FRCC | Florida | Leon | 141 | 1977 | 9999 |  |  |  | 0.001089 | NEI 2019
Arvah B Hopkins | 688_G_CT 2A | 688 | G | CT 2A | 89683 | Combined Cycle | FRCC | Florida | Leon | 159 | 2008 | 9999 | 2019 | 0.71672 | 1316771 | 0.001089 | NEI 2019
Arvah B Hopkins | 688_G_GT3 | 688 | G | GT3 | 89526 | Combustion Turbine | FRCC | Florida | Leon | 46 | 2005 | 9999 | 2019 | 1.6466 | 74882.5 | 0.043978 | NEI 2019
Arvah B Hopkins | 688_G_GT4 | 688 | G | GT4 | 89527 | Combustion Turbine | FRCC | Florida | Leon | 46 | 2005 | 9999 | 2019 | 1.743 | 74882.5 | 0.046552 | NEI 2019
Arvah B Hopkins | 688_G_IC1 | 688 | G | IC1 |  | Combustion Turbine | FRCC | Florida | Leon | 18.5 | 2019 | 9999 |  |  |  | 0.086552 | Default Emission Factor
Arvah B Hopkins | 688_G_IC2 | 688 | G | IC2 |  | Combustion Turbine | FRCC | Florida | Leon | 18.5 | 2019 | 9999 |  |  |  | 0.086552 | Default Emission Factor
Arvah B Hopkins | 688_G_IC3 | 688 | G | IC3 |  | Combustion Turbine | FRCC | Florida | Leon | 18.5 | 2019 | 9999 |  |  |  | 0.086552 | Default Emission Factor
Arvah B Hopkins | 688_G_IC4 | 688 | G | IC4 |  | Combustion Turbine | FRCC | Florida | Leon | 18.5 | 2019 | 9999 |  |  |  | 0.086552 | Default Emission Factor
S O Purdom | 689_G_8 | 689 | G | 8 | 521 | Combined Cycle | FRCC | Florida | Wakulla | 154 | 2000 | 9999 | 2019 | 27.0181 | 816054 | 0.041561 | NEI 2019
S O Purdom | 689_G_9 | 689 | G | 9 | 521 | Combined Cycle | FRCC | Florida | Wakulla | 72 | 2000 | 9999 |  |  |  | 0.041561 | NEI 2019
Marathon Generating Plant | 696_G_10 | 696 | G | 10 |  | Combustion Turbine | FRCC | Florida | Monroe | 3.5 | 1998 | 9999 |  |  |  | 0.69077 | Default Emission Factor
Marathon Generating Plant | 696_G_11 | 696 | G | 11 |  | Combustion Turbine | FRCC | Florida | Monroe | 3.5 | 2001 | 9999 |  |  |  | 0.69077 | Default Emission Factor
Marathon Generating Plant | 696_G_8 | 696 | G | 8 |  | Combustion Turbine | FRCC | Florida | Monroe | 2 | 1989 | 9999 |  |  |  | 0.69077 | Default Emission Factor
Marathon Generating Plant | 696_G_9 | 696 | G | 9 |  | Combustion Turbine | FRCC | Florida | Monroe | 2 | 1989 | 9999 |  |  |  | 0.69077 | Default Emission Factor
Trenton North | 698_G_1 | 698 | G | 1 |  | Combustion Turbine | MIS_MO | Missouri | Grundy | 2.7 | 1974 | 9999 |  |  |  | 0.69077 | Default Emission Factor
Trenton North | 698_G_2 | 698 | G | 2 |  | Combustion Turbine | MIS_MO | Missouri | Grundy | 2.7 | 1974 | 9999 |  |  |  | 0.69077 | Default Emission Factor
Trenton North | 698_G_3 | 698 | G | 3 |  | Combustion Turbine | MIS_MO | Missouri | Grundy | 2.7 | 1974 | 9999 |  |  |  | 0.69077 | Default Emission Factor
Trenton North | 698_G_4 | 698 | G | 4 |  | Combustion Turbine | MIS_MO | Missouri | Grundy | 2.7 | 1974 | 9999 |  |  |  | 0.69077 | Default Emission Factor
Trenton North | 698_G_5 | 698 | G | 5 |  | Combustion Turbine | MIS_MO | Missouri | Grundy | 2.7 | 1975 | 9999 |  |  |  | 0.69077 | Default Emission Factor
Hugoton 2 | 7011_G_10 | 7011 | G | 10 |  | Combustion Turbine | SPP_N | Kansas | Stevens | 4 | 1983 | 9999 |  |  |  | 0.11376 | Default Emission Factor
Hugoton 2 | 7011_G_11 | 7011 | G | 11 |  | Combustion Turbine | SPP_N | Kansas | Stevens | 2.2 | 1997 | 9999 |  |  |  | 0.11376 | Default Emission Factor
Hugoton 2 | 7011_G_12 | 7011 | G | 12 |  | Combustion Turbine | SPP_N | Kansas | Stevens | 2.8 | 1997 | 9999 |  |  |  | 0.11376 | Default Emission Factor
Hugoton 2 | 7011_G_13 | 7011 | G | 13 |  | Combustion Turbine | SPP_N | Kansas | Stevens | 0.5 | 1998 | 9999 |  |  |  | 0.11376 | Default Emission Factor
Hugoton 2 | 7011_G_7 | 7011 | G | 7 |  | Combustion Turbine | SPP_N | Kansas | Stevens | 2 | 1964 | 9999 |  |  |  | 0.11376 | Default Emission Factor
Hugoton 2 | 7011_G_8 | 7011 | G | 8 |  | Combustion Turbine | SPP_N | Kansas | Stevens | 1.8 | 1971 | 9999 |  |  |  | 0.11376 | Default Emission Factor
Hugoton 2 | 7011_G_9A | 7011 | G | 9A |  | Combustion Turbine | SPP_N | Kansas | Stevens | 4 | 1994 | 9999 |  |  |  | 0.11376 | Default Emission Factor
East 12th Street | 7013_G_5 | 7013 | G | 5 |  | Combustion Turbine | SPP_N | Kansas | Cowley | 1.6 | 2002 | 9999 |  |  |  | 0.69077 | Default Emission Factor
Chanute 3 | 7018_G_10 | 7018 | G | 10 |  | Combustion Turbine | SPP_N | Kansas | Neosho | 6.9 | 1986 | 9999 |  |  |  | 0.11376 | Default Emission Factor
Chanute 3 | 7018_G_11 | 7018 | G | 11 |  | Combustion Turbine | SPP_N | Kansas | Neosho | 6.9 | 1986 | 9999 |  |  |  | 0.11376 | Default Emission Factor
Chanute 3 | 7018_G_12 | 7018 | G | 12 |  | Combustion Turbine | SPP_N | Kansas | Neosho | 5.5 | 1991 | 9999 |  |  |  | 0.69077 | Default Emission Factor
Chanute 3 | 7018_G_13 | 7018 | G | 13 |  | Combustion Turbine | SPP_N | Kansas | Neosho | 5.9 | 1991 | 9999 |  |  |  | 0.69077 | Default Emission Factor
Chanute 3 | 7018_G_9 | 7018 | G | 9 |  | Combustion Turbine | SPP_N | Kansas | Neosho | 6.9 | 1985 | 9999 |  |  |  | 0.11376 | Default Emission Factor
Whitehead | 7028_G_K1 | 7028 | G | K1 |  | Combustion Turbine | WECC_UT | Utah | Utah | 5.9 | 1986 | 9999 |  |  |  | 0.11376 | Default Emission Factor
Whitehead | 7028_G_K2 | 7028 | G | K2 |  | Combustion Turbine | WECC_UT | Utah | Utah | 6 | 1986 | 9999 |  |  |  | 0.11376 | Default Emission Factor
Whitehead | 7028_G_K3 | 7028 | G | K3 |  | Combustion Turbine | WECC_UT | Utah | Utah | 5.9 | 2000 | 9999 |  |  |  | 0.11376 | Default Emission Factor
Whitehead | 7028_G_K4 | 7028 | G | K4 |  | Combustion Turbine | WECC_UT | Utah | Utah | 4 | 2002 | 9999 |  |  |  | 0.11376 | Default Emission Factor
Whitehead | 7028_G_K6CAT | 7028 | G | K6CAT |  | Combustion Turbine | WECC_UT | Utah | Utah | 2.5 | 2016 | 9999 |  |  |  | 0.11376 | Default Emission Factor
Whitehead | 7028_G_K7CAT | 7028 | G | K7CAT |  | Combustion Turbine | WECC_UT | Utah | Utah | 2.5 | 2016 | 9999 |  |  |  | 0.11376 | Default Emission Factor
Gravel Neck | 7032_G_1 | 7032 | G | 1 |  | Combustion Turbine | PJM_Dom | Virginia | Surry | 12 | 1970 | 9999 |  |  |  | 0.12949 | Default Emission Factor
Gravel Neck | 7032_G_2 | 7032 | G | 2 |  | Combustion Turbine | PJM_Dom | Virginia | Surry | 16 | 1970 | 9999 |  |  |  | 0.12949 | Default Emission Factor
Gravel Neck | 7032_G_3 | 7032 | G | 3 | 88238 | Combustion Turbine | PJM_Dom | Virginia | Surry | 85 | 1989 | 9999 |  |  |  | 0.088964 | Default Emission Factor
Gravel Neck | 7032_G_4 | 7032 | G | 4 | 88239 | Combustion Turbine | PJM_Dom | Virginia | Surry | 85 | 1989 | 9999 |  |  |  | 0.088964 | Default Emission Factor
Gravel Neck | 7032_G_5 | 7032 | G | 5 | 88240 | Combustion Turbine | PJM_Dom | Virginia | Surry | 85 | 1989 | 9999 |  |  |  | 0.088964 | Default Emission Factor
Gravel Neck | 7032_G_6 | 7032 | G | 6 | 88241 | Combustion Turbine | PJM_Dom | Virginia | Surry | 85 | 1989 | 9999 |  |  |  | 0.088964 | Default Emission Factor
Lake (WY) | 7039_G_1 | 7039 | G | 1 |  | Combustion Turbine | WECC_WY | Wyoming | Teton | 2.7 | 1967 | 9999 |  |  |  | 0.69077 | Default Emission Factor
Solon Diesel | 7058_G_1 | 7058 | G | 1 |  | Combustion Turbine | MIS_MNWI | Wisconsin | Douglas | 0.8 | 1988 | 9999 |  |  |  | 0.69077 | Default Emission Factor
Solon Diesel | 7058_G_2 | 7058 | G | 2 |  | Combustion Turbine | MIS_MNWI | Wisconsin | Douglas | 0.8 | 1988 | 9999 |  |  |  | 0.69077 | Default Emission Factor
Solon Diesel | 7058_G_3 | 7058 | G | 3 |  | Combustion Turbine | MIS_MNWI | Wisconsin | Douglas | 0.8 | 1989 | 9999 |  |  |  | 0.69077 | Default Emission Factor
Solon Diesel | 7058_G_4 | 7058 | G | 4 |  | Combustion Turbine | MIS_MNWI | Wisconsin | Douglas | 0.8 | 1989 | 9999 |  |  |  | 0.69077 | Default Emission Factor
Solon Diesel | 7058_G_5 | 7058 | G | 5 |  | Combustion Turbine | MIS_MNWI | Wisconsin | Douglas | 0.8 | 1989 | 9999 |  |  |  | 0.69077 | Default Emission Factor
Solon Diesel | 7058_G_6 | 7058 | G | 6 |  | Combustion Turbine | MIS_MNWI | Wisconsin | Douglas | 0.8 | 1995 | 9999 |  |  |  | 0.69077 | Default Emission Factor
Solon Diesel | 7058_G_7 | 7058 | G | 7 |  | Combustion Turbine | MIS_MNWI | Wisconsin | Douglas | 0.8 | 1995 | 9999 |  |  |  | 0.69077 | Default Emission Factor
Solon Diesel | 7058_G_8 | 7058 | G | 8 |  | Combustion Turbine | MIS_MNWI | Wisconsin | Douglas | 0.8 | 1995 | 9999 |  |  |  | 0.69077 | Default Emission Factor
Sibley No Two | 7060_G_4 | 7060 | G | 4 |  | Combustion Turbine | MIS_IA | Iowa | Osceola | 1 | 1987 | 9999 |  |  |  | 0.11376 | Default Emission Factor
McIntosh (AL) | 7063_G_1 | 7063 | G | 1 | 2924 | Combustion Turbine | S_SOU | Alabama | Washington | 110 | 1991 | 9999 |  |  |  | 0.088964 | Default Emission Factor
McIntosh (AL) | 7063_G_2 | 7063 | G | 2 | 2925 | Combustion Turbine | S_SOU | Alabama | Washington | 114 | 1998 | 9999 |  |  |  | 0.088964 | Default Emission Factor
McIntosh (AL) | 7063_G_3 | 7063 | G | 3 | 2926 | Combustion Turbine | S_SOU | Alabama | Washington | 114 | 1998 | 9999 |  |  |  | 0.088964 | Default Emission Factor
McIntosh (AL) | 7063_G_4 | 7063 | G | 4 | 90423 | Combustion Turbine | S_SOU | Alabama | Washington | 175 | 2010 | 9999 |  |  |  | 0.088964 | Default Emission Factor
McIntosh (AL) | 7063_G_5 | 7063 | G | 5 | 90424 | Combustion Turbine | S_SOU | Alabama | Washington | 175 | 2010 | 9999 |  |  |  | 0.088964 | Default Emission Factor
St George Red Rock | 7080_G_1 | 7080 | G | 1 |  | Combustion Turbine | WECC_UT | Utah | Washington | 7 | 1987 | 9999 |  |  |  | 0.69077 | Default Emission Factor
St George Red Rock | 7080_G_2 | 7080 | G | 2 |  | Combustion Turbine | WECC_UT | Utah | Washington | 7 | 1987 | 9999 |  |  |  | 0.69077 | Default Emission Factor
Harry Allen | 7082_G_5 | 7082 | G | 5 | 2933 | Combined Cycle | WECC_SNV | Nevada | Clark | 151.6 | 2011 | 9999 |  |  |  | 0.030815 | Default Emission Factor
Harry Allen | 7082_G_6 | 7082 | G | 6 | 2934 | Combined Cycle | WECC_SNV | Nevada | Clark | 151.6 | 2011 | 9999 |  |  |  | 0.030815 | Default Emission Factor
Harry Allen | 7082_G_7 | 7082 | G | 7 | 2933 | Combined Cycle | WECC_SNV | Nevada | Clark | 206.8 | 2011 | 9999 |  |  |  | 0.030815 | Default Emission Factor
Harry Allen | 7082_G_GT1 | 7082 | G | GT1 | 2931 | Combustion Turbine | WECC_SNV | Nevada | Clark | 72 | 1995 | 9999 |  |  |  | 0.088964 | Default Emission Factor
Harry Allen | 7082_G_GT4 | 7082 | G | GT4 | 2932 | Combustion Turbine | WECC_SNV | Nevada | Clark | 72 | 2006 | 9999 |  |  |  | 0.088964 | Default Emission Factor
Jack McDonough | 710_G_3A | 710 | G | 3A | 90360 | Combustion Turbine | S_SOU | Georgia | Cobb | 32 | 1971 | 9999 |  |  |  | 0.088964 | Default Emission Factor
Jack McDonough | 710_G_3B | 710 | G | 3B | 90362 | Combustion Turbine | S_SOU | Georgia | Cobb | 32 | 1971 | 9999 |  |  |  | 0.088964 | Default Emission Factor
Jack McDonough | 710_G_4 | 710 | G | 4 | 90761 | Combined Cycle | S_SOU | Georgia | Cobb | 360 | 2011 | 9999 |  |  |  | 0.030806 | NEI 2019
Jack McDonough | 710_G_5 | 710 | G | 5 | 90763 | Combined Cycle | S_SOU | Georgia | Cobb | 360 | 2012 | 9999 |  |  |  | 0.031154 | NEI 2019
Jack McDonough | 710_G_5ACT | 710 | G | 5ACT | 90763 | Combined Cycle | S_SOU | Georgia | Cobb | 231.5 | 2012 | 9999 | 2019 | 47.67 | 4312956 | 0.031154 | NEI 2019
Jack McDonough | 710_G_5BCT | 710 | G | 5BCT | 90764 | Combined Cycle | S_SOU | Georgia | Cobb | 231.5 | 2012 | 9999 | 2019 | 50.34 | 1979101 | 0.031154 | NEI 2019
Jack McDonough | 710_G_6 | 710 | G | 6 | 90765 | Combined Cycle | S_SOU | Georgia | Cobb | 360 | 2012 | 9999 |  |  |  | 0.030857 | NEI 2019
Jack McDonough | 710_G_6ACT | 710 | G | 6ACT | 90765 | Combined Cycle | S_SOU | Georgia | Cobb | 233 | 2012 | 9999 | 2019 | 47.25 | 4118709 | 0.030857 | NEI 2019
Jack McDonough | 710_G_6BCT | 710 | G | 6BCT | 90766 | Combined Cycle | S_SOU | Georgia | Cobb | 233 | 2012 | 9999 | 2019 | 46.53 | 1959654 | 0.030857 | NEI 2019
Jack McDonough | 710_G_CT4A | 710 | G | CT4A | 90761 | Combined Cycle | S_SOU | Georgia | Cobb | 230.5 | 2011 | 9999 | 2019 | 52.19 | 4587692 | 0.030806 | NEI 2019
Jack McDonough | 710_G_CT4B | 710 | G | CT4B | 90762 | Combined Cycle | S_SOU | Georgia | Cobb | 230.5 | 2011 | 9999 | 2019 | 51.03 | 2113506 | 0.030806 | NEI 2019
Heber City | 7111_G_1 | 7111 | G | 1 |  | Combustion Turbine | WECC_UT | Utah | Wasatch | 1.4 | 2004 | 9999 |  |  |  | 0.11376 | Default Emission Factor
Heber City | 7111_G_11 | 7111 | G | 11 |  | Combustion Turbine | WECC_UT | Utah | Wasatch | 1.9 | 2015 | 9999 |  |  |  | 0.11376 | Default Emission Factor
Heber City | 7111_G_12 | 7111 | G | 12 |  | Combustion Turbine | WECC_UT | Utah | Wasatch | 2.3 | 2015 | 9999 |  |  |  | 0.11376 | Default Emission Factor
Heber City | 7111_G_2 | 7111 | G | 2 |  | Combustion Turbine | WECC_UT | Utah | Wasatch | 1.4 | 2004 | 9999 |  |  |  | 0.11376 | Default Emission Factor
Heber City | 7111_G_4 | 7111 | G | 4 |  | Combustion Turbine | WECC_UT | Utah | Wasatch | 1.9 | 2003 | 9999 |  |  |  | 0.11376 | Default Emission Factor
Heber City | 7111_G_NA10 | 7111 | G | NA10 |  | Combustion Turbine | WECC_UT | Utah | Wasatch | 1.9 | 2002 | 9999 |  |  |  | 0.11376 | Default Emission Factor
Heber City | 7111_G_NA5 | 7111 | G | NA5 |  | Combustion Turbine | WECC_UT | Utah | Wasatch | 0.7 | 1990 | 9999 |  |  |  | 0.11376 | Default Emission Factor
Heber City | 7111_G_NA6 | 7111 | G | NA6 |  | Combustion Turbine | WECC_UT | Utah | Wasatch | 0.7 | 2001 | 9999 |  |  |  | 0.11376 | Default Emission Factor
Heber City | 7111_G_NA9 | 7111 | G | NA9 |  | Combustion Turbine | WECC_UT | Utah | Wasatch | 1.9 | 2003 | 9999 |  |  |  | 0.11376 | Default Emission Factor
Gladstone | 7119_G_1 | 7119 | G | 1 |  | Combustion Turbine | MIS_WUMS | Michigan | Delta | 17 | 1975 | 9999 |  |  |  | 0.12949 | Default Emission Factor
Brandon Station | 7131_G_1 | 7131 | G | 1 |  | Combustion Turbine | SPP_SPS | Texas | Lubbock | 20 | 1990 | 9999 |  |  |  | 0.088964 | Default Emission Factor
Forked River | 7138_G_1 | 7138 | G | 1 | 2945 | Combustion Turbine | PJM_EMAC | New Jersey | Ocean | 34.5 | 1989 | 9999 |  |  |  | 0.088964 | Default Emission Factor
Forked River | 7138_G_2 | 7138 | G | 2 | 2946 | Combustion Turbine | PJM_EMAC | New Jersey | Ocean | 32.5 | 1989 | 9999 |  |  |  | 0.088964 | Default Emission Factor
Pleasant Hill | 7145_G_1 | 7145 | G | 1 | 90077 | Combustion Turbine | MIS_MIDA | Iowa | Polk | 38 | 1990 | 9999 |  |  |  | 0.088964 | Default Emission Factor
Pleasant Hill | 7145_G_2 | 7145 | G | 2 | 90078 | Combustion Turbine | MIS_MIDA | Iowa | Polk | 37.8 | 1990 | 9999 |  |  |  | 0.088964 | Default Emission Factor
Pleasant Hill | 7145_G_3 | 7145 | G | 3 | 2954 | Combustion Turbine | MIS_MIDA | Iowa | Polk | 79.7 | 1994 | 9999 |  |  |  | 0.088964 | Default Emission Factor
Wading River | 7146_G_02 | 7146 | G | 02 | 2956 | Combustion Turbine | NY_Z_K | New York | Suffolk | 76.9 | 1989 | 9999 | 2019 | 0.151 | 3440.0445 | 0.08779 | NEI 2019
Wading River | 7146_G_03 | 7146 | G | 03 | 2957 | Combustion Turbine | NY_Z_K | New York | Suffolk | 81.7 | 1989 | 9999 | 2019 | 0.209 | 3654.7677 | 0.11437 | NEI 2019
Wading River | 7146_G_1 | 7146 | G | 1 | 2955 | Combustion Turbine | NY_Z_K | New York | Suffolk | 82 | 1989 | 9999 | 2019 | 0.179 | 3668.1879 | 0.097596 | NEI 2019
McManus | 715_G_3A | 715 | G | 3A | 90262 | Combustion Turbine | S_SOU | Georgia | Glynn | 46 | 1972 | 9999 |  |  |  | 0.12949 | Default Emission Factor
McManus | 715_G_3B | 715 | G | 3B | 90263 | Combustion Turbine | S_SOU | Georgia | Glynn | 46 | 1972 | 9999 |  |  |  | 0.12949 | Default Emission Factor
McManus | 715_G_3C | 715 | G | 3C | 90264 | Combustion Turbine | S_SOU | Georgia | Glynn | 46 | 1972 | 9999 |  |  |  | 0.12949 | Default Emission Factor
McManus | 715_G_4A | 715 | G | 4A | 90265 | Combustion Turbine | S_SOU | Georgia | Glynn | 46 | 1972 | 9999 |  |  |  | 0.12949 | Default Emission Factor
McManus | 715_G_4B | 715 | G | 4B | 90266 | Combustion Turbine | S_SOU | Georgia | Glynn | 46 | 1972 | 9999 |  |  |  | 0.12949 | Default Emission Factor
McManus | 715_G_4C | 715 | G | 4C | 90267 | Combustion Turbine | S_SOU | Georgia | Glynn | 46 | 1972 | 9999 |  |  |  | 0.12949 | Default Emission Factor
McManus | 715_G_4D | 715 | G | 4D | 90268 | Combustion Turbine | S_SOU | Georgia | Glynn | 46 | 1972 | 9999 |  |  |  | 0.12949 | Default Emission Factor
McManus | 715_G_4E | 715 | G | 4E | 90270 | Combustion Turbine | S_SOU | Georgia | Glynn | 46 | 1972 | 9999 |  |  |  | 0.12949 | Default Emission Factor
McManus | 715_G_4F | 715 | G | 4F | 90271 | Combustion Turbine | S_SOU | Georgia | Glynn | 46 | 1972 | 9999 |  |  |  | 0.12949 | Default Emission Factor
McManus | 715_G_IC1 | 715 | G | IC1 |  | Combustion Turbine | S_SOU | Georgia | Glynn | 2 | 1964 | 9999 |  |  |  | 0.69077 | Default Emission Factor
Hay Road | 7153_G_HR1 | 7153 | G | HR1 | 2964 | Combined Cycle | PJM_EMAC | Delaware | New Castle | 126 | 1989 | 9999 | 2019 | 6.5039 | 390094 | 0.05369 | NEI 2019
Hay Road | 7153_G_HR2 | 7153 | G | HR2 | 2965 | Combined Cycle | PJM_EMAC | Delaware | New Castle | 126 | 1989 | 9999 | 2019 | 6.4339 | 157127 | 0.05369 | NEI 2019
Hay Road | 7153_G_HR3 | 7153 | G | HR3 | 2963 | Combined Cycle | PJM_EMAC | Delaware | New Castle | 126 | 1991 | 9999 | 2019 | 5.2517 | 130354 | 0.05369 | NEI 2019
Hay Road | 7153_G_HR4 | 7153 | G | HR4 | 2963 | Combined Cycle | PJM_EMAC | Delaware | New Castle | 187 | 1993 | 9999 |  |  |  | 0.05369 | NEI 2019
Hay Road | 7153_G_HR5 | 7153 | G | HR5 | 2966 | Combined Cycle | PJM_EMAC | Delaware | New Castle | 128 | 2001 | 9999 |  |  |  | 0.030815 | Default Emission Factor
Hay Road | 7153_G_HR6 | 7153 | G | HR6 | 2967 | Combined Cycle | PJM_EMAC | Delaware | New Castle | 128 | 2001 | 9999 |  |  |  | 0.030815 | Default Emission Factor
Hay Road | 7153_G_HR7 | 7153 | G | HR7 | 2968 | Combined Cycle | PJM_EMAC | Delaware | New Castle | 128 | 2001 | 9999 |  |  |  | 0.030815 | Default Emission Factor
Hay Road | 7153_G_HR8 | 7153 | G | HR8 | 2966 | Combined Cycle | PJM_EMAC | Delaware | New Castle | 187 | 2002 | 9999 |  |  |  | 0.030815 | Default Emission Factor
Lime Creek | 7155_G_1 | 7155 | G | 1 | 2969 | Combustion Turbine | MIS_IA | Iowa | Cerro Gordo | 35.6 | 1991 | 9999 |  |  |  | 0.12949 | Default Emission Factor
Lime Creek | 7155_G_2 | 7155 | G | 2 | 2970 | Combustion Turbine | MIS_IA | Iowa | Cerro Gordo | 34.4 | 1991 | 9999 |  |  |  | 0.12949 | Default Emission Factor
Woodsdale | 7158_G_GT1 | 7158 | G | GT1 | 2973 | Combustion Turbine | PJM_West | Ohio | Butler | 78 | 1993 | 9999 | 2019 | 0.94 | 22650.3153 | 0.083001 | NEI 2019
Woodsdale | 7158_G_GT2 | 7158 | G | GT2 | 2977 | Combustion Turbine | PJM_West | Ohio | Butler | 80 | 1992 | 9999 | 2019 | 0.99 | 23231.0926 | 0.085231 | NEI 2019
Woodsdale | 7158_G_GT3 | 7158 | G | GT3 | 2978 | Combustion Turbine | PJM_West | Ohio | Butler | 80 | 1992 | 9999 | 2019 | 1.11 | 23231.0926 | 0.095562 | NEI 2019
Woodsdale | 7158_G_GT4 | 7158 | G | GT4 | 2979 | Combustion Turbine | PJM_West | Ohio | Butler | 78 | 1992 | 9999 | 2019 | 0.98 | 22650.3153 | 0.086533 | NEI 2019
Woodsdale | 7158_G_GT5 | 7158 | G | GT5 | 2980 | Combustion Turbine | PJM_West | Ohio | Butler | 80 | 1992 | 9999 | 2019 | 0.93 | 23231.0926 | 0.080065 | NEI 2019
Woodsdale | 7158_G_GT6 | 7158 | G | GT6 | 2981 | Combustion Turbine | PJM_West | Ohio | Butler | 80 | 1992 | 9999 | 2019 | 0.77 | 23231.0926 | 0.06629 | NEI 2019
Concord | 7159_G_1 | 7159 | G | 1 | 2985 | Combustion Turbine | MIS_WUMS | Wisconsin | Jefferson | 90 | 1993 | 9999 |  |  |  | 0.088964 | Default Emission Factor
Concord | 7159_G_2 | 7159 | G | 2 | 2986 | Combustion Turbine | MIS_WUMS | Wisconsin | Jefferson | 89.7 | 1993 | 9999 |  |  |  | 0.088964 | Default Emission Factor
Concord | 7159_G_3 | 7159 | G | 3 | 2987 | Combustion Turbine | MIS_WUMS | Wisconsin | Jefferson | 90.7 | 1994 | 9999 |  |  |  | 0.088964 | Default Emission Factor
Concord | 7159_G_4 | 7159 | G | 4 | 2988 | Combustion Turbine | MIS_WUMS | Wisconsin | Jefferson | 91.2 | 1994 | 9999 |  |  |  | 0.088964 | Default Emission Factor
South Fond Du Lac | 7203_G_CT1 | 7203 | G | CT1 | 2999 | Combustion Turbine | MIS_WUMS | Wisconsin | Fond Du Lac | 79.6 | 1993 | 9999 |  |  |  | 0.088964 | Default Emission Factor
South Fond Du Lac | 7203_G_CT2 | 7203 | G | CT2 | 3000 | Combustion Turbine | MIS_WUMS | Wisconsin | Fond Du Lac | 79 | 1994 | 9999 |  |  |  | 0.088964 | Default Emission Factor
South Fond Du Lac | 7203_G_CT3 | 7203 | G | CT3 | 3001 | Combustion Turbine | MIS_WUMS | Wisconsin | Fond Du Lac | 81 | 1994 | 9999 |  |  |  | 0.088964 | Default Emission Factor
South Fond Du Lac | 7203_G_CT4 | 7203 | G | CT4 | 3002 | Combustion Turbine | MIS_WUMS | Wisconsin | Fond Du Lac | 82.7 | 1996 | 9999 |  |  |  | 0.088964 | Default Emission Factor
Darbytown | 7212_G_1 | 7212 | G | 1 | 88242 | Combustion Turbine | PJM_Dom | Virginia | Henrico | 84 | 1990 | 9999 |  |  |  | 0.088964 | Default Emission Factor
Darbytown | 7212_G_2 | 7212 | G | 2 | 88243 | Combustion Turbine | PJM_Dom | Virginia | Henrico | 84 | 1990 | 9999 |  |  |  | 0.088964 | Default Emission Factor
Darbytown | 7212_G_3 | 7212 | G | 3 | 88244 | Combustion Turbine | PJM_Dom | Virginia | Henrico | 84 | 1990 | 9999 |  |  |  | 0.088964 | Default Emission Factor
Darbytown | 7212_G_4 | 7212 | G | 4 | 88245 | Combustion Turbine | PJM_Dom | Virginia | Henrico | 84 | 1990 | 9999 |  |  |  | 0.088964 | Default Emission Factor
Gianera | 7231_G_1 | 7231 | G | 1 |  | Combustion Turbine | WEC_CALN | California | Santa Clara | 24.8 | 1987 | 9999 |  |  |  | 0.088964 | Default Emission Factor
Gianera | 7231_G_2 | 7231 | G | 2 |  | Combustion Turbine | WEC_CALN | California | Santa Clara | 24.8 | 1986 | 9999 |  |  |  | 0.088964 | Default Emission Factor
Santa Clara Cogen | 7232_G_1 | 7232 | G | 1 |  | Combustion Turbine | WEC_CALN | California | Santa Clara | 3.5 | 1982 | 9999 |  |  |  | 0.088964 | Default Emission Factor
Santa Clara Cogen | 7232_G_2 | 7232 | G | 2 |  | Combustion Turbine | WEC_CALN | California | Santa Clara | 3.5 | 1982 | 9999 |  |  |  | 0.088964 | Default Emission Factor
Angus Anson | 7237_G_1 | 7237 | G | 1 | 3042 | Combustion Turbine | MIS_MNWI | South Dakota | Minnehaha | 90 | 1994 | 2025 |  |  |  | 0.088964 | Default Emission Factor
Angus Anson | 7237_G_2 | 7237 | G | 2 | 3041 | Combustion Turbine | MIS_MNWI | South Dakota | Minnehaha | 90 | 1994 | 2025 |  |  |  | 0.088964 | Default Emission Factor
Angus Anson | 7237_G_4 | 7237 | G | 4 | 89387 | Combustion Turbine | MIS_MNWI | South Dakota | Minnehaha | 147 | 2005 | 9999 |  |  |  | 0.088964 | Default Emission Factor
Cane Island | 7238_G_1 | 7238 | G | 1 | 3043 | Combustion Turbine | FRCC | Florida | Osceola | 32 | 1994 | 9999 |  |  |  | 0.088964 | Default Emission Factor
Cane Island | 7238_G_2 | 7238 | G | 2 | 3044 | Combined Cycle | FRCC | Florida | Osceola | 69 | 1995 | 9999 | 2019 | 8.3378 | 323383 | 0.051566 | NEI 2019
Cane Island | 7238_G_2A | 7238 | G | 2A | 3044 | Combined Cycle | FRCC | Florida | Osceola | 39 | 1995 | 9999 |  |  |  | 0.051566 | NEI 2019
Cane Island | 7238_G_3 | 7238 | G | 3 | 3045 | Combined Cycle | FRCC | Florida | Osceola | 150 | 2002 | 9999 | 2019 | 2.4745 | 1371225 | 0.003609 | NEI 2019
Cane Island | 7238_G_3A | 7238 | G | 3A | 3045 | Combined Cycle | FRCC | Florida | Osceola | 90 | 2002 | 9999 |  |  |  | 0.003609 | NEI 2019
Cane Island | 7238_G_4 | 7238 | G | 4 | 90643 | Combined Cycle | FRCC | Florida | Osceola | 160 | 2011 | 9999 | 2019 | 1.65 | 1961961 | 0.001682 | NEI 2019
Cane Island | 7238_G_4A | 7238 | G | 4A | 90643 | Combined Cycle | FRCC | Florida | Osceola | 130 | 2011 | 9999 |  |  |  | 0.001682 | NEI 2019
Polk | 7242_G_1CA | 7242 | G | 1CA | 3047 | IGCC | FRCC | Florida | Polk | 59 | 1996 | 9999 |  |  |  | 0.006039 | Default Emission Factor
Polk | 7242_G_1CT | 7242 | G | 1CT | 3047 | IGCC | FRCC | Florida | Polk | 161 | 1996 | 9999 |  |  |  | 0.006039 | Default Emission Factor
Polk | 7242_G_2 | 7242 | G | 2 | 3048 | Combined Cycle | FRCC | Florida | Polk | 150 | 2000 | 9999 | 2019 | 9.7047 | 901361 | 0.013499 | NEI 2019
Polk | 7242_G_2CC | 7242 | G | 2CC | 3048 | Combined Cycle | FRCC | Florida | Polk | 461 | 2017 | 9999 |  |  |  | 0.013499 | NEI 2019
Polk | 7242_G_3 | 7242 | G | 3 | 3049 | Combined Cycle | FRCC | Florida | Polk | 150 | 2002 | 9999 | 2019 | 13.5884 | 999847 | 0.013499 | NEI 2019
Polk | 7242_G_4 | 7242 | G | 4 | 3050 | Combined Cycle | FRCC | Florida | Polk | 150 | 2007 | 9999 | 2019 | 11.0852 | 1046224 | 0.013499 | NEI 2019
Polk | 7242_G_5 | 7242 | G | 5 | 90101 | Combined Cycle | FRCC | Florida | Polk | 150 | 2007 | 9999 | 2019 | 8.6454 | 1020272 | 0.013499 | NEI 2019
Watertown Power Plant | 7247_G_1 | 7247 | G | 1 |  | Combustion Turbine | SPP_WAUE | South Dakota | Codington | 50 | 1978 | 2025 |  |  |  | 0.12949 | Default Emission Factor
Woodland | 7266_G_2 | 7266 | G | 2 | 9046 | Combined Cycle | WEC_BANC | California | Stanislaus | 33 | 2003 | 9999 |  |  |  | 0.01231 | NEI 2019
Woodland | 7266_G_3 | 7266 | G | 3 | 9046 | Combined Cycle | WEC_BANC | California | Stanislaus | 50 | 2003 | 9999 | 2019 | 2.4387 | 396211 | 0.01231 | NEI 2019
Woodland | 7266_G_3A | 7266 | G | 3A |  | Combustion Turbine | WEC_BANC | California | Stanislaus | 8.2 | 2011 | 9999 |  |  |  | 0.11376 | Default Emission Factor
Woodland | 7266_G_3B | 7266 | G | 3B |  | Combustion Turbine | WEC_BANC | California | Stanislaus | 8.2 | 2011 | 9999 |  |  |  | 0.11376 | Default Emission Factor
Woodland | 7266_G_3C | 7266 | G | 3C |  | Combustion Turbine | WEC_BANC | California | Stanislaus | 8.2 | 2011 | 9999 |  |  |  | 0.11376 | Default Emission Factor
Woodland | 7266_G_3D | 7266 | G | 3D |  | Combustion Turbine | WEC_BANC | California | Stanislaus | 8.2 | 2011 | 9999 |  |  |  | 0.11376 | Default Emission Factor
Woodland | 7266_G_3E | 7266 | G | 3E |  | Combustion Turbine | WEC_BANC | California | Stanislaus | 8.2 | 2011 | 9999 |  |  |  | 0.11376 | Default Emission Factor
Woodland | 7266_G_3F | 7266 | G | 3F |  | Combustion Turbine | WEC_BANC | California | Stanislaus | 8.2 | 2011 | 9999 |  |  |  | 0.11376 | Default Emission Factor
Woodland | 7266_G_NA1 | 7266 | G | NA1 | 3065 | Combustion Turbine | WEC_BANC | California | Stanislaus | 45 | 1993 | 9999 | 2017 | 6.135 | 145553 | 0.0843 | NEI 2019
491 E 48th Street | 7268_G_7 | 7268 | G | 7 | 3062 | Combustion Turbine | MIS_LMI | Michigan | Allegan | 32 | 1992 | 9999 |  |  |  | 0.088964 | Default Emission Factor
491 E 48th Street | 7268_G_8 | 7268 | G | 8 | 3063 | Combustion Turbine | MIS_LMI | Michigan | Allegan | 32 | 1992 | 9999 |  |  |  | 0.088964 | Default Emission Factor
491 E 48th Street | 7268_G_9 | 7268 | G | 9 | 3064 | Combustion Turbine | MIS_LMI | Michigan | Allegan | 72 | 2000 | 9999 |  |  |  | 0.088964 | Default Emission Factor
Paris (WI) | 7270_G_1 | 7270 | G | 1 | 3066 | Combustion Turbine | MIS_WUMS | Wisconsin | Kenosha | 91 | 1995 | 9999 |  |  |  | 0.088964 | Default Emission Factor
Paris (WI) | 7270_G_2 | 7270 | G | 2 | 3067 | Combustion Turbine | MIS_WUMS | Wisconsin | Kenosha | 89.1 | 1995 | 9999 |  |  |  | 0.088964 | Default Emission Factor
Paris (WI) | 7270_G_3 | 7270 | G | 3 | 3068 | Combustion Turbine | MIS_WUMS | Wisconsin | Kenosha | 91.8 | 1995 | 9999 |  |  |  | 0.088964 | Default Emission Factor
Paris (WI) | 7270_G_4 | 7270 | G | 4 | 3069 | Combustion Turbine | MIS_WUMS | Wisconsin | Kenosha | 90.8 | 1995 | 9999 |  |  |  | 0.088964 | Default Emission Factor
Lincoln Combustion | 7277_G_1 | 7277 | G | 1 | 3070 | Combustion Turbine | S_VACA | North Carolina | Lincoln | 76 | 1995 | 9999 |  |  |  | 0.088964 | Default Emission Factor
Lincoln Combustion | 7277_G_10 | 7277 | G | 10 | 3071 | Combustion Turbine | S_VACA | North Carolina | Lincoln | 75 | 1995 | 9999 |  |  |  | 0.088964 | Default Emission Factor
Lincoln Combustion | 7277_G_11 | 7277 | G | 11 | 3072 | Combustion Turbine | S_VACA | North Carolina | Lincoln | 74 | 1995 | 9999 |  |  |  | 0.088964 | Default Emission Factor
Lincoln Combustion | 7277_G_12 | 7277 | G | 12 | 3073 | Combustion Turbine | S_VACA | North Carolina | Lincoln | 75 | 1995 | 9999 |  |  |  | 0.088964 | Default Emission Factor
Lincoln Combustion | 7277_G_13 | 7277 | G | 13 | 3074 | Combustion Turbine | S_VACA | North Carolina | Lincoln | 74 | 1996 | 9999 |  |  |  | 0.088964 | Default Emission Factor
Lincoln Combustion | 7277_G_14 | 7277 | G | 14 | 3075 | Combustion Turbine | S_VACA | North Carolina | Lincoln | 74 | 1996 | 9999 |  |  |  | 0.088964 | Default Emission Factor
Lincoln Combustion | 7277_G_15 | 7277 | G | 15 | 3076 | Combustion Turbine | S_VACA | North Carolina | Lincoln | 73 | 1996 | 9999 |  |  |  | 0.088964 | Default Emission Factor
Lincoln Combustion | 7277_G_16 | 7277 | G | 16 | 3077 | Combustion Turbine | S_VACA | North Carolina | Lincoln | 73 | 1996 | 9999 |  |  |  | 0.088964 | Default Emission Factor
Lincoln Combustion | 7277_G_2 | 7277 | G | 2 | 3078 | Combustion Turbine | S_VACA | North Carolina | Lincoln | 76 | 1995 | 9999 |  |  |  | 0.088964 | Default Emission Factor
Lincoln Combustion | 7277_G_3 | 7277 | G | 3 | 3079 | Combustion Turbine | S_VACA | North Carolina | Lincoln | 75 | 1995 | 9999 |  |  |  | 0.088964 | Default Emission Factor
Lincoln Combustion | 7277_G_4 | 7277 | G | 4 | 3080 | Combustion Turbine | S_VACA | North Carolina | Lincoln | 75 | 1995 | 9999 |  |  |  | 0.088964 | Default Emission Factor
Lincoln Combustion | 7277_G_5 | 7277 | G | 5 | 3081 | Combustion Turbine | S_VACA | North Carolina | Lincoln | 74 | 1995 | 9999 |  |  |  | 0.088964 | Default Emission Factor
Lincoln Combustion | 7277_G_6 | 7277 | G | 6 | 3082 | Combustion Turbine | S_VACA | North Carolina | Lincoln | 73 | 1995 | 9999 |  |  |  | 0.088964 | Default Emission Factor
Lincoln Combustion | 7277_G_7 | 7277 | G | 7 | 3083 | Combustion Turbine | S_VACA | North Carolina | Lincoln | 76 | 1995 | 9999 |  |  |  | 0.088964 | Default Emission Factor
Lincoln Combustion | 7277_G_8 | 7277 | G | 8 | 3084 | Combustion Turbine | S_VACA | North Carolina | Lincoln | 75 | 1995 | 9999 |  |  |  | 0.088964 | Default Emission Factor
Lincoln Combustion | 7277_G_9 | 7277 | G | 9 | 3085 | Combustion Turbine | S_VACA | North Carolina | Lincoln | 75 | 1995 | 9999 |  |  |  | 0.088964 | Default Emission Factor
Gardner Energy Center | 7281_G_CT1 | 7281 | G | CT1 |  | Combustion Turbine | SPP_N | Kansas | Johnson | 13.5 | 1990 | 9999 |  |  |  | 0.088964 | Default Emission Factor
Gardner Energy Center | 7281_G_CT2 | 7281 | G | CT2 |  | Combustion Turbine | SPP_N | Kansas | Johnson | 13.5 | 1990 | 9999 |  |  |  | 0.088964 | Default Emission Factor
Paragould Turbine | 7283_G_1 | 7283 | G | 1 |  | Combustion Turbine | SPP_WEST | Arkansas | Greene | 3.4 | 1990 | 9999 |  |  |  | 0.088964 | Default Emission Factor
Paragould Turbine | 7283_G_2 | 7283 | G | 2 |  | Combustion Turbine | SPP_WEST | Arkansas | Greene | 3.4 | 1990 | 9999 |  |  |  | 0.088964 | Default Emission Factor
Paragould Turbine | 7283_G_3 | 7283 | G | 3 |  | Combustion Turbine | SPP_WEST | Arkansas | Greene | 3.4 | 1990 | 9999 |  |  |  | 0.088964 | Default Emission Factor
Paragould Turbine | 7283_G_4 | 7283 | G | 4 |  | Combustion Turbine | SPP_WEST | Arkansas | Greene | 3.4 | 1990 | 9999 |  |  |  | 0.088964 | Default Emission Factor
Paragould Turbine | 7283_G_5 | 7283 | G | 5 |  | Combustion Turbine | SPP_WEST | Arkansas | Greene | 0.2 | 1991 | 9999 |  |  |  | 0.69077 | Default Emission Factor
Sherman Avenue | 7288_G_SEHR | 7288 | G | SEHR | 3086 | Combustion Turbine | PJM_EMAC | New Jersey | Cumberland | 82.4 | 1991 | 9999 | 2019 | 1.04 | 24263 | 0.085727 | NEI 2019
Central Energy Plant | 7294_G_GTG | 7294 | G | GTG | 3061 | Combined Cycle | FRCC | Florida | Orange | 48 | 1989 | 9999 |  |  |  | 0.030815 | Default Emission Factor
Central Energy Plant | 7294_G_STG | 7294 | G | STG | 3061 | Combined Cycle | FRCC | Florida | Orange | 8 | 1989 | 9999 |  |  |  | 0.030815 | Default Emission Factor
State Line Combined Cycle | 7296_G_1 | 7296 | G | 1 | 3087 | Combustion Turbine | SPP_N | Missouri | Jasper | 94 | 1995 | 9999 | 2019 | 2.7535 | 125540.005 | 0.043867 | NEI 2019
State Line Combined Cycle | 7296_G_2-1 | 7296 | G | 2-1 | 3088 | Combined Cycle | SPP_N | Missouri | Jasper | 159 | 2001 | 9999 | 2019 | 45.2088 | 888177 | 0.064383 | NEI 2019
State Line Combined Cycle | 7296_G_2-2 | 7296 | G | 2-2 | 3089 | Combined Cycle | SPP_N | Missouri | Jasper | 158 | 1997 | 9999 | 2019 | 38.9071 | 764026 | 0.064383 | NEI 2019
State Line Combined Cycle | 7296_G_2-3 | 7296 | G | 2-3 | 3088 | Combined Cycle | SPP_N | Missouri | Jasper | 178 | 2001 | 9999 |  |  |  | 0.064383 | NEI 2019
Hines Energy Complex | 7302_G_1GT | 7302 | G | 1GT | 3090 | Combined Cycle | FRCC | Florida | Polk | 163 | 1999 | 9999 | 2019 | 9.6344 | 898446 | 0.019332 | NEI 2019
Hines Energy Complex | 7302_G_1GT2 | 7302 | G | 1GT2 | 3091 | Combined Cycle | FRCC | Florida | Polk | 169 | 1999 | 9999 | 2019 | 16.3333 | 849063 | 0.019332 | NEI 2019
Hines Energy Complex | 7302_G_1ST | 7302 | G | 1ST | 3090 | Combined Cycle | FRCC | Florida | Polk | 158 | 1999 | 9999 |  |  |  | 0.019332 | NEI 2019
Hines Energy Complex | 7302_G_2GT | 7302 | G | 2GT | 10029 | Combined Cycle | FRCC | Florida | Polk | 172 | 2003 | 9999 | 2019 | 4.8577 | 996205 | 0.012037 | NEI 2019
Hines Energy Complex | 7302_G_2GT2 | 7302 | G | 2GT2 | 10030 | Combined Cycle | FRCC | Florida | Polk | 175 | 2003 | 9999 | 2019 | 13.7462 | 959964 | 0.012037 | NEI 2019
Hines Energy Complex | 7302_G_2ST | 7302 | G | 2ST | 10029 | Combined Cycle | FRCC | Florida | Polk | 177 | 2003 | 9999 |  |  |  | 0.012037 | NEI 2019
Hines Energy Complex | 7302_G_3GT | 7302 | G | 3GT | 89245 | Combined Cycle | FRCC | Florida | Polk | 173 | 2005 | 9999 | 2019 | 13.9933 | 827939 | 0.021993 | NEI 2019
Hines Energy Complex | 7302_G_3GT2 | 7302 | G | 3GT2 | 89246 | Combined Cycle | FRCC | Florida | Polk | 173 | 2005 | 9999 | 2019 | 16.2294 | 918464 | 0.021993 | NEI 2019
Hines Energy Complex | 7302_G_3ST | 7302 | G | 3ST | 89245 | Combined Cycle | FRCC | Florida | Polk | 169 | 2005 | 9999 |  |  |  | 0.021993 | NEI 2019
Hines Energy Complex | 7302_G_4GT | 7302 | G | 4GT | 90110 | Combined Cycle | FRCC | Florida | Polk | 176 | 2007 | 9999 | 2019 | 1.9634 | 955386 | 0.001888 | NEI 2019
Hines Energy Complex | 7302_G_4GT2 | 7302 | G | 4GT2 | 90111 | Combined Cycle | FRCC | Florida | Polk | 175 | 2007 | 9999 | 2019 | 0.80556 | 1978325 | 0.001888 | NEI 2019
Hines Energy Complex | 7302_G_4ST | 7302 | G | 4ST | 90110 | Combined Cycle | FRCC | Florida | Polk | 165 | 2007 | 9999 |  |  |  | 0.001888 | NEI 2019
Redding Power | 7307_G_1 | 7307 | G | 1 |  | Combustion Turbine | WEC_BANC | California | Shasta | 16 | 1996 | 9999 |  |  |  | 0.088964 | Default Emission Factor
Redding Power | 7307_G_2 | 7307 | G | 2 |  | Combustion Turbine | WEC_BANC | California | Shasta | 23 | 1996 | 9999 |  |  |  | 0.088964 | Default Emission Factor
Redding Power | 7307_G_3 | 7307 | G | 3 |  | Combustion Turbine | WEC_BANC | California | Shasta | 23 | 1996 | 9999 |  |  |  | 0.088964 | Default Emission Factor
Redding Power | 7307_G_4 | 7307 | G | 4 | 9189 | Combined Cycle | WEC_BANC | California | Shasta | 27 | 1989 | 9999 |  |  |  | 0.030815 | Default Emission Factor
Redding Power | 7307_G_5 | 7307 | G | 5 | 9189 | Combined Cycle | WEC_BANC | California | Shasta | 41 | 2002 | 9999 |  |  |  | 0.030815 | Default Emission Factor
Redding Power | 7307_G_6 | 7307 | G | 6 | 89746 | Combined Cycle | WEC_BANC | California | Shasta | 41 | 2011 | 9999 |  |  |  | 0.030815 | Default Emission Factor
Richard M Flynn | 7314_G_NA1 | 7314 | G | NA1 | 3092 | Combined Cycle | NY_Z_K | New York | Suffolk | 87.5 | 1994 | 9999 | 2019 | 10.6515 | 386055 | 0.055181 | NEI 2019
Richard M Flynn | 7314_G_NA2 | 7314 | G | NA2 | 3092 | Combined Cycle | NY_Z_K | New York | Suffolk | 49.4 | 1994 | 9999 |  |  |  | 0.055181 | NEI 2019
Almond Power Plant | 7315_G_1 | 7315 | G | 1 | 3093 | Combustion Turbine | WEC_CALN | California | Stanislaus | 49.5 | 1996 | 9999 | 2017 | 1.2335 | 45182.2105 | 0.054603 | NEI 2019
Almond Power Plant | 7315_G_2 | 7315 | G | 2 | 90500 | Combustion Turbine | WEC_CALN | California | Stanislaus | 50 | 2012 | 9999 | 2017 | 0.65302 | 45638.5965 | 0.028617 | NEI 2019
Almond Power Plant | 7315_G_3 | 7315 | G | 3 | 90501 | Combustion Turbine | WEC_CALN | California | Stanislaus | 50 | 2012 | 9999 | 2017 | 3.2265 | 45638.5965 | 0.14139 | NEI 2019
Almond Power Plant | 7315_G_4 | 7315 | G | 4 | 90502 | Combustion Turbine | WEC_CALN | California | Stanislaus | 50 | 2012 | 9999 | 2017 | 1.6215 | 45638.5965 | 0.071058 | NEI 2019
Van Sant Station | 7318_G_1 | 7318 | G | 1 | 3094 | Combustion Turbine | PJM_EMAC | Delaware | Kent | 45.2 | 1991 | 9999 |  |  |  | 0.088964 | Default Emission Factor
Boulevard | 732_G_1 | 732 | G | 1 |  | Combustion Turbine | S_SOU | Georgia | Chatham | 14 | 1970 | 9999 |  |  |  | 0.088964 | Default Emission Factor
San Jacinto Steam Electric Station | 7325_G_1 | 7325 | G | 1 | 3095 | Combustion Turbine | ERC_REST | Texas | Harris | 81 | 1995 | 9999 | 2019 | 22.9395 | 517050 | 0.088732 | NEI 2019
San Jacinto Steam Electric Station | 7325_G_2 | 7325 | G | 2 | 3096 | Combustion Turbine | ERC_REST | Texas | Harris | 81 | 1995 | 9999 | 2019 | 22.5989 | 517050 | 0.087415 | NEI 2019
Richmond | 7335_G_RCT1 | 7335 | G | RCT1 | 3097 | Combustion Turbine | PJM_West | Indiana | Wayne | 34 | 1992 | 9999 |  |  |  | 0.12302 | NEI 2019
Richmond | 7335_G_RCT2 | 7335 | G | RCT2 | 3098 | Combustion Turbine | PJM_West | Indiana | Wayne | 34 | 1992 | 9999 | 2019 | 0.15519 | 2523 | 0.12302 | NEI 2019
Anderson | 7336_G_ACT1 | 7336 | G | ACT1 | 3099 | Combustion Turbine | PJM_West | Indiana | Madison | 34 | 1992 | 9999 |  |  |  | 0.21119 | NEI 2019
Anderson | 7336_G_ACT2 | 7336 | G | ACT2 | 3100 | Combustion Turbine | PJM_West | Indiana | Madison | 34 | 1992 | 9999 |  |  |  | 0.21119 | NEI 2019
Anderson | 7336_G_ACT3 | 7336 | G | ACT3 | 9578 | Combustion Turbine | PJM_West | Indiana | Madison | 72 | 2004 | 9999 | 2019 | 0.66492 | 6297 | 0.21119 | NEI 2019
Wellington 2 | 7339_G_6 | 7339 | G | 6 |  | Combustion Turbine | SPP_N | Kansas | Sumner | 21 | 1989 | 9999 |  |  |  | 0.088964 | Default Emission Factor
University of Florida | 7345_G_P1 | 7345 | G | P1 | 3102 | Combustion Turbine | FRCC | Florida | Alachua | 44 | 1994 | 9999 | 2019 | 8.9365 | 327045 | 0.05465 | NEI 2019
Robins | 7348_G_1 | 7348 | G | 1 | 3103 | Combustion Turbine | S_SOU | Georgia | Houston | 80 | 1995 | 9999 |  |  |  | 0.088964 | Default Emission Factor
Robins | 7348_G_2 | 7348 | G | 2 | 3104 | Combustion Turbine | S_SOU | Georgia | Houston | 80 | 1995 | 9999 |  |  |  | 0.088964 | Default Emission Factor
Coyote Springs | 7350_G_1 | 7350 | G | 1 | 3105 | Combined Cycle | WECC_PNW | Oregon | Morrow | 171 | 1995 | 9999 |  |  |  | 0.030815 | Default Emission Factor
Coyote Springs | 7350_G_2 | 7350 | G | 2 | 3105 | Combined Cycle | WECC_PNW | Oregon | Morrow | 72 | 1995 | 9999 |  |  |  | 0.030815 | Default Emission Factor
Midulla Generating Station | 7380_G_CT1 | 7380 | G | CT1 | 8366 | Combined Cycle | FRCC | Florida | Hardee | 155 | 2002 | 9999 | 2017 | 12.9637 | 1032942 | 0.014142 | NEI 2019
Midulla Generating Station | 7380_G_CT2 | 7380 | G | CT2 | 8368 | Combined Cycle | FRCC | Florida | Hardee | 155 | 2002 | 9999 | 2019 | 10.7209 | 2316565 | 0.014142 | NEI 2019
Midulla Generating Station | 7380_G_GT4 | 7380 | G | GT4 | 89703 | Combustion Turbine | FRCC | Florida | Hardee | 54 | 2006 | 9999 |  |  |  | 0.088964 | Default Emission Factor
Midulla Generating Station | 7380_G_GT5 | 7380 | G | GT5 | 89705 | Combustion Turbine | FRCC | Florida | Hardee | 54 | 2006 | 9999 |  |  |  | 0.088964 | Default Emission Factor
Midulla Generating Station | 7380_G_GT6 | 7380 | G | GT6 | 89707 | Combustion Turbine | FRCC | Florida | Hardee | 54 | 2006 | 9999 |  |  |  | 0.088964 | Default Emission Factor
Midulla Generating Station | 7380_G_GT7 | 7380 | G | GT7 | 89709 | Combustion Turbine | FRCC | Florida | Hardee | 54 | 2006 | 9999 |  |  |  | 0.088964 | Default Emission Factor
Midulla Generating Station | 7380_G_GT8 | 7380 | G | GT8 | 89711 | Combustion Turbine | FRCC | Florida | Hardee | 54 | 2006 | 9999 |  |  |  | 0.088964 | Default Emission Factor
Midulla Generating Station | 7380_G_ST3 | 7380 | G | ST3 | 8366 | Combined Cycle | FRCC | Florida | Hardee | 179 | 2002 | 9999 |  |  |  | 0.014142 | NEI 2019
Poplar Bluff Generating Station | 7392_G_1 | 7392 | G | 1 |  | Combustion Turbine | SPP_WEST | Missouri | Butler | 7 | 1976 | 2024 | 2017 | 0.0167 | 106.8639 | 0.31255 | NEI 2019
Poplar Bluff Generating Station | 7392_G_2 | 7392 | G | 2 |  | Combustion Turbine | SPP_WEST | Missouri | Butler | 7 | 1976 | 2024 | 2019 | 0.0346 | 65.0296 | 1.0641 | NEI 2019
Poplar Bluff Generating Station | 7392_G_3 | 7392 | G | 3 |  | Combustion Turbine | SPP_WEST | Missouri | Butler | 6.6 | 2002 | 2024 |  |  |  | 0.11376 | Default Emission Factor
Poplar Bluff Generating Station | 7392_G_4 | 7392 | G | 4 |  | Combustion Turbine | SPP_WEST | Missouri | Butler | 6.6 | 2002 | 2024 |  |  |  | 0.11376 | Default Emission Factor
Poplar Bluff Generating Station | 7392_G_5 | 7392 | G | 5 |  | Combustion Turbine | SPP_WEST | Missouri | Butler | 6.6 | 2002 | 2024 |  |  |  | 0.11376 | Default Emission Factor
Front Street | 7396_G_1 | 7396 | G | 1 |  | Combustion Turbine | NENGREST | Massachusetts | Hampden | 2.8 | 1978 | 9999 | 2019 | 0.0032 | 29.6667 | 0.21573 | NEI 2019
Front Street | 7396_G_2 | 7396 | G | 2 |  | Combustion Turbine | NENGREST | Massachusetts | Hampden | 2.8 | 1978 | 9999 | 2019 | 0.0032 | 29.6667 | 0.21573 | NEI 2019
Front Street | 7396_G_3 | 7396 | G | 3 |  | Combustion Turbine | NENGREST | Massachusetts | Hampden | 2.8 | 1978 | 9999 | 2019 | 0.0032 | 29.6667 | 0.21573 | NEI 2019
Falling Spring | 7397_G_5 | 7397 | G | 5 |  | Combustion Turbine | PJM_AP | Pennsylvania | Franklin | 2.1 | 1967 | 9999 |  |  |  | 0.11376 | Default Emission Factor
Falling Spring | 7397_G_6 | 7397 | G | 6 |  | Combustion Turbine | PJM_AP | Pennsylvania | Franklin | 2.1 | 1967 | 9999 |  |  |  | 0.11376 | Default Emission Factor
Falling Spring | 7397_G_7 | 7397 | G | 7 |  | Combustion Turbine | PJM_AP | Pennsylvania | Franklin | 2.9 | 2001 | 9999 |  |  |  | 0.11376 | Default Emission Factor
Water Street Station | 7398_G_GEN1 | 7398 | G | GEN1 |  | Combustion Turbine | MIS_LMI | Michigan | Bay | 5.5 | 1980 | 9999 |  |  |  | 0.11376 | Default Emission Factor
Water Street Station | 7398_G_GEN2 | 7398 | G | GEN2 |  | Combustion Turbine | MIS_LMI | Michigan | Bay | 6.5 | 1984 | 9999 |  |  |  | 0.11376 | Default Emission Factor
Henry Station | 7399_G_GEN3 | 7399 | G | GEN3 |  | Combustion Turbine | MIS_LMI | Michigan | Bay | 7.5 | 1993 | 9999 |  |  |  | 0.11376 | Default Emission Factor
Henry Station | 7399_G_GEN4 | 7399 | G | GEN4 |  | Combustion Turbine | MIS_LMI | Michigan | Bay | 7.5 | 1993 | 9999 |  |  |  | 0.11376 | Default Emission Factor
Salisbury City of | 7400_G_1 | 7400 | G | 1 |  | Combustion Turbine | SPP_N | Missouri | Chariton | 0.8 | 1983 | 9999 |  |  |  | 0.69077 | Default Emission Factor
Salisbury City of | 7400_G_2 | 7400 | G | 2 |  | Combustion Turbine | SPP_N | Missouri | Chariton | 0.8 | 1983 | 9999 |  |  |  | 0.69077 | Default Emission Factor
Salisbury City of | 7400_G_3 | 7400 | G | 3 |  | Combustion Turbine | SPP_N | Missouri | Chariton | 1.8 | 1986 | 9999 |  |  |  | 0.69077 | Default Emission Factor
Salisbury City of | 7400_G_4 | 7400 | G | 4 |  | Combustion Turbine | SPP_N | Missouri | Chariton | 1.8 | 1986 | 9999 |  |  |  | 0.69077 | Default Emission Factor
Shelbina Power #1 | 7405_G_G1 | 7405 | G | G1 |  | Combustion Turbine | S_D_AECI | Missouri | Shelby | 3 | 1981 | 9999 |  |  |  | 0.69077 | Default Emission Factor
Shelbina Power #1 | 7405_G_G2 | 7405 | G | G2 |  | Combustion Turbine | S_D_AECI | Missouri | Shelby | 1.6 | 1989 | 9999 |  |  |  | 0.69077 | Default Emission Factor
Shelbina Power #2 | 7406_G_G3 | 7406 | G | G3 |  | Combustion Turbine | S_D_AECI | Missouri | Shelby | 1.6 | 1992 | 9999 |  |  |  | 0.69077 | Default Emission Factor
Shelbina Power #2 | 7406_G_G4 | 7406 | G | G4 |  | Combustion Turbine | S_D_AECI | Missouri | Shelby | 1.6 | 1992 | 9999 |  |  |  | 0.69077 | Default Emission Factor
Shelbina Power #2 | 7406_G_G5 | 7406 | G | G5 |  | Combustion Turbine | S_D_AECI | Missouri | Shelby | 1.6 | 1992 | 9999 |  |  |  | 0.69077 | Default Emission Factor
Shelbina Power #2 | 7406_G_G6 | 7406 | G | G6 |  | Combustion Turbine | S_D_AECI | Missouri | Shelby | 1.8 | 1999 | 9999 |  |  |  | 0.69077 | Default Emission Factor
Payson | 7408_G_86-1 | 7408 | G | 86-1 |  | Combustion Turbine | WECC_UT | Utah | Utah | 2.6 | 1988 | 9999 |  |  |  | 0.11376 | Default Emission Factor
Payson | 7408_G_86-2 | 7408 | G | 86-2 |  | Combustion Turbine | WECC_UT | Utah | Utah | 2.6 | 1988 | 9999 |  |  |  | 0.11376 | Default Emission Factor
Payson | 7408_G_86-3 | 7408 | G | 86-3 |  | Combustion Turbine | WECC_UT | Utah | Utah | 2 | 1995 | 9999 |  |  |  | 0.11376 | Default Emission Factor
Payson | 7408_G_86-4 | 7408 | G | 86-4 |  | Combustion Turbine | WECC_UT | Utah | Utah | 2 | 1995 | 9999 |  |  |  | 0.11376 | Default Emission Factor
Short Mountain | 7413_G_1 | 7413 | G | 1 |  | Landfill Gas | WECC_PNW | Oregon | Lane | 0.8 | 1992 | 9999 |  |  |  | 0.056969 | Default Emission Factor
Short Mountain | 7413_G_2 | 7413 | G | 2 |  | Landfill Gas | WECC_PNW | Oregon | Lane | 0.8 | 1992 | 9999 |  |  |  | 0.056969 | Default Emission Factor
Short Mountain | 7413_G_3 | 7413 | G | 3 |  | Landfill Gas | WECC_PNW | Oregon | Lane | 0.8 | 1993 | 9999 |  |  |  | 0.056969 | Default Emission Factor
Short Mountain | 7413_G_4 | 7413 | G | 4 |  | Landfill Gas | WECC_PNW | Oregon | Lane | 0.8 | 1993 | 9999 |  |  |  | 0.056969 | Default Emission Factor
Lakefield Utilities | 7415_G_5 | 7415 | G | 5 |  | Combustion Turbine | MIS_MNWI | Minnesota | Jackson | 1 | 1985 | 9999 |  |  |  | 0.69077 | Default Emission Factor
Lakefield Utilities | 7415_G_6 | 7415 | G | 6 |  | Combustion Turbine | MIS_MNWI | Minnesota | Jackson | 2 | 2003 | 9999 |  |  |  | 0.69077 | Default Emission Factor
Interstate | 7425_G_1 | 7425 | G | 1 | 3116 | Combustion Turbine | MIS_IL | Illinois | Sangamon | 112 | 1997 | 2045 |  |  |  | 0.088964 | Default Emission Factor
Edenton Generators | 7429_G_2 | 7429 | G | 2 |  | Combustion Turbine | PJM_Dom | North Carolina | Chowan | 1.2 | 1988 | 9999 |  |  |  | 0.69077 | Default Emission Factor
Edenton Generators | 7429_G_3 | 7429 | G | 3 |  | Combustion Turbine | PJM_Dom | North Carolina | Chowan | 1.2 | 2014 | 9999 |  |  |  | 0.69077 | Default Emission Factor
Oxford (KS) | 7432_G_1A | 7432 | G | 1A |  | Combustion Turbine | SPP_N | Kansas | Sumner | 1.6 | 1999 | 9999 |  |  |  | 0.69077 | Default Emission Factor
Oxford (KS) | 7432_G_2A | 7432 | G | 2A |  | Combustion Turbine | SPP_N | Kansas | Sumner | 1.6 | 1999 | 9999 |  |  |  | 0.69077 | Default Emission Factor
Oxford (KS) | 7432_G_3A | 7432 | G | 3A |  | Combustion Turbine | SPP_N | Kansas | Sumner | 1.6 | 2007 | 9999 |  |  |  | 0.69077 | Default Emission Factor
Church Street Plant | 7438_G_C3A | 7438 | G | C3A |  | Combustion Turbine | PJM_Dom | Virginia | Prince William | 1 | 1996 | 9999 |  |  |  | 0.69077 | Default Emission Factor
Church Street Plant | 7438_G_C5 | 7438 | G | C5 |  | Combustion Turbine | PJM_Dom | Virginia | Prince William | 1.5 | 1987 | 9999 |  |  |  | 0.69077 | Default Emission Factor
Church Street Plant | 7438_G_C6 | 7438 | G | C6 |  | Combustion Turbine | PJM_Dom | Virginia | Prince William | 1.5 | 1987 | 9999 |  |  |  | 0.69077 | Default Emission Factor
Godwin Drive Plant | 7439_G_C10 | 7439 | G | C10 |  | Combustion Turbine | PJM_Dom | Virginia | Prince William | 1.5 | 1992 | 9999 |  |  |  | 0.69077 | Default Emission Factor
Godwin Drive Plant | 7439_G_C7 | 7439 | G | C7 |  | Combustion Turbine | PJM_Dom | Virginia | Prince William | 1.5 | 1990 | 9999 |  |  |  | 0.69077 | Default Emission Factor
Godwin Drive Plant | 7439_G_C8 | 7439 | G | C8 |  | Combustion Turbine | PJM_Dom | Virginia | Prince William | 1.5 | 1990 | 9999 |  |  |  | 0.69077 | Default Emission Factor
Godwin Drive Plant | 7439_G_C9 | 7439 | G | C9 |  | Combustion Turbine | PJM_Dom | Virginia | Prince William | 1.5 | 1992 | 9999 |  |  |  | 0.69077 | Default Emission Factor
VMEA 1 Credit Gen | 7440_G_V10 | 7440 | G | V10 |  | Combustion Turbine | PJM_Dom | Virginia | Prince William | 1.5 | 1990 | 9999 |  |  |  | 0.69077 | Default Emission Factor
VMEA 1 Credit Gen | 7440_G_V3 | 7440 | G | V3 |  | Combustion Turbine | PJM_Dom | Virginia | Prince William | 1.5 | 1990 | 9999 |  |  |  | 0.69077 | Default Emission Factor
VMEA 1 Credit Gen | 7440_G_V4 | 7440 | G | V4 |  | Combustion Turbine | PJM_Dom | Virginia | Prince William | 1.5 | 1990 | 9999 |  |  |  | 0.69077 | Default Emission Factor
VMEA 1 Credit Gen | 7440_G_V5 | 7440 | G | V5 |  | Combustion Turbine | PJM_Dom | Virginia | Prince William | 1.5 | 1990 | 9999 |  |  |  | 0.69077 | Default Emission Factor
VMEA 1 Credit Gen | 7440_G_V6 | 7440 | G | V6 |  | Combustion Turbine | PJM_Dom | Virginia | Prince William | 1.5 | 1990 | 9999 |  |  |  | 0.69077 | Default Emission Factor
VMEA 1 Credit Gen | 7440_G_V7 | 7440 | G | V7 |  | Combustion Turbine | PJM_Dom | Virginia | Prince William | 1.5 | 1990 | 9999 |  |  |  | 0.69077 | Default Emission Factor
VMEA 1 Credit Gen | 7440_G_V8 | 7440 | G | V8 |  | Combustion Turbine | PJM_Dom | Virginia | Prince William | 1.5 | 1990 | 9999 |  |  |  | 0.69077 | Default Emission Factor
VMEA 1 Credit Gen | 7440_G_V9-1 | 7440 | G | V9-1 |  | Combustion Turbine | PJM_Dom | Virginia | Prince William | 1.8 | 2009 | 9999 |  |  |  | 0.69077 | Default Emission Factor
VMEA Peaking Gen | 7441_G_V1 | 7441 | G | V1 |  | Combustion Turbine | PJM_Dom | Virginia | Prince William | 1.5 | 1992 | 9999 |  |  |  | 0.69077 | Default Emission Factor
VMEA Peaking Gen | 7441_G_V11 | 7441 | G | V11 |  | Combustion Turbine | PJM_Dom | Virginia | Prince William | 1.5 | 1993 | 9999 |  |  |  | 0.69077 | Default Emission Factor
VMEA Peaking Gen | 7441_G_V12 | 7441 | G | V12 |  | Combustion Turbine | PJM_Dom | Virginia | Prince William | 1.5 | 1993 | 9999 |  |  |  | 0.69077 | Default Emission Factor
VMEA Peaking Gen | 7441_G_V2 | 7441 | G | V2 |  | Combustion Turbine | PJM_Dom | Virginia | Prince William | 1.5 | 1992 | 9999 |  |  |  | 0.69077 | Default Emission Factor
Pratt 2 | 7447_G_IC2 | 7447 | G | IC2 |  | Combustion Turbine | SPP_N | Kansas | Pratt | 7.6 | 1994 | 9999 |  |  |  | 0.11376 | Default Emission Factor
Pratt 2 | 7447_G_IC3 | 7447 | G | IC3 |  | Combustion Turbine | SPP_N | Kansas | Pratt | 7.6 | 2004 | 9999 |  |  |  | 0.11376 | Default Emission Factor
Combustion Turbine Project No 2 | 7449_G_NA1 | 7449 | G | NA1 | 3117 | Combustion Turbine | WEC_CALN | California | San Joaquin | 49.3 | 1996 | 9999 | 2019 | 1.4043 | 12758 | 0.22014 | NEI 2019
Alameda | 7450_G_1 | 7450 | G | 1 |  | Combustion Turbine | WEC_CALN | California | Alameda | 21.8 | 1986 | 9999 |  |  |  | 0.088964 | Default Emission Factor
Alameda | 7450_G_2 | 7450 | G | 2 |  | Combustion Turbine | WEC_CALN | California | Alameda | 21.8 | 1986 | 9999 |  |  |  | 0.088964 | Default Emission Factor
Lodi | 7451_G_1 | 7451 | G | 1 |  | Combustion Turbine | WEC_CALN | California | San Joaquin | 23.3 | 1986 | 9999 |  |  |  | 0.088964 | Default Emission Factor
Roseville | 7452_G_1 | 7452 | G | 1 |  | Combustion Turbine | WEC_CALN | California | Placer | 21.2 | 1986 | 9999 |  |  |  | 0.088964 | Default Emission Factor
Roseville | 7452_G_2 | 7452 | G | 2 |  | Combustion Turbine | WEC_CALN | California | Placer | 21.2 | 1986 | 9999 |  |  |  | 0.088964 | Default Emission Factor
Rathdrum | 7456_G_1 | 7456 | G | 1 | 3118 | Combustion Turbine | WECC_PNW | Idaho | Kootenai | 66 | 1994 | 9999 |  |  |  | 0.088964 | Default Emission Factor
Rathdrum | 7456_G_2 | 7456 | G | 2 | 3119 | Combustion Turbine | WECC_PNW | Idaho | Kootenai | 66 | 1994 | 9999 |  |  |  | 0.088964 | Default Emission Factor
Madison Utilities | 7469_G_FM1 | 7469 | G | FM1 |  | Combustion Turbine | SPP_NEBR | Nebraska | Madison | 1.7 | 1959 | 9999 |  |  |  | 0.11376 | Default Emission Factor
Madison Utilities | 7469_G_FM2 | 7469 | G | FM2 |  | Combustion Turbine | SPP_NEBR | Nebraska | Madison | 1 | 1959 | 9999 |  |  |  | 0.11376 | Default Emission Factor
Madison Utilities | 7469_G_FM3 | 7469 | G | FM3 |  | Combustion Turbine | SPP_NEBR | Nebraska | Madison | 0.9 | 1953 | 9999 |  |  |  | 0.11376 | Default Emission Factor
Madison Utilities | 7469_G_FM5 | 7469 | G | FM5 |  | Combustion Turbine | SPP_NEBR | Nebraska | Madison | 1 | 2006 | 9999 |  |  |  | 0.11376 | Default Emission Factor
Marceline | 7470_G_1 | 7470 | G | 1 |  | Combustion Turbine | MIS_MO | Missouri | Linn | 1 | 1989 | 9999 |  |  |  | 0.69077 | Default Emission Factor
Marceline | 7470_G_2 | 7470 | G | 2 |  | Combustion Turbine | MIS_MO | Missouri | Linn | 3 | 2002 | 9999 |  |  |  | 0.69077 | Default Emission Factor
Marceline | 7470_G_5 | 7470 | G | 5 |  | Combustion Turbine | MIS_MO | Missouri | Linn | 2 | 2004 | 9999 |  |  |  | 0.69077 | Default Emission Factor
Marceline | 7470_G_6 | 7470 | G | 6 |  | Combustion Turbine | MIS_MO | Missouri | Linn | 2 | 2004 | 9999 |  |  |  | 0.69077 | Default Emission Factor
North Road Peak | 7479_G_EAST | 7479 | G | EAST |  | Combustion Turbine | S_VACA | South Carolina | Orangeburg | 6.5 | 1987 | 9999 |  |  |  | 0.69077 | Default Emission Factor
North Road Peak | 7479_G_WEST | 7479 | G | WEST |  | Combustion Turbine | S_VACA | South Carolina | Orangeburg | 6.5 | 1987 | 9999 |  |  |  | 0.69077 | Default Emission Factor
Rowesville Rd Plant | 7480_G_GEN3 | 7480 | G | GEN3 |  | Combustion Turbine | S_VACA | South Carolina | Orangeburg | 4.2 | 1994 | 9999 |  |  |  | 0.088964 | Default Emission Factor
Rowesville Rd Plant | 7480_G_GEN4 | 7480 | G | GEN4 |  | Combustion Turbine | S_VACA | South Carolina | Orangeburg | 4.2 | 1994 | 9999 |  |  |  | 0.088964 | Default Emission Factor
City Light & Water | 7481_G_1 | 7481 | G | 1 |  | Combustion Turbine | SPP_NEBR | Nebraska | Webster | 0.9 | 1987 | 9999 |  |  |  | 0.69077 | Default Emission Factor
City Light & Water | 7481_G_2 | 7481 | G | 2 |  | Combustion Turbine | SPP_NEBR | Nebraska | Webster | 0.4 | 1987 | 9999 |  |  |  | 0.69077 | Default Emission Factor
Croswell | 7497_G_1 | 7497 | G | 1 |  | Combustion Turbine | MIS_LMI | Michigan | Sanilac | 0.6 | 1982 | 9999 |  |  |  | 0.69077 | Default Emission Factor
Croswell | 7497_G_2 | 7497 | G | 2 |  | Combustion Turbine | MIS_LMI | Michigan | Sanilac | 0.7 | 1984 | 9999 |  |  |  | 0.69077 | Default Emission Factor
Croswell | 7497_G_3 | 7497 | G | 3 |  | Combustion Turbine | MIS_LMI | Michigan | Sanilac | 1.2 | 1988 | 9999 |  |  |  | 0.69077 | Default Emission Factor
Croswell | 7497_G_4 | 7497 | G | 4 |  | Combustion Turbine | MIS_LMI | Michigan | Sanilac | 1.3 | 1990 | 9999 |  |  |  | 0.69077 | Default Emission Factor
Croswell | 7497_G_5 | 7497 | G | 5 |  | Combustion Turbine | MIS_LMI | Michigan | Sanilac | 1.3 | 1996 | 9999 |  |  |  | 0.69077 | Default Emission Factor
Neil Simpson II | 7504_G_GT1 | 7504 | G | GT1 | 3121 | Combustion Turbine | WECC_WY | Wyoming | Campbell | 34 | 2000 | 9999 |  |  |  | 0.088964 | Default Emission Factor
Fergus Control Ctr | 7505_G_1 | 7505 | G | 1 |  | Combustion Turbine | MIS_MAPP | Minnesota | Otter Tail | 2 | 1995 | 9999 |  |  |  | 0.69077 | Default Emission Factor
Arthur Von Rosenberg | 7512_G_1 | 7512 | G | 1 | 2484 | Combined Cycle | ERC_REST | Texas | Bexar | 157 | 2000 | 9999 | 2019 | 1.8 | 1051585 | 0.001423 | NEI 2019
Arthur Von Rosenberg | 7512_G_2 | 7512 | G | 2 | 2485 | Combined Cycle | ERC_REST | Texas | Bexar | 157 | 2000 | 9999 | 2019 | 0.6 | 1064083 | 0.001423 | NEI 2019
Arthur Von Rosenberg | 7512_G_3 | 7512 | G | 3 | 2484 | Combined Cycle | ERC_REST | Texas | Bexar | 164 | 2000 | 9999 |  |  |  | 0.001423 | NEI 2019
McPherson 3 | 7515_G_NA1 | 7515 | G | NA1 | 3124 | Combustion Turbine | SPP_N | Kansas | McPherson | 80 | 1998 | 9999 | 2019 | 0.39759 | 9617 | 0.082686 | NEI 2019
Carson Ice-Gen Project | 7527_G_1 | 7527 | G | 1 | 3125 | Combustion Turbine | WEC_BANC | California | Sacramento | 41.2 | 1995 | 9999 | 2019 | 8.389 | 242448 | 0.069203 | NEI 2019
Carson Ice-Gen Project | 7527_G_2 | 7527 | G | 2 | 3126 | Combined Cycle | WEC_BANC | California | Sacramento | 16.6 | 1995 | 9999 | 2017 | 0.95152 | 52520 | 0.00687 | NEI 2019
Carson Ice-Gen Project | 7527_G_CCCT | 7527 | G | CCCT | 3125 | Combined Cycle | WEC_BANC | California | Sacramento | 51.2 | 1995 | 9999 |  |  |  | 0.030815 | Default Emission Factor
Crisp Plant | 753_G_GT1 | 753 | G | GT1 |  | Combustion Turbine | S_SOU | Georgia | Worth | 4 | 1957 | 9999 |  |  |  | 0.088964 | Default Emission Factor
Wayne County | 7538_G_1 | 7538 | G | 1 | 1825 | Combustion Turbine | S_VACA | North Carolina | Wayne | 177 | 2000 | 9999 |  |  |  | 0.088964 | Default Emission Factor
Wayne County | 7538_G_2 | 7538 | G | 2 | 1826 | Combustion Turbine | S_VACA | North Carolina | Wayne | 174 | 2000 | 9999 |  |  |  | 0.088964 | Default Emission Factor
Wayne County | 7538_G_3 | 7538 | G | 3 | 1827 | Combustion Turbine | S_VACA | North Carolina | Wayne | 173 | 2000 | 9999 |  |  |  | 0.088964 | Default Emission Factor
Wayne County | 7538_G_4 | 7538 | G | 4 | 1828 | Combustion Turbine | S_VACA | North Carolina | Wayne | 170 | 2000 | 9999 |  |  |  | 0.088964 | Default Emission Factor
Wayne County | 7538_G_5 | 7538 | G | 5 | 89702 | Combustion Turbine | S_VACA | North Carolina | Wayne | 163 | 2009 | 9999 |  |  |  | 0.088964 | Default Emission Factor
Ponca City | 7546_G_1 | 7546 | G | 1 | 566 | Combined Cycle | SPP_WEST | Oklahoma | Kay | 18.8 | 1966 | 9999 |  |  |  | 0.030815 | Default Emission Factor
Ponca City | 7546_G_3 | 7546 | G | 3 | 566 | Combined Cycle | SPP_WEST | Oklahoma | Kay | 44.1 | 1995 | 9999 |  |  |  | 0.030815 | Default Emission Factor
Ponca City | 7546_G_4 | 7546 | G | 4 | 89334 | Combustion Turbine | SPP_WEST | Oklahoma | Kay | 43.9 | 2003 | 9999 |  |  |  | 0.088964 | Default Emission Factor
SCA Cogen 2 | 7551_G_CCST | 7551 | G | CCST | 3129 | Combined Cycle | WEC_BANC | California | Sacramento | 37.6 | 1997 | 9999 |  |  |  | 0.13658 | NEI 2019
SCA Cogen 2 | 7551_G_CT1A | 7551 | G | CT1A | 3129 | Combined Cycle | WEC_BANC | California | Sacramento | 47.6 | 1997 | 9999 | 2017 | 18.6642 | 312704 | 0.13658 | NEI 2019
SCA Cogen 2 | 7551_G_CT1B | 7551 | G | CT1B | 3130 | Combined Cycle | WEC_BANC | California | Sacramento | 47.6 | 1997 | 9999 | 2017 | 20.0676 | 254482 | 0.13658 | NEI 2019
SCA Cogen 2 | 7551_G_CT1C | 7551 | G | CT1C | 3131 | Combustion Turbine | WEC_BANC | California | Sacramento | 43.8 | 2001 | 9999 | 2019 | 1.2709 | 28536 | 0.089074 | NEI 2019
SPA Cogen 3 | 7552_G_CCCT | 7552 | G | CCCT | 3132 | Combined Cycle | WEC_BANC | California | Sacramento | 119 | 1997 | 9999 | 2017 | 5.7563 | 523184 | 0.022005 | NEI 2019
SPA Cogen 3 | 7552_G_CCST | 7552 | G | CCST | 3132 | Combined Cycle | WEC_BANC | California | Sacramento | 59 | 1997 | 9999 |  |  |  | 0.022005 | NEI 2019
Nebraska City # 2 | 7555_G_11 | 7555 | G | 11 |  | Combustion Turbine | SPP_N | Nebraska | Otoe | 3.8 | 1998 | 9999 |  |  |  | 0.11376 | Default Emission Factor
Nebraska City # 2 | 7555_G_12 | 7555 | G | 12 |  | Combustion Turbine | SPP_N | Nebraska | Otoe | 3.8 | 1998 | 9999 |  |  |  | 0.11376 | Default Emission Factor
Nebraska City # 2 | 7555_G_13 | 7555 | G | 13 |  | Combustion Turbine | SPP_N | Nebraska | Otoe | 4.2 | 1998 | 9999 |  |  |  | 0.69077 | Default Emission Factor
State Farm | 7556_G_1 | 7556 | G | 1 |  | Combustion Turbine | MIS_IL | Illinois | McLean | 1.7 | 1996 | 2030 |  |  |  | 0.69077 | Default Emission Factor
State Farm | 7556_G_2 | 7556 | G | 2 |  | Combustion Turbine | MIS_IL | Illinois | McLean | 1.7 | 1996 | 2030 |  |  |  | 0.69077 | Default Emission Factor
State Farm | 7556_G_3 | 7556 | G | 3 |  | Combustion Turbine | MIS_IL | Illinois | McLean | 1.7 | 1996 | 2030 |  |  |  | 0.69077 | Default Emission Factor
Panora | 7584_G_1 | 7584 | G | 1 |  | Combustion Turbine | MIS_IA | Iowa | GUTHRIE | 1.5 | 1988 | 9999 |  |  |  | 0.69077 | Default Emission Factor
Panora | 7584_G_2 | 7584 | G | 2 |  | Combustion Turbine | MIS_IA | Iowa | GUTHRIE | 1 | 1988 | 9999 |  |  |  | 0.69077 | Default Emission Factor
Panora | 7584_G_3 | 7584 | G | 3 |  | Combustion Turbine | MIS_IA | Iowa | GUTHRIE | 2 | 1993 | 9999 |  |  |  | 0.69077 | Default Emission Factor
Prospect Municipal | 7603_G_1 | 7603 | G | 1 |  | Combustion Turbine | PJM_ATSI | Ohio | Marion | 1.8 | 1998 | 9999 |  |  |  | 0.69077 | Default Emission Factor
St Francis Energy Facility | 7604_G_1 | 7604 | G | 1 | 3135 | Combined Cycle | S_D_AECI | Missouri | Dunklin | 207 | 1999 | 9999 | 2019 | 16.3188 | 487216 | 0.067287 | NEI 2019
St Francis Energy Facility | 7604_G_2 | 7604 | G | 2 | 3136 | Combined Cycle | S_D_AECI | Missouri | Dunklin | 218 | 2001 | 9999 | 2019 | 17.3951 | 514871 | 0.067287 | NEI 2019
River Road Gen Plant | 7605_G_1 | 7605 | G | 1 | 3137 | Combined Cycle | WECC_PNW | Washington | Clark | 220 | 1997 | 9999 | 2019 | 8.625 | 1746286 | 0.009878 | NEI 2019
Washington County Cogeneration Facility | 7697_G_1 | 7697 | G | 1 | 3139 | Combined Cycle | S_SOU | Alabama | Washington | 75 | 1999 | 9999 | 2019 | 29.2523 | 630659 | 0.071007 | NEI 2019
Washington County Cogeneration Facility | 7697_G_2 | 7697 | G | 2 | 3139 | Combined Cycle | S_SOU | Alabama | Washington | 25 | 1999 | 9999 |  |  |  | 0.071007 | NEI 2019
General Electric Plastic | 7698_G_1 | 7698 | G | 1 | 3140 | Combined Cycle | S_SOU | Alabama | Lowndes | 80 | 1999 | 9999 | 2019 | 6.81 | 387203 | 0.033385 | NEI 2019
General Electric Plastic | 7698_G_2 | 7698 | G | 2 | 3140 | Combined Cycle | S_SOU | Alabama | Lowndes | 12 | 1999 | 9999 |  |  |  | 0.033385 | NEI 2019
Tiger Bay | 7699_G_CT1 | 7699 | G | CT1 | 3141 | Combined Cycle | FRCC | Florida | Polk | 130 | 1997 | 9999 | 2019 | 16.8998 | 711281 | 0.047519 | NEI 2019
Tiger Bay | 7699_G_CW1 | 7699 | G | CW1 | 3141 | Combined Cycle | FRCC | Florida | Polk | 70 | 1997 | 9999 |  |  |  | 0.047519 | NEI 2019
Dahlberg | 7709_G_1 | 7709 | G | 1 | 3178 | Combustion Turbine | S_SOU | Georgia | Jackson | 74.8 | 2000 | 9999 |  |  |  | 0.088964 | Default Emission Factor
Dahlberg | 7709_G_10 | 7709 | G | 10 | 3179 | Combustion Turbine | S_SOU | Georgia | Jackson | 75.2 | 2001 | 9999 |  |  |  | 0.088964 | Default Emission Factor
Dahlberg | 7709_G_2 | 7709 | G | 2 | 3186 | Combustion Turbine | S_SOU | Georgia | Jackson | 74 | 2000 | 9999 |  |  |  | 0.088964 | Default Emission Factor
Dahlberg | 7709_G_3 | 7709 | G | 3 | 3187 | Combustion Turbine | S_SOU | Georgia | Jackson | 74.7 | 2000 | 9999 |  |  |  | 0.088964 | Default Emission Factor
Dahlberg | 7709_G_4 | 7709 | G | 4 | 3188 | Combustion Turbine | S_SOU | Georgia | Jackson | 73.5 | 2000 | 9999 |  |  |  | 0.088964 | Default Emission Factor
Dahlberg | 7709_G_5 | 7709 | G | 5 | 3189 | Combustion Turbine | S_SOU | Georgia | Jackson | 74.7 | 2000 | 9999 |  |  |  | 0.088964 | Default Emission Factor
Dahlberg | 7709_G_6 | 7709 | G | 6 | 3190 | Combustion Turbine | S_SOU | Georgia | Jackson | 74.9 | 2000 | 9999 |  |  |  | 0.088964 | Default Emission Factor
Dahlberg | 7709_G_7 | 7709 | G | 7 | 3191 | Combustion Turbine | S_SOU | Georgia | Jackson | 75 | 2000 | 9999 |  |  |  | 0.088964 | Default Emission Factor
Dahlberg | 7709_G_8 | 7709 | G | 8 | 3192 | Combustion Turbine | S_SOU | Georgia | Jackson | 74 | 2000 | 9999 |  |  |  | 0.088964 | Default Emission Factor
Dahlberg | 7709_G_9 | 7709 | G | 9 | 3193 | Combustion Turbine | S_SOU | Georgia | Jackson | 76.1 | 2001 | 9999 |  |  |  | 0.088964 | Default Emission Factor
H Allen Franklin Combined Cycle | 7710_G_CT1A | 7710 | G | CT1A | 3285 | Combined Cycle | S_SOU | Alabama | Lee | 177.5 | 2002 | 9999 | 2019 | 11.79 | 1305248 | 0.011544 | NEI 2019
H Allen Franklin Combined Cycle | 7710_G_CT1B | 7710 | G | CT1B | 3286 | Combined Cycle | S_SOU | Alabama | Lee | 177.5 | 2002 | 9999 | 2019 | 11.91 | 2800721 | 0.011544 | NEI 2019
H Allen Franklin Combined Cycle | 7710_G_CT2A | 7710 | G | CT2A | 3287 | Combined Cycle | S_SOU | Alabama | Lee | 177.8 | 2002 | 9999 | 2019 | 12.6 | 1316757 | 0.011733 | NEI 2019
H Allen Franklin Combined Cycle | 7710_G_CT2B | 7710 | G | CT2B | 3288 | Combined Cycle | S_SOU | Alabama | Lee | 177.8 | 2002 | 9999 | 2019 | 12.28 | 2924192 | 0.011733 | NEI 2019
H Allen Franklin Combined Cycle | 7710_G_CT3A | 7710 | G | CT3A | 3289 | Combined Cycle | S_SOU | Alabama | Lee | 182.6 | 2008 | 9999 | 2019 | 12.12 | 1268212 | 0.011663 | NEI 2019
H Allen Franklin Combined Cycle | 7710_G_CT3B | 7710 | G | CT3B | 3290 | Combined Cycle | S_SOU | Alabama | Lee | 182.6 | 2008 | 9999 | 2019 | 11.88 | 2847506 | 0.011663 | NEI 2019
H Allen Franklin Combined Cycle | 7710_G_ST1 | 7710 | G | ST1 | 3285 | Combined Cycle | S_SOU | Alabama | Lee | 240 | 2002 | 9999 |  |  |  | 0.011544 | NEI 2019
H Allen Franklin Combined Cycle | 7710_G_ST2 | 7710 | G | ST2 | 3287 | Combined Cycle | S_SOU | Alabama | Lee | 293 | 2002 | 9999 |  |  |  | 0.011733 | NEI 2019
H Allen Franklin Combined Cycle | 7710_G_ST3 | 7710 | G | ST3 | 3289 | Combined Cycle | S_SOU | Alabama | Lee | 293 | 2008 | 9999 |  |  |  | 0.011663 | NEI 2019
Pea Ridge | 7715_G_1 | 7715 | G | 1 |  | Combustion Turbine | S_SOU | Florida | Santa Rosa | 4 | 1998 | 2025 |  |  |  | 0.088964 | Default Emission Factor
Pea Ridge | 7715_G_2 | 7715 | G | 2 |  | Combustion Turbine | S_SOU | Florida | Santa Rosa | 4 | 1998 | 2025 |  |  |  | 0.088964 | Default Emission Factor
Pea Ridge | 7715_G_3 | 7715 | G | 3 |  | Combustion Turbine | S_SOU | Florida | Santa Rosa | 4 | 1998 | 2025 |  |  |  | 0.088964 | Default Emission Factor
Meridian | 7719_G_1 | 7719 | G | 1 |  | Combustion Turbine | S_C_TVA | Mississippi | Lauderdale | 1.8 | 1998 | 9999 |  |  |  | 0.69077 | Default Emission Factor
Meridian | 7719_G_2 | 7719 | G | 2 |  | Combustion Turbine | S_C_TVA | Mississippi | Lauderdale | 1.8 | 1998 | 9999 |  |  |  | 0.69077 | Default Emission Factor
Meridian | 7719_G_3 | 7719 | G | 3 |  | Combustion Turbine | S_C_TVA | Mississippi | Lauderdale | 1.8 | 1998 | 9999 |  |  |  | 0.69077 | Default Emission Factor
Meridian | 7719_G_4 | 7719 | G | 4 |  | Combustion Turbine | S_C_TVA | Mississippi | Lauderdale | 1.8 | 1998 | 9999 |  |  |  | 0.69077 | Default Emission Factor
Meridian | 7719_G_5 | 7719 | G | 5 |  | Combustion Turbine | S_C_TVA | Mississippi | Lauderdale | 1.8 | 1998 | 9999 |  |  |  | 0.69077 | Default Emission Factor
Theodore Cogen Facility | 7721_G_1 | 7721 | G | 1 | 3151 | Combined Cycle | S_SOU | Alabama | Mobile | 166.3 | 2000 | 9999 | 2019 | 32.63 | 1199611 | 0.042054 | NEI 2019
Theodore Cogen Facility | 7721_G_2 | 7721 | G | 2 | 3151 | Combined Cycle | S_SOU | Alabama | Mobile | 64.7 | 2000 | 9999 |  |  |  | 0.042054 | NEI 2019
Coffin Butte | 7725_G_1 | 7725 | G | 1 |  | Landfill Gas | WECC_PNW | Oregon | Benton | 0.8 | 1995 | 9999 |  |  |  | 0.056969 | Default Emission Factor
Coffin Butte | 7725_G_2 | 7725 | G | 2 |  | Landfill Gas | WECC_PNW | Oregon | Benton | 0.8 | 1995 | 9999 |  |  |  | 0.056969 | Default Emission Factor
Coffin Butte | 7725_G_3 | 7725 | G | 3 |  | Landfill Gas | WECC_PNW | Oregon | Benton | 0.8 | 1995 | 9999 |  |  |  | 0.056969 | Default Emission Factor
Coffin Butte | 7725_G_4 | 7725 | G | 4 |  | Landfill Gas | WECC_PNW | Oregon | Benton | 1.5 | 2007 | 9999 |  |  |  | 0.056969 | Default Emission Factor
Coffin Butte | 7725_G_5 | 7725 | G | 5 |  | Landfill Gas | WECC_PNW | Oregon | Benton | 1.5 | 2007 | 9999 |  |  |  | 0.056969 | Default Emission Factor
Essex | 7749_G_1 | 7749 | G | 1 | 3152 | Combustion Turbine | S_D_AECI | Missouri | Stoddard | 98 | 1999 | 9999 |  |  |  | 0.088964 | Default Emission Factor
Nodaway | 7754_G_1 | 7754 | G | 1 | 3153 | Combustion Turbine | S_D_AECI | Missouri | Nodaway | 84 | 1999 | 9999 |  |  |  | 0.088964 | Default Emission Factor
Nodaway | 7754_G_2 | 7754 | G | 2 | 3154 | Combustion Turbine | S_D_AECI | Missouri | Nodaway | 91 | 1999 | 9999 |  |  |  | 0.088964 | Default Emission Factor
Chouteau | 7757_G_1 | 7757 | G | 1 | 3155 | Combined Cycle | S_D_AECI | Oklahoma | Mayes | 149 | 2000 | 9999 | 2019 | 37.9879 | 2147836 | 0.045835 | NEI 2019
Chouteau | 7757_G_2 | 7757 | G | 2 | 3156 | Combined Cycle | S_D_AECI | Oklahoma | Mayes | 154 | 2000 | 9999 | 2019 | 35.1434 | 1043244 | 0.045835 | NEI 2019
Chouteau | 7757_G_3 | 7757 | G | 3 | 3155 | Combined Cycle | S_D_AECI | Oklahoma | Mayes | 149 | 2000 | 9999 |  |  |  | 0.045835 | NEI 2019
Chouteau | 7757_G_4 | 7757 | G | 4 | 90618 | Combined Cycle | S_D_AECI | Oklahoma | Mayes | 151 | 2011 | 9999 | 2019 | 11.47 | 2438474 | 0.011453 | NEI 2019
Chouteau | 7757_G_5 | 7757 | G | 5 | 90617 | Combined Cycle | S_D_AECI | Oklahoma | Mayes | 150 | 2011 | 9999 | 2019 | 8.99 | 1134288 | 0.011453 | NEI 2019
Chouteau | 7757_G_6 | 7757 | G | 6 | 90617 | Combined Cycle | S_D_AECI | Oklahoma | Mayes | 143 | 2011 | 9999 |  |  |  | 0.011453 | NEI 2019
South Plant | 7758_G_1 | 7758 | G | 1 |  | Combustion Turbine | MIS_MIDA | Iowa | Bremer | 1.9 | 2000 | 9999 |  |  |  | 0.69077 | Default Emission Factor
South Plant | 7758_G_2 | 7758 | G | 2 |  | Combustion Turbine | MIS_MIDA | Iowa | Bremer | 1.9 | 2000 | 9999 |  |  |  | 0.69077 | Default Emission Factor
South Plant | 7758_G_3 | 7758 | G | 3 |  | Combustion Turbine | MIS_MIDA | Iowa | Bremer | 1.9 | 2000 | 9999 |  |  |  | 0.69077 | Default Emission Factor
South Plant | 7758_G_4 | 7758 | G | 4 |  | Combustion Turbine | MIS_MIDA | Iowa | Bremer | 1.9 | 2000 | 9999 |  |  |  | 0.69077 | Default Emission Factor
South Plant | 7758_G_5 | 7758 | G | 5 |  | Combustion Turbine | MIS_MIDA | Iowa | Bremer | 1.9 | 2000 | 9999 |  |  |  | 0.69077 | Default Emission Factor
South Plant | 7758_G_6 | 7758 | G | 6 |  | Combustion Turbine | MIS_MIDA | Iowa | Bremer | 1.9 | 2000 | 9999 |  |  |  | 0.69077 | Default Emission Factor
Georgetown | 7759_G_GT1 | 7759 | G | GT1 | 3163 | Combustion Turbine | MIS_INKY | Indiana | Marion | 69 | 2000 | 9999 |  |  |  | 0.088964 | Default Emission Factor
Georgetown | 7759_G_GT2 | 7759 | G | GT2 | 3164 | Combustion Turbine | MIS_INKY | Indiana | Marion | 69 | 2000 | 9999 |  |  |  | 0.088964 | Default Emission Factor
Georgetown | 7759_G_GT3 | 7759 | G | GT3 | 3165 | Combustion Turbine | MIS_INKY | Indiana | Marion | 69 | 2000 | 9999 |  |  |  | 0.088964 | Default Emission Factor
Georgetown | 7759_G_GT4 | 7759 | G | GT4 | 3166 | Combustion Turbine | MIS_INKY | Indiana | Marion | 69 | 2001 | 9999 |  |  |  | 0.088964 | Default Emission Factor
Tilton | 7760_G_1 | 7760 | G | 1 | 3167 | Combustion Turbine | MIS_IL | Illinois | Vermilion | 45.1 | 1999 | 2045 |  |  |  | 0.088964 | Default Emission Factor
Tilton | 7760_G_2 | 7760 | G | 2 | 3168 | Combustion Turbine | MIS_IL | Illinois | Vermilion | 45.2 | 1999 | 2045 |  |  |  | 0.088964 | Default Emission Factor
Tilton | 7760_G_3 | 7760 | G | 3 | 3169 | Combustion Turbine | MIS_IL | Illinois | Vermilion | 45.1 | 1999 | 2045 |  |  |  | 0.088964 | Default Emission Factor
Tilton | 7760_G_4 | 7760 | G | 4 | 3170 | Combustion Turbine | MIS_IL | Illinois | Vermilion | 45 | 1999 | 2045 |  |  |  | 0.088964 | Default Emission Factor
Henry County | 7763_G_1 | 7763 | G | 1 | 3173 | Combustion Turbine | MIS_INKY | Indiana | Henry | 43 | 2001 | 9999 | 2019 | 3.2626 | 79540.6667 | 0.082037 | NEI 2019
Henry County | 7763_G_2 | 7763 | G | 2 | 3174 | Combustion Turbine | MIS_INKY | Indiana | Henry | 43 | 2001 | 9999 | 2019 | 1.3479 | 79540.6667 | 0.033891 | NEI 2019
Henry County | 7763_G_3 | 7763 | G | 3 | 3175 | Combustion Turbine | MIS_INKY | Indiana | Henry | 43 | 2001 | 9999 | 2019 | 1.358 | 79540.6667 | 0.034146 | NEI 2019
MPC Generating | 7764_G_1 | 7764 | G | 1 | 3176 | Combustion Turbine | S_SOU | Georgia | Walton | 147.5 | 2000 | 9999 |  |  |  | 0.088964 | Default Emission Factor
MPC Generating | 7764_G_2 | 7764 | G | 2 | 3177 | Combustion Turbine | S_SOU | Georgia | Walton | 155 | 2001 | 9999 |  |  |  | 0.088964 | Default Emission Factor
Erie Energy Center | 7766_G_1 | 7766 | G | 1 |  | Combustion Turbine | SPP_N | Kansas | Neosho | 2.5 | 1999 | 9999 |  |  |  | 0.69077 | Default Emission Factor
Erie Energy Center | 7766_G_2 | 7766 | G | 2 |  | Combustion Turbine | SPP_N | Kansas | Neosho | 2.5 | 1999 | 9999 |  |  |  | 0.69077 | Default Emission Factor
Erie Energy Center | 7766_G_3 | 7766 | G | 3 |  | Combustion Turbine | SPP_N | Kansas | Neosho | 2.5 | 1999 | 9999 |  |  |  | 0.69077 | Default Emission Factor
Erie Energy Center | 7766_G_4 | 7766 | G | 4 |  | Combustion Turbine | SPP_N | Kansas | Neosho | 2.5 | 1999 | 9999 |  |  |  | 0.69077 | Default Emission Factor
Erie Energy Center | 7766_G_5 | 7766 | G | 5 |  | Combustion Turbine | SPP_N | Kansas | Neosho | 2.5 | 1999 | 9999 |  |  |  | 0.69077 | Default Emission Factor
Erie Energy Center | 7766_G_6 | 7766 | G | 6 |  | Combustion Turbine | SPP_N | Kansas | Neosho | 2.5 | 1999 | 9999 |  |  |  | 0.69077 | Default Emission Factor
Erie Energy Center | 7766_G_7 | 7766 | G | 7 |  | Combustion Turbine | SPP_N | Kansas | Neosho | 2.5 | 1999 | 9999 |  |  |  | 0.69077 | Default Emission Factor
Erie Energy Center | 7766_G_8 | 7766 | G | 8 |  | Combustion Turbine | SPP_N | Kansas | Neosho | 2.5 | 1999 | 9999 |  |  |  | 0.69077 | Default Emission Factor
Bloomington Power Plant | 7767_G_1 | 7767 | G | 1 |  | Combustion Turbine | WECC_UT | Utah | Washington | 1.5 | 1999 | 9999 |  |  |  | 0.69077 | Default Emission Factor
Bloomington Power Plant | 7767_G_2 | 7767 | G | 2 |  | Combustion Turbine | WECC_UT | Utah | Washington | 1.5 | 1999 | 9999 |  |  |  | 0.69077 | Default Emission Factor
Bloomington Power Plant | 7767_G_3 | 7767 | G | 3 |  | Combustion Turbine | WECC_UT | Utah | Washington | 1.5 | 1999 | 9999 |  |  |  | 0.69077 | Default Emission Factor
Bloomington Power Plant | 7767_G_4 | 7767 | G | 4 |  | Combustion Turbine | WECC_UT | Utah | Washington | 1.5 | 1999 | 9999 |  |  |  | 0.69077 | Default Emission Factor
Bloomington Power Plant | 7767_G_5 | 7767 | G | 5 |  | Combustion Turbine | WECC_UT | Utah | Washington | 1.5 | 1999 | 9999 |  |  |  | 0.69077 | Default Emission Factor
Bloomington Power Plant | 7767_G_6 | 7767 | G | 6 |  | Combustion Turbine | WECC_UT | Utah | Washington | 1.5 | 1999 | 9999 |  |  |  | 0.69077 | Default Emission Factor
Sowega Power | 7768_G_CTG2 | 7768 | G | CTG2 | 3194 | Combustion Turbine | S_SOU | Georgia | Mitchell | 48.5 | 1999 | 9999 |  |  |  | 0.088964 | Default Emission Factor
Sowega Power | 7768_G_CTG3 | 7768 | G | CTG3 | 3195 | Combustion Turbine | S_SOU | Georgia | Mitchell | 48.5 | 1999 | 9999 |  |  |  | 0.088964 | Default Emission Factor
1515 S Caron Road | 7770_G_GT1 | 7770 | G | GT1 |  | Combustion Turbine | PJM_COMD | Illinois | Ogle | 3 | 2000 | 2045 |  |  |  | 0.088964 | Default Emission Factor
Cleveland Peaking | 7774_G_1 | 7774 | G | 1 |  | Combustion Turbine | PJM_ATSI | Ohio | Cuyahoga | 1.8 | 2000 | 9999 |  |  |  | 0.69077 | Default Emission Factor
Cleveland Peaking | 7774_G_2 | 7774 | G | 2 |  | Combustion Turbine | PJM_ATSI | Ohio | Cuyahoga | 1.8 | 2000 | 9999 |  |  |  | 0.69077 | Default Emission Factor
Cleveland Peaking | 7774_G_3 | 7774 | G | 3 |  | Combustion Turbine | PJM_ATSI | Ohio | Cuyahoga | 1.8 | 2000 | 9999 |  |  |  | 0.69077 | Default Emission Factor
Cleveland Peaking | 7774_G_4 | 7774 | G | 4 |  | Combustion Turbine | PJM_ATSI | Ohio | Cuyahoga | 1.8 | 2000 | 9999 |  |  |  | 0.69077 | Default Emission Factor
Cleveland Peaking | 7774_G_5 | 7774 | G | 5 |  | Combustion Turbine | PJM_ATSI | Ohio | Cuyahoga | 1.8 | 2000 | 9999 |  |  |  | 0.69077 | Default Emission Factor
Cleveland Peaking | 7774_G_6 | 7774 | G | 6 |  | Combustion Turbine | PJM_ATSI | Ohio | Cuyahoga | 1.8 | 2000 | 9999 |  |  |  | 0.69077 | Default Emission Factor
Versailles Peaking | 7775_G_1 | 7775 | G | 1 |  | Combustion Turbine | PJM_West | Ohio | Darke | 1.8 | 1999 | 9999 |  |  |  | 0.69077 | Default Emission Factor
Versailles Peaking | 7775_G_2 | 7775 | G | 2 |  | Combustion Turbine | PJM_West | Ohio | Darke | 1.8 | 1999 | 9999 |  |  |  | 0.69077 | Default Emission Factor
Versailles Peaking | 7775_G_3 | 7775 | G | 3 |  | Combustion Turbine | PJM_West | Ohio | Darke | 1.8 | 1999 | 9999 |  |  |  | 0.69077 | Default Emission Factor
Napoleon Peaking | 7776_G_4 | 7776 | G | 4 |  | Combustion Turbine | PJM_ATSI | Ohio | Henry | 1.8 | 1999 | 9999 |  |  |  | 0.69077 | Default Emission Factor
Napoleon Peaking | 7776_G_5 | 7776 | G | 5 |  | Combustion Turbine | PJM_ATSI | Ohio | Henry | 1.8 | 1999 | 9999 |  |  |  | 0.69077 | Default Emission Factor
Napoleon Peaking | 7776_G_6 | 7776 | G | 6 |  | Combustion Turbine | PJM_ATSI | Ohio | Henry | 1.8 | 1999 | 9999 |  |  |  | 0.69077 | Default Emission Factor
Dover Peaking | 7777_G_1 | 7777 | G | 1 |  | Combustion Turbine | PJM_West | Ohio | Tuscarawas | 1.8 | 1999 | 9999 |  |  |  | 0.69077 | Default Emission Factor
Dover Peaking | 7777_G_2 | 7777 | G | 2 |  | Combustion Turbine | PJM_West | Ohio | Tuscarawas | 1.8 | 1999 | 9999 |  |  |  | 0.69077 | Default Emission Factor
Dover Peaking | 7777_G_3 | 7777 | G | 3 |  | Combustion Turbine | PJM_West | Ohio | Tuscarawas | 1.8 | 1999 | 9999 |  |  |  | 0.69077 | Default Emission Factor
Dover Peaking | 7777_G_4 | 7777 | G | 4 |  | Combustion Turbine | PJM_West | Ohio | Tuscarawas | 1.8 | 1999 | 9999 |  |  |  | 0.69077 | Default Emission Factor
Dover Peaking | 7777_G_5 | 7777 | G | 5 |  | Combustion Turbine | PJM_West | Ohio | Tuscarawas | 1.8 | 1999 | 9999 |  |  |  | 0.69077 | Default Emission Factor
Dover Peaking | 7777_G_6 | 7777 | G | 6 |  | Combustion Turbine | PJM_West | Ohio | Tuscarawas | 1.8 | 1999 | 9999 |  |  |  | 0.69077 | Default Emission Factor
Orrville Peaking | 7778_G_1 | 7778 | G | 1 |  | Combustion Turbine | PJM_West | Ohio | Wayne | 1.8 | 1999 | 9999 |  |  |  | 0.69077 | Default Emission Factor
Orrville Peaking | 7778_G_2 | 7778 | G | 2 |  | Combustion Turbine | PJM_West | Ohio | Wayne | 1.8 | 1999 | 9999 |  |  |  | 0.69077 | Default Emission Factor
Orrville Peaking | 7778_G_3 | 7778 | G | 3 |  | Combustion Turbine | PJM_West | Ohio | Wayne | 1.8 | 1999 | 9999 |  |  |  | 0.69077 | Default Emission Factor
Bryan Peaking | 7779_G_1 | 7779 | G | 1 |  | Combustion Turbine | PJM_ATSI | Ohio | Williams | 1.8 | 1999 | 9999 |  |  |  | 0.69077 | Default Emission Factor
Bryan Peaking | 7779_G_2 | 7779 | G | 2 |  | Combustion Turbine | PJM_ATSI | Ohio | Williams | 1.8 | 1999 | 9999 |  |  |  | 0.69077 | Default Emission Factor
Bryan Peaking | 7779_G_3 | 7779 | G | 3 |  | Combustion Turbine | PJM_ATSI | Ohio | Williams | 1.8 | 1999 | 9999 |  |  |  | 0.69077 | Default Emission Factor
Bryan Peaking | 7779_G_4 | 7779 | G | 4 |  | Combustion Turbine | PJM_ATSI | Ohio | Williams | 1.8 | 1999 | 9999 |  |  |  | 0.69077 | Default Emission Factor
Bryan Peaking | 7779_G_5 | 7779 | G | 5 |  | Combustion Turbine | PJM_ATSI | Ohio | Williams | 1.8 | 1999 | 9999 |  |  |  | 0.69077 | Default Emission Factor
Bryan Peaking | 7779_G_6 | 7779 | G | 6 |  | Combustion Turbine | PJM_ATSI | Ohio | Williams | 1.8 | 1999 | 9999 |  |  |  | 0.69077 | Default Emission Factor
Jackson Cntr Peaking | 7780_G_1 | 7780 | G | 1 |  | Combustion Turbine | PJM_West | Ohio | Shelby | 1.8 | 1999 | 9999 |  |  |  | 0.69077 | Default Emission Factor
Arcanum Peaking | 7781_G_1 | 7781 | G | 1 |  | Combustion Turbine | PJM_West | Ohio | Darke | 1.8 | 1999 | 9999 |  |  |  | 0.69077 | Default Emission Factor
Hamilton Peaking | 7782_G_1 | 7782 | G | 1 | 3225 | Combustion Turbine | PJM_West | Ohio | Butler | 29 | 2000 | 9999 |  |  |  | 0.088964 | Default Emission Factor
Bowling Green Peaking | 7783_G_1 | 7783 | G | 1 | 3226 | Combustion Turbine | PJM_ATSI | Ohio | Wood | 29 | 2000 | 9999 |  |  |  | 0.088964 | Default Emission Factor
Allegany Cogen | 7784_G_1 | 7784 | G | 1 | 3562 | Combined Cycle | NY_Z_B | New York | Allegany | 40 | 1994 | 9999 | 2019 | 0.0505 | 17817 | 0.005669 | NEI 2019
Allegany Cogen | 7784_G_2 | 7784 | G | 2 | 3562 | Combined Cycle | NY_Z_B | New York | Allegany | 20 | 1994 | 9999 |  |  |  | 0.005669 | NEI 2019
Montpelier | 7791_G_1 | 7791 | G | 1 |  | Combustion Turbine | PJM_ATSI | Ohio | Williams | 1.8 | 2000 | 9999 |  |  |  | 0.69077 | Default Emission Factor
Montpelier | 7791_G_2 | 7791 | G | 2 |  | Combustion Turbine | PJM_ATSI | Ohio | Williams | 1.8 | 2000 | 9999 |  |  |  | 0.69077 | Default Emission Factor
Montpelier | 7791_G_3 | 7791 | G | 3 |  | Combustion Turbine | PJM_ATSI | Ohio | Williams | 1.8 | 2000 | 9999 |  |  |  | 0.69077 | Default Emission Factor
Montpelier | 7791_G_4 | 7791 | G | 4 |  | Combustion Turbine | PJM_ATSI | Ohio | Williams | 1.8 | 2000 | 9999 |  |  |  | 0.69077 | Default Emission Factor
Montpelier | 7791_G_5 | 7791 | G | 5 |  | Combustion Turbine | PJM_ATSI | Ohio | Williams | 1.8 | 2000 | 9999 |  |  |  | 0.69077 | Default Emission Factor
Montpelier | 7791_G_6 | 7791 | G | 6 |  | Combustion Turbine | PJM_ATSI | Ohio | Williams | 1.8 | 2000 | 9999 |  |  |  | 0.69077 | Default Emission Factor
Custer Energy Center | 7795_G_1 | 7795 | G | 1 |  | Combustion Turbine | MIS_WUMS | Wisconsin | Manitowoc | 22 | 1999 | 9999 |  |  |  | 0.088964 | Default Emission Factor
Dominion/Lo Mar | 7797_G_DOM1 | 7797 | G | DOM1 |  | Combustion Turbine | PJM_Dom | Virginia | Prince William | 9 | 1997 | 9999 |  |  |  | 0.12949 | Default Emission Factor
Dominion/Lo Mar | 7797_G_DOM2 | 7797 | G | DOM2 |  | Combustion Turbine | PJM_Dom | Virginia | Prince William | 1.7 | 1997 | 9999 |  |  |  | 0.69077 | Default Emission Factor
Dominion/Lo Mar | 7797_G_LOM1 | 7797 | G | LOM1 |  | Combustion Turbine | PJM_Dom | Virginia | Prince William | 1.7 | 1997 | 9999 |  |  |  | 0.69077 | Default Emission Factor
Dominion/Lo Mar | 7797_G_LOM2 | 7797 | G | LOM2 |  | Combustion Turbine | PJM_Dom | Virginia | Prince William | 1.7 | 1997 | 9999 |  |  |  | 0.69077 | Default Emission Factor
Dominion/Lo Mar | 7797_G_LOM3 | 7797 | G | LOM3 |  | Combustion Turbine | PJM_Dom | Virginia | Prince William | 1.7 | 1997 | 9999 |  |  |  | 0.69077 | Default Emission Factor
Gateway Gen | 7798_G_1 | 7798 | G | 1 |  | Combustion Turbine | PJM_Dom | Virginia | Prince William | 1.7 | 1996 | 9999 |  |  |  | 0.69077 | Default Emission Factor
Gateway Gen | 7798_G_2 | 7798 | G | 2 |  | Combustion Turbine | PJM_Dom | Virginia | Prince William | 1.7 | 2009 | 9999 |  |  |  | 0.69077 | Default Emission Factor
West Marinette 34 | 7799_G_34 | 7799 | G | 34 | 2612 | Combustion Turbine | MIS_WUMS | Wisconsin | Marinette | 70.4 | 2000 | 9999 | 2019 | 3.5434 | 84614 | 0.083754 | NEI 2019
Sherwood H Smith Jr Energy Complex | 7805_G_001 | 7805 | G | 001 | 3235 | Combustion Turbine | S_VACA | North Carolina | Richmond | 157 | 2001 | 9999 | 2019 | 11.9329 | 337190.2467 | 0.070779 | NEI 2019
Sherwood H Smith Jr Energy Complex | 7805_G_002 | 7805 | G | 002 | 3236 | Combustion Turbine | S_VACA | North Carolina | Richmond | 156 | 2001 | 9999 | 2019 | 12.0264 | 335042.5381 | 0.07179 | NEI 2019
Sherwood H Smith Jr Energy Complex | 7805_G_003 | 7805 | G | 003 | 3237 | Combustion Turbine | S_VACA | North Carolina | Richmond | 155 | 2001 | 9999 | 2019 | 9.4667 | 332894.8295 | 0.056875 | NEI 2019
Sherwood H Smith Jr Energy Complex | 7805_G_004 | 7805 | G | 004 | 3238 | Combustion Turbine | S_VACA | North Carolina | Richmond | 159 | 2001 | 9999 | 2019 | 13.212 | 341485.6639 | 0.077379 | NEI 2019
Sherwood H Smith Jr Energy Complex | 7805_G_10 | 7805 | G | 10 | 90495 | Combined Cycle | S_VACA | North Carolina | Richmond | 175 | 2011 | 9999 | 2019 | 32.1499 | 1203382 | 0.032889 | NEI 2019
Sherwood H Smith Jr Energy Complex | 7805_G_6 | 7805 | G | 6 | 3240 | Combustion Turbine | S_VACA | North Carolina | Richmond | 145 | 2002 | 9999 | 2019 | 10.6944 | 311417.7438 | 0.068682 | NEI 2019
Sherwood H Smith Jr Energy Complex | 7805_G_7 | 7805 | G | 7 | 3241 | Combined Cycle | S_VACA | North Carolina | Richmond | 154 | 2002 | 9999 | 2019 | 25.1608 | 2560017 | 0.023672 | NEI 2019
Sherwood H Smith Jr Energy Complex | 7805_G_8 | 7805 | G | 8 | 3242 | Combined Cycle | S_VACA | North Carolina | Richmond | 153 | 2002 | 9999 | 2019 | 19.1653 | 1184949 | 0.023672 | NEI 2019
Sherwood H Smith Jr Energy Complex | 7805_G_9 | 7805 | G | 9 | 90494 | Combined Cycle | S_VACA | North Carolina | Richmond | 174 | 2011 | 9999 | 2019 | 33.4567 | 2786175 | 0.032889 | NEI 2019
Sherwood H Smith Jr Energy Complex | 7805_G_ST4 | 7805 | G | ST4 | 3241 | Combined Cycle | S_VACA | North Carolina | Richmond | 169 | 2002 | 9999 |  |  |  | 0.023672 | NEI 2019
Sherwood H Smith Jr Energy Complex | 7805_G_ST5 | 7805 | G | ST5 | 90494 | Combined Cycle | S_VACA | North Carolina | Richmond | 248 | 2011 | 9999 |  |  |  | 0.032889 | NEI 2019
Pine Street | 7806_G_7 | 7806 | G | 7 |  | Combustion Turbine | MIS_LMI | Michigan | Huron | 4.4 | 2019 | 9999 |  |  |  | 0.086552 | Default Emission Factor
Pine Street | 7806_G_8 | 7806 | G | 8 |  | Combustion Turbine | MIS_LMI | Michigan | Huron | 3.3 | 2020 | 9999 |  |  |  | 0.086552 | Default Emission Factor
Argyle | 7810_G_5 | 7810 | G | 5 |  | Combustion Turbine | MIS_MNWI | Wisconsin | Lafayette | 2 | 2004 | 9999 |  |  |  | 0.69077 | Default Emission Factor
Sewell Creek Energy | 7813_G_1 | 7813 | G | 1 | 3243 | Combustion Turbine | S_SOU | Georgia | Polk | 97.2 | 2000 | 9999 |  |  |  | 0.088964 | Default Emission Factor
Sewell Creek Energy | 7813_G_2 | 7813 | G | 2 | 3244 | Combustion Turbine | S_SOU | Georgia | Polk | 92.8 | 2000 | 9999 |  |  |  | 0.088964 | Default Emission Factor
Sewell Creek Energy | 7813_G_3 | 7813 | G | 3 | 3245 | Combustion Turbine | S_SOU | Georgia | Polk | 129.8 | 2000 | 9999 |  |  |  | 0.088964 | Default Emission Factor
Sewell Creek Energy | 7813_G_4 | 7813 | G | 4 | 3246 | Combustion Turbine | S_SOU | Georgia | Polk | 131.3 | 2000 | 9999 |  |  |  | 0.088964 | Default Emission Factor
Webb Forging | 7814_G_1 | 7814 | G | 1 |  | Combustion Turbine | S_VACA | South Carolina | Union | 2.4 | 2003 | 9999 |  |  |  | 0.69077 | Default Emission Factor
Webb Forging | 7814_G_2 | 7814 | G | 2 |  | Combustion Turbine | S_VACA | South Carolina | Union | 2.4 | 2003 | 9999 |  |  |  | 0.69077 | Default Emission Factor
Alsey | 7818_G_1 | 7818 | G | 1 | 89336 | Combustion Turbine | MIS_IL | Illinois | Scott | 30 | 1999 | 2045 |  |  |  | 0.088964 | Default Emission Factor
Alsey | 7818_G_2 | 7818 | G | 2 | 89337 | Combustion Turbine | MIS_IL | Illinois | Scott | 30 | 1999 | 2045 |  |  |  | 0.088964 | Default Emission Factor
Alsey | 7818_G_3 | 7818 | G | 3 |  | Combustion Turbine | MIS_IL | Illinois | Scott | 18 | 1999 | 2045 |  |  |  | 0.088964 | Default Emission Factor
Alsey | 7818_G_4 | 7818 | G | 4 |  | Combustion Turbine | MIS_IL | Illinois | Scott | 18 | 1999 | 2045 |  |  |  | 0.088964 | Default Emission Factor
Alsey | 7818_G_5 | 7818 | G | 5 | 89338 | Combustion Turbine | MIS_IL | Illinois | Scott | 25 | 1999 | 2045 |  |  |  | 0.088964 | Default Emission Factor
Alsey | 7818_G_6 | 7818 | G | 6 | 91126 | Combustion Turbine | MIS_IL | Illinois | Scott | 42 | 2016 | 2045 |  |  |  | 0.088964 | Default Emission Factor
Rockwood | 7824_G_1 | 7824 | G | 1 |  | Combustion Turbine | WECC_IID | California | Imperial | 24.1 | 1979 | 9999 |  |  |  | 0.088964 | Default Emission Factor
Rockwood | 7824_G_2 | 7824 | G | 2 |  | Combustion Turbine | WECC_IID | California | Imperial | 23 | 1980 | 9999 |  |  |  | 0.12949 | Default Emission Factor
Fulton (AR) | 7825_G_1 | 7825 | G | 1 | 3247 | Combustion Turbine | SPP_WEST | Arkansas | Hempstead | 153 | 2001 | 9999 |  |  |  | 0.088964 | Default Emission Factor
Rowan | 7826_G_001 | 7826 | G | 001 | 3248 | Combustion Turbine | S_VACA | North Carolina | Rowan | 154 | 2001 | 9999 |  |  |  | 0.088964 | Default Emission Factor
Rowan | 7826_G_002 | 7826 | G | 002 | 3249 | Combustion Turbine | S_VACA | North Carolina | Rowan | 154 | 2001 | 9999 |  |  |  | 0.088964 | Default Emission Factor
Rowan | 7826_G_003 | 7826 | G | 003 | 3250 | Combustion Turbine | S_VACA | North Carolina | Rowan | 154 | 2001 | 9999 |  |  |  | 0.088964 | Default Emission Factor
Rowan | 7826_G_4 | 7826 | G | 4 | 3251 | Combined Cycle | S_VACA | North Carolina | Rowan | 155.5 | 2003 | 9999 | 2019 | 19.528 | 1357819 | 0.018728 | NEI 2019
Rowan | 7826_G_5 | 7826 | G | 5 | 3252 | Combined Cycle | S_VACA | North Carolina | Rowan | 155.5 | 2003 | 9999 | 2019 | 19.538 | 1357717 | 0.018728 | NEI 2019
Rowan | 7826_G_STG | 7826 | G | STG | 3251 | Combined Cycle | S_VACA | North Carolina | Rowan | 188 | 2003 | 9999 |  |  |  | 0.018728 | NEI 2019
Shelby North | 7827_G_1 | 7827 | G | 1 |  | Combustion Turbine | PJM_West | Ohio | Richland | 1.8 | 2000 | 9999 |  |  |  | 0.69077 | Default Emission Factor
Shelby South | 7828_G_1 | 7828 | G | 1 |  | Combustion Turbine | PJM_West | Ohio | Richland | 1.8 | 2000 | 9999 |  |  |  | 0.69077 | Default Emission Factor
Smarr Energy Center | 7829_G_1 | 7829 | G | 1 | 3255 | Combustion Turbine | S_SOU | Georgia | Monroe | 93.6 | 1999 | 9999 |  |  |  | 0.088964 | Default Emission Factor
Smarr Energy Center | 7829_G_2 | 7829 | G | 2 | 3256 | Combustion Turbine | S_SOU | Georgia | Monroe | 93.8 | 1999 | 9999 |  |  |  | 0.088964 | Default Emission Factor
Beaver Island | 7831_G_1 | 7831 | G | 1 |  | Combustion Turbine | MIS_LMI | Michigan | Charlevoix | 1 | 2000 | 9999 |  |  |  | 0.69077 | Default Emission Factor
Beaver Island | 7831_G_2 | 7831 | G | 2 |  | Combustion Turbine | MIS_LMI | Michigan | Charlevoix | 1 | 2000 | 9999 |  |  |  | 0.69077 | Default Emission Factor
Beaver Island | 7831_G_3 | 7831 | G | 3 |  | Combustion Turbine | MIS_LMI | Michigan | Charlevoix | 0.8 | 2001 | 9999 |  |  |  | 0.69077 | Default Emission Factor
Roosevelt Biogas 1 | 7832_G_1 | 7832 | G | 1 |  | Landfill Gas | WECC_PNW | Washington | Klickitat | 2.1 | 1999 | 9999 |  |  |  | 0.056969 | Default Emission Factor
Roosevelt Biogas 1 | 7832_G_2 | 7832 | G | 2 |  | Landfill Gas | WECC_PNW | Washington | Klickitat | 2.1 | 1999 | 9999 |  |  |  | 0.056969 | Default Emission Factor
Roosevelt Biogas 1 | 7832_G_3 | 7832 | G | 3 |  | Landfill Gas | WECC_PNW | Washington | Klickitat | 2.1 | 1999 | 9999 |  |  |  | 0.056969 | Default Emission Factor
Roosevelt Biogas 1 | 7832_G_4 | 7832 | G | 4 |  | Landfill Gas | WECC_PNW | Washington | Klickitat | 2.1 | 1999 | 9999 |  |  |  | 0.056969 | Default Emission Factor
Roosevelt Biogas 1 | 7832_G_5 | 7832 | G | 5 |  | Landfill Gas | WECC_PNW | Washington | Klickitat | 2.1 | 2000 | 9999 |  |  |  | 0.056969 | Default Emission Factor
Roosevelt Biogas 1 | 7832_G_7 | 7832 | G | 7 |  | Landfill Gas | WECC_PNW | Washington | Klickitat | 10 | 2011 | 9999 |  |  |  | 0.056969 | Default Emission Factor
Roosevelt Biogas 1 | 7832_G_8 | 7832 | G | 8 |  | Landfill Gas | WECC_PNW | Washington | Klickitat | 10 | 2011 | 9999 |  |  |  | 0.056969 | Default Emission Factor
Roosevelt Biogas 1 | 7832_G_9 | 7832 | G | 9 |  | Landfill Gas | WECC_PNW | Washington | Klickitat | 6 | 2011 | 9999 |  |  |  | 0.056969 | Default Emission Factor
John S Rainey | 7834_G_CT1A | 7834 | G | CT1A | 3260 | Combined Cycle | S_VACA | South Carolina | Anderson | 150 | 2001 | 9999 |  |  |  | 0.061263 | NEI 2019
John S Rainey | 7834_G_CT1B | 7834 | G | CT1B | 3261 | Combined Cycle | S_VACA | South Carolina | Anderson | 150 | 2001 | 9999 | 2017 | 113.1856 | 3695051 | 0.061263 | NEI 2019
John S Rainey | 7834_G_CT2A | 7834 | G | CT2A | 3262 | Combustion Turbine | S_VACA | South Carolina | Anderson | 146 | 2002 | 9999 |  |  |  | 0.088964 | Default Emission Factor
John S Rainey | 7834_G_CT2B | 7834 | G | CT2B | 3263 | Combustion Turbine | S_VACA | South Carolina | Anderson | 146 | 2002 | 9999 |  |  |  | 0.088964 | Default Emission Factor
John S Rainey | 7834_G_CT3A | 7834 | G | CT3A | 88287 | Combustion Turbine | S_VACA | South Carolina | Anderson | 75 | 2004 | 9999 |  |  |  | 0.088964 | Default Emission Factor
John S Rainey | 7834_G_CT3B | 7834 | G | CT3B | 88288 | Combustion Turbine | S_VACA | South Carolina | Anderson | 75 | 2004 | 9999 |  |  |  | 0.088964 | Default Emission Factor
John S Rainey | 7834_G_CT4A | 7834 | G | CT4A | 88289 | Combustion Turbine | S_VACA | South Carolina | Anderson | 75 | 2004 | 9999 |  |  |  | 0.088964 | Default Emission Factor
John S Rainey | 7834_G_ST1S | 7834 | G | ST1S | 3260 | Combined Cycle | S_VACA | South Carolina | Anderson | 160 | 2001 | 9999 |  |  |  | 0.061263 | NEI 2019
Essential Power Rock Springs LLC | 7835_G_1 | 7835 | G | 1 | 3264 | Combustion Turbine | PJM_EMAC | Maryland | Cecil | 164 | 2003 | 9999 |  |  |  | 0.088964 | Default Emission Factor
Essential Power Rock Springs LLC | 7835_G_2 | 7835 | G | 2 | 3265 | Combustion Turbine | PJM_EMAC | Maryland | Cecil | 163 | 2003 | 9999 |  |  |  | 0.088964 | Default Emission Factor
Essential Power Rock Springs LLC | 7835_G_3 | 7835 | G | 3 | 3266 | Combustion Turbine | PJM_EMAC | Maryland | Cecil | 168.6 | 2003 | 9999 |  |  |  | 0.088964 | Default Emission Factor
Essential Power Rock Springs LLC | 7835_G_4 | 7835 | G | 4 | 3267 | Combustion Turbine | PJM_EMAC | Maryland | Cecil | 169.4 | 2003 | 9999 |  |  |  | 0.088964 | Default Emission Factor
Marsh Run Generation Facility | 7836_G_1 | 7836 | G | 1 | 3270 | Combustion Turbine | PJM_Dom | Virginia | Fauquier | 161 | 2004 | 9999 |  |  |  | 0.088964 | Default Emission Factor
Marsh Run Generation Facility | 7836_G_2 | 7836 | G | 2 | 3271 | Combustion Turbine | PJM_Dom | Virginia | Fauquier | 159.3 | 2004 | 9999 |  |  |  | 0.088964 | Default Emission Factor
Marsh Run Generation Facility | 7836_G_3 | 7836 | G | 3 | 3272 | Combustion Turbine | PJM_Dom | Virginia | Fauquier | 161 | 2004 | 9999 |  |  |  | 0.088964 | Default Emission Factor
Louisa Generation Facility | 7837_G_1 | 7837 | G | 1 | 3274 | Combustion Turbine | PJM_Dom | Virginia | Louisa | 76.5 | 2003 | 9999 |  |  |  | 0.088964 | Default Emission Factor
Louisa Generation Facility | 7837_G_2 | 7837 | G | 2 | 3275 | Combustion Turbine | PJM_Dom | Virginia | Louisa | 77 | 2003 | 9999 |  |  |  | 0.088964 | Default Emission Factor
Louisa Generation Facility | 7837_G_3 | 7837 | G | 3 | 3276 | Combustion Turbine | PJM_Dom | Virginia | Louisa | 77.3 | 2003 | 9999 |  |  |  | 0.088964 | Default Emission Factor
Louisa Generation Facility | 7837_G_4 | 7837 | G | 4 | 3277 | Combustion Turbine | PJM_Dom | Virginia | Louisa | 77.2 | 2003 | 9999 |  |  |  | 0.088964 | Default Emission Factor
Louisa Generation Facility | 7837_G_5 | 7837 | G | 5 | 3278 | Combustion Turbine | PJM_Dom | Virginia | Louisa | 158 | 2003 | 9999 |  |  |  | 0.088964 | Default Emission Factor
Remington | 7838_G_1 | 7838 | G | 1 | 3281 | Combustion Turbine | PJM_Dom | Virginia | Fauquier | 153 | 2000 | 9999 |  |  |  | 0.088964 | Default Emission Factor
Remington | 7838_G_2 | 7838 | G | 2 | 3282 | Combustion Turbine | PJM_Dom | Virginia | Fauquier | 151 | 2000 | 9999 |  |  |  | 0.088964 | Default Emission Factor
Remington | 7838_G_3 | 7838 | G | 3 | 3283 | Combustion Turbine | PJM_Dom | Virginia | Fauquier | 152 | 2000 | 9999 |  |  |  | 0.088964 | Default Emission Factor
Remington | 7838_G_4 | 7838 | G | 4 | 3284 | Combustion Turbine | PJM_Dom | Virginia | Fauquier | 152 | 2000 | 9999 |  |  |  | 0.088964 | Default Emission Factor
Ladysmith | 7839_G_1 | 7839 | G | 1 | 3279 | Combustion Turbine | PJM_Dom | Virginia | Caroline | 151 | 2001 | 9999 |  |  |  | 0.088964 | Default Emission Factor
Ladysmith | 7839_G_2 | 7839 | G | 2 | 3280 | Combustion Turbine | PJM_Dom | Virginia | Caroline | 151 | 2001 | 9999 |  |  |  | 0.088964 | Default Emission Factor
Ladysmith | 7839_G_3 | 7839 | G | 3 | 90273 | Combustion Turbine | PJM_Dom | Virginia | Caroline | 161 | 2008 | 9999 |  |  |  | 0.088964 | Default Emission Factor
Ladysmith | 7839_G_4 | 7839 | G | 4 | 90274 | Combustion Turbine | PJM_Dom | Virginia | Caroline | 160 | 2008 | 9999 |  |  |  | 0.088964 | Default Emission Factor
Ladysmith | 7839_G_5 | 7839 | G | 5 | 90276 | Combustion Turbine | PJM_Dom | Virginia | Caroline | 160 | 2009 | 9999 |  |  |  | 0.088964 | Default Emission Factor
Freedom Power Project | 7842_G_CT1 | 7842 | G | CT1 | 3293 | Combustion Turbine | MIS_IL | Illinois | Fayette | 45 | 2000 | 2045 |  |  |  | 0.088964 | Default Emission Factor
Pleasant Valley (MN) | 7843_G_11 | 7843 | G | 11 | 3294 | Combustion Turbine | MIS_MNWI | Minnesota | Mower | 155 | 2001 | 9999 |  |  |  | 0.088964 | Default Emission Factor
Pleasant Valley (MN) | 7843_G_12 | 7843 | G | 12 | 3295 | Combustion Turbine | MIS_MNWI | Minnesota | Mower | 154 | 2001 | 9999 |  |  |  | 0.088964 | Default Emission Factor
Pleasant Valley (MN) | 7843_G_13 | 7843 | G | 13 | 3296 | Combustion Turbine | MIS_MNWI | Minnesota | Mower | 126.5 | 2002 | 9999 |  |  |  | 0.088964 | Default Emission Factor
Minnesota River | 7844_G_UOO1 | 7844 | G | UOO1 | 3297 | Combustion Turbine | MIS_MNWI | Minnesota | Carver | 39 | 2001 | 9999 | 2017 | 0.0459 | 436 | 0.21055 | NEI 2019
Lagoon Creek | 7845_G_CTG1 | 7845 | G | CTG1 | 90421 | Combined Cycle | S_C_TVA | Tennessee | Haywood | 160 | 2010 | 9999 | 2017 | 5.7163 | 942941 | 0.007554 | NEI 2019
Lagoon Creek | 7845_G_CTG2 | 7845 | G | CTG2 | 90422 | Combined Cycle | S_C_TVA | Tennessee | Haywood | 160 | 2010 | 9999 | 2017 | 6.1551 | 942941 | 0.007554 | NEI 2019
Lagoon Creek | 7845_G_GT1 | 7845 | G | GT1 | 3298 | Combustion Turbine | S_C_TVA | Tennessee | Haywood | 73.9 | 2001 | 9999 |  |  |  | 0.088964 | Default Emission Factor
Lagoon Creek | 7845_G_GT10 | 7845 | G | GT10 | 3299 | Combustion Turbine | S_C_TVA | Tennessee | Haywood | 72.7 | 2002 | 9999 |  |  |  | 0.088964 | Default Emission Factor
Lagoon Creek | 7845_G_GT11 | 7845 | G | GT11 | 3300 | Combustion Turbine | S_C_TVA | Tennessee | Haywood | 72.7 | 2002 | 9999 |  |  |  | 0.088964 | Default Emission Factor
Lagoon Creek | 7845_G_GT12 | 7845 | G | GT12 | 3301 | Combustion Turbine | S_C_TVA | Tennessee | Haywood | 72.7 | 2002 | 9999 |  |  |  | 0.088964 | Default Emission Factor
Lagoon Creek | 7845_G_GT2 | 7845 | G | GT2 | 3302 | Combustion Turbine | S_C_TVA | Tennessee | Haywood | 73.9 | 2001 | 9999 |  |  |  | 0.088964 | Default Emission Factor
Lagoon Creek | 7845_G_GT3 | 7845 | G | GT3 | 3303 | Combustion Turbine | S_C_TVA | Tennessee | Haywood | 73.9 | 2001 | 9999 |  |  |  | 0.088964 | Default Emission Factor
Lagoon Creek | 7845_G_GT4 | 7845 | G | GT4 | 3304 | Combustion Turbine | S_C_TVA | Tennessee | Haywood | 73.9 | 2001 | 9999 |  |  |  | 0.088964 | Default Emission Factor
Lagoon Creek | 7845_G_GT5 | 7845 | G | GT5 | 3305 | Combustion Turbine | S_C_TVA | Tennessee | Haywood | 73.9 | 2001 | 9999 |  |  |  | 0.088964 | Default Emission Factor
Lagoon Creek | 7845_G_GT6 | 7845 | G | GT6 | 3306 | Combustion Turbine | S_C_TVA | Tennessee | Haywood | 73.9 | 2001 | 9999 |  |  |  | 0.088964 | Default Emission Factor
Lagoon Creek | 7845_G_GT7 | 7845 | G | GT7 | 3307 | Combustion Turbine | S_C_TVA | Tennessee | Haywood | 73.9 | 2001 | 9999 |  |  |  | 0.088964 | Default Emission Factor
Lagoon Creek | 7845_G_GT8 | 7845 | G | GT8 | 3308 | Combustion Turbine | S_C_TVA | Tennessee | Haywood | 73.9 | 2001 | 9999 |  |  |  | 0.088964 | Default Emission Factor
Lagoon Creek | 7845_G_GT9 | 7845 | G | GT9 | 3309 | Combustion Turbine | S_C_TVA | Tennessee | Haywood | 72.7 | 2002 | 9999 |  |  |  | 0.088964 | Default Emission Factor
Lagoon Creek | 7845_G_STG1 | 7845 | G | STG1 | 90421 | Combined Cycle | S_C_TVA | Tennessee | Haywood | 205 | 2010 | 9999 |  |  |  | 0.007554 | NEI 2019
Brandy Branch | 7846_G_001 | 7846 | G | 001 | 3310 | Combustion Turbine | FRCC | Florida | Duval | 158.6 | 2001 | 9999 |  |  |  | 0.088964 | Default Emission Factor
Brandy Branch | 7846_G_002 | 7846 | G | 002 | 3311 | Combined Cycle | FRCC | Florida | Duval | 189.8 | 2001 | 9999 | 2019 | 2.7431 | 2372051 | 0.003584 | NEI 2019
Brandy Branch | 7846_G_003 | 7846 | G | 003 | 3312 | Combined Cycle | FRCC | Florida | Duval | 189.8 | 2001 | 9999 | 2019 | 3.7107 | 1229407 | 0.003584 | NEI 2019
Brandy Branch | 7846_G_004 | 7846 | G | 004 | 3311 | Combined Cycle | FRCC | Florida | Duval | 185 | 2005 | 9999 |  |  |  | 0.003584 | NEI 2019
Coon Rapids II | 7847_G_1 | 7847 | G | 1 |  | Combustion Turbine | MIS_MIDA | Iowa | Carroll | 1.7 | 2001 | 9999 |  |  |  | 0.69077 | Default Emission Factor
Coon Rapids II | 7847_G_2 | 7847 | G | 2 |  | Combustion Turbine | MIS_MIDA | Iowa | Carroll | 1.7 | 2001 | 9999 |  |  |  | 0.69077 | Default Emission Factor
Coon Rapids II | 7847_G_3 | 7847 | G | 3 |  | Combustion Turbine | MIS_MIDA | Iowa | Carroll | 1.7 | 2001 | 9999 |  |  |  | 0.69077 | Default Emission Factor
Holden | 7848_G_11 | 7848 | G | 11 | 3316 | Combustion Turbine | S_D_AECI | Missouri | Johnson | 93 | 2002 | 9999 |  |  |  | 0.088964 | Default Emission Factor
Holden | 7848_G_12 | 7848 | G | 12 | 3317 | Combustion Turbine | S_D_AECI | Missouri | Johnson | 83 | 2002 | 9999 |  |  |  | 0.088964 | Default Emission Factor
Holden | 7848_G_13 | 7848 | G | 13 | 3318 | Combustion Turbine | S_D_AECI | Missouri | Johnson | 88 | 2002 | 9999 |  |  |  | 0.088964 | Default Emission Factor
Knoxville Industrial | 7849_G_1 | 7849 | G | 1 |  | Combustion Turbine | MIS_MIDA | Iowa | Marion | 2 | 2000 | 9999 |  |  |  | 0.69077 | Default Emission Factor
Knoxville Industrial | 7849_G_2 | 7849 | G | 2 |  | Combustion Turbine | MIS_MIDA | Iowa | Marion | 2 | 2000 | 9999 |  |  |  | 0.69077 | Default Emission Factor
Knoxville Industrial | 7849_G_3 | 7849 | G | 3 |  | Combustion Turbine | MIS_MIDA | Iowa | Marion | 2 | 2000 | 9999 |  |  |  | 0.69077 | Default Emission Factor
Knoxville Industrial | 7849_G_4 | 7849 | G | 4 |  | Combustion Turbine | MIS_MIDA | Iowa | Marion | 2 | 2000 | 9999 |  |  |  | 0.69077 | Default Emission Factor
Knoxville Industrial | 7849_G_5 | 7849 | G | 5 |  | Combustion Turbine | MIS_MIDA | Iowa | Marion | 2 | 2000 | 9999 |  |  |  | 0.69077 | Default Emission Factor
Knoxville Industrial | 7849_G_6 | 7849 | G | 6 |  | Combustion Turbine | MIS_MIDA | Iowa | Marion | 2 | 2000 | 9999 |  |  |  | 0.69077 | Default Emission Factor
Knoxville Industrial | 7849_G_7 | 7849 | G | 7 |  | Combustion Turbine | MIS_MIDA | Iowa | Marion | 2 | 2000 | 9999 |  |  |  | 0.69077 | Default Emission Factor
Knoxville Industrial | 7849_G_8 | 7849 | G | 8 |  | Combustion Turbine | MIS_MIDA | Iowa | Marion | 2 | 2000 | 9999 |  |  |  | 0.69077 | Default Emission Factor
Shenandoah | 7850_G_1 | 7850 | G | 1 |  | Combustion Turbine | MIS_MIDA | Iowa | Page | 2 | 2000 | 9999 |  |  |  | 0.69077 | Default Emission Factor
Shenandoah | 7850_G_10 | 7850 | G | 10 |  | Combustion Turbine | MIS_MIDA | Iowa | Page | 2 | 2000 | 9999 |  |  |  | 0.69077 | Default Emission Factor
Shenandoah | 7850_G_2 | 7850 | G | 2 |  | Combustion Turbine | MIS_MIDA | Iowa | Page | 2 | 2000 | 9999 |  |  |  | 0.69077 | Default Emission Factor
Shenandoah | 7850_G_3 | 7850 | G | 3 |  | Combustion Turbine | MIS_MIDA | Iowa | Page | 2 | 2000 | 9999 |  |  |  | 0.69077 | Default Emission Factor
Shenandoah | 7850_G_4 | 7850 | G | 4 |  | Combustion Turbine | MIS_MIDA | Iowa | Page | 2 | 2000 | 9999 |  |  |  | 0.69077 | Default Emission Factor
Shenandoah | 7850_G_5 | 7850 | G | 5 |  | Combustion Turbine | MIS_MIDA | Iowa | Page | 2 | 2000 | 9999 |  |  |  | 0.69077 | Default Emission Factor
Shenandoah | 7850_G_6 | 7850 | G | 6 |  | Combustion Turbine | MIS_MIDA | Iowa | Page | 2 | 2000 | 9999 |  |  |  | 0.69077 | Default Emission Factor
Shenandoah | 7850_G_7 | 7850 | G | 7 |  | Combustion Turbine | MIS_MIDA | Iowa | Page | 2 | 2000 | 9999 |  |  |  | 0.69077 | Default Emission Factor
Shenandoah | 7850_G_8 | 7850 | G | 8 |  | Combustion Turbine | MIS_MIDA | Iowa | Page | 2 | 2000 | 9999 |  |  |  | 0.69077 | Default Emission Factor
Shenandoah | 7850_G_9 | 7850 | G | 9 |  | Combustion Turbine | MIS_MIDA | Iowa | Page | 2 | 2000 | 9999 |  |  |  | 0.69077 | Default Emission Factor
Waterloo Lundquist | 7851_G_1 | 7851 | G | 1 |  | Combustion Turbine | MIS_MIDA | Iowa | Black Hawk | 2 | 2000 | 9999 |  |  |  | 0.69077 | Default Emission Factor
Waterloo Lundquist | 7851_G_2 | 7851 | G | 2 |  | Combustion Turbine | MIS_MIDA | Iowa | Black Hawk | 2 | 2000 | 9999 |  |  |  | 0.69077 | Default Emission Factor
Waterloo Lundquist | 7851_G_3 | 7851 | G | 3 |  | Combustion Turbine | MIS_MIDA | Iowa | Black Hawk | 2 | 2000 | 9999 |  |  |  | 0.69077 | Default Emission Factor
Waterloo Lundquist | 7851_G_4 | 7851 | G | 4 |  | Combustion Turbine | MIS_MIDA | Iowa | Black Hawk | 2 | 2000 | 9999 |  |  |  | 0.69077 | Default Emission Factor
Waterloo Lundquist | 7851_G_5 | 7851 | G | 5 |  | Combustion Turbine | MIS_MIDA | Iowa | Black Hawk | 2 | 2000 | 9999 |  |  |  | 0.69077 | Default Emission Factor
Waterloo Lundquist | 7851_G_6 | 7851 | G | 6 |  | Combustion Turbine | MIS_MIDA | Iowa | Black Hawk | 2 | 2000 | 9999 |  |  |  | 0.69077 | Default Emission Factor
Waterloo Lundquist | 7851_G_7 | 7851 | G | 7 |  | Combustion Turbine | MIS_MIDA | Iowa | Black Hawk | 2 | 2000 | 9999 |  |  |  | 0.69077 | Default Emission Factor
Waterloo Lundquist | 7851_G_8 | 7851 | G | 8 |  | Combustion Turbine | MIS_MIDA | Iowa | Black Hawk | 2 | 2000 | 9999 |  |  |  | 0.69077 | Default Emission Factor
Waterloo Lundquist | 7851_G_9 | 7851 | G | 9 |  | Combustion Turbine | MIS_MIDA | Iowa | Black Hawk | 2 | 2000 | 9999 |  |  |  | 0.69077 | Default Emission Factor
West Receiving | 7853_G_1 | 7853 | G | 1 |  | Combustion Turbine | MIS_MIDA | Iowa | Crawford | 1.8 | 1998 | 9999 |  |  |  | 0.69077 | Default Emission Factor
Avenue A Generator Sets | 7854_G_1 | 7854 | G | 1 |  | Combustion Turbine | PJM_COMD | Illinois | Whiteside | 1.8 | 2000 | 9999 |  |  |  | 0.69077 | Default Emission Factor
Avenue A Generator Sets | 7854_G_2 | 7854 | G | 2 |  | Combustion Turbine | PJM_COMD | Illinois | Whiteside | 1.8 | 2000 | 9999 |  |  |  | 0.69077 | Default Emission Factor
North | 7856_G_1 | 7856 | G | 1 |  | Combustion Turbine | MIS_MIDA | Iowa | Adair | 1.8 | 2002 | 9999 |  |  |  | 0.69077 | Default Emission Factor
North | 7856_G_2 | 7856 | G | 2 |  | Combustion Turbine | MIS_MIDA | Iowa | Adair | 1.8 | 2002 | 9999 |  |  |  | 0.69077 | Default Emission Factor
North | 7856_G_3 | 7856 | G | 3 |  | Combustion Turbine | MIS_MIDA | Iowa | Adair | 2.2 | 2011 | 9999 |  |  |  | 0.69077 | Default Emission Factor
North | 7856_G_4 | 7856 | G | 4 |  | Combustion Turbine | MIS_MIDA | Iowa | Adair | 2.2 | 2011 | 9999 |  |  |  | 0.69077 | Default Emission Factor
Gilliam South | 7857_G_1 | 7857 | G | 1 |  | Combustion Turbine | MIS_MIDA | Iowa | Adair | 1.7 | 2001 | 9999 |  |  |  | 0.69077 | Default Emission Factor
Gilliam South | 7857_G_7 | 7857 | G | 7 |  | Combustion Turbine | MIS_MIDA | Iowa | Adair | 2.3 | 2012 | 9999 |  |  |  | 0.69077 | Default Emission Factor
Shelbina Power #3 | 7860_G_G7 | 7860 | G | G7 |  | Combustion Turbine | S_D_AECI | Missouri | Shelby | 1.8 | 2002 | 9999 |  |  |  | 0.69077 | Default Emission Factor
Shelbina Power #3 | 7860_G_G8 | 7860 | G | G8 |  | Combustion Turbine | S_D_AECI | Missouri | Shelby | 1.8 | 2002 | 9999 |  |  |  | 0.69077 | Default Emission Factor
Elk Mound | 7863_G_1 | 7863 | G | 1 | 3327 | Combustion Turbine | MIS_MNWI | Wisconsin | Chippewa | 30.7 | 2001 | 9999 |  |  |  | 0.088964 | Default Emission Factor
Elk Mound | 7863_G_2 | 7863 | G | 2 | 3328 | Combustion Turbine | MIS_MNWI | Wisconsin | Chippewa | 33.9 | 2001 | 9999 |  |  |  | 0.088964 | Default Emission Factor
Earlville | 7865_G_1 | 7865 | G | 1 |  | Combustion Turbine | MIS_IA | Iowa | Delaware | 1.8 | 2001 | 9999 |  |  |  | 0.69077 | Default Emission Factor
Glenwood Landing | 7869_G_GT1 | 7869 | G | GT1 | 3335 | Combustion Turbine | NY_Z_K | New York | Nassau | 12.6 | 1967 | 9999 |  |  |  | 0.12949 | Default Emission Factor
Glenwood Landing | 7869_G_GT4 | 7869 | G | GT4 | 10031 | Combustion Turbine | NY_Z_K | New York | Nassau | 40 | 2002 | 9999 |  |  |  | 0.078489 | NEI 2019
Glenwood Landing | 7869_G_GT5 | 7869 | G | GT5 | 10032 | Combustion Turbine | NY_Z_K | New York | Nassau | 40 | 2002 | 9999 | 2019 | 2.7155 | 69194.8164 | 0.078489 | NEI 2019
Encogen | 7870_G_CTG1 | 7870 | G | CTG1 | 89576 | Combined Cycle | WECC_PNW | Washington | Whatcom | 34.5 | 1993 | 9999 | 2019 | 5.6 | 91157 | 0.054325 | NEI 2019
Encogen | 7870_G_CTG2 | 7870 | G | CTG2 | 89577 | Combined Cycle | WECC_PNW | Washington | Whatcom | 34.5 | 1993 | 9999 | 2019 | 3.3 | 86691 | 0.054325 | NEI 2019
Encogen | 7870_G_CTG3 | 7870 | G | CTG3 | 89578 | Combined Cycle | WECC_PNW | Washington | Whatcom | 34.5 | 1993 | 9999 | 2019 | 2 | 90778 | 0.054325 | NEI 2019
Encogen | 7870_G_STG | 7870 | G | STG | 89576 | Combined Cycle | WECC_PNW | Washington | Whatcom | 55.9 | 1993 | 9999 |  |  |  | 0.054325 | NEI 2019
Robert P Mone Plant | 7872_G_1 | 7872 | G | 1 | 3336 | Combustion Turbine | PJM_West | Ohio | Van Wert | 145 | 2002 | 9999 | 2019 | 0.51 | 46144.3343 | 0.022105 | NEI 2019
Robert P Mone Plant | 7872_G_2 | 7872 | G | 2 | 3337 | Combustion Turbine | PJM_West | Ohio | Van Wert | 145 | 2002 | 9999 | 2019 | 0.528 | 46144.3343 | 0.022885 | NEI 2019
Robert P Mone Plant | 7872_G_3 | 7872 | G | 3 | 3338 | Combustion Turbine | PJM_West | Ohio | Van Wert | 145 | 2002 | 9999 | 2019 | 0.543 | 46144.3343 | 0.023535 | NEI 2019
H L Culbreath Bayside Power Station | 7873_G_1A | 7873 | G | 1A | 3339 | Combined Cycle | FRCC | Florida | Hillsborough | 156 | 2003 | 9999 | 2019 | 3.9307 | 1808847 | 0.007457 | NEI 2019
H L Culbreath Bayside Power Station | 7873_G_1B | 7873 | G | 1B | 3340 | Combined Cycle | FRCC | Florida | Hillsborough | 156 | 2003 | 9999 | 2019 | 3.4406 | 698269 | 0.007457 | NEI 2019
H L Culbreath Bayside Power Station | 7873_G_1C | 7873 | G | 1C | 3341 | Combined Cycle | FRCC | Florida | Hillsborough | 156 | 2003 | 9999 | 2019 | 4.5324 | 685701 | 0.007457 | NEI 2019
H L Culbreath Bayside Power Station | 7873_G_1ST | 7873 | G | 1ST | 3339 | Combined Cycle | FRCC | Florida | Hillsborough | 233 | 1965 | 9999 |  |  |  | 0.007457 | NEI 2019
H L Culbreath Bayside Power Station | 7873_G_2A | 7873 | G | 2A | 3342 | Combined Cycle | FRCC | Florida | Hillsborough | 156 | 2004 | 9999 | 2019 | 4.3679 | 2344211 | 0.007674 | NEI 2019
H L Culbreath Bayside Power Station | 7873_G_2B | 7873 | G | 2B | 3343 | Combined Cycle | FRCC | Florida | Hillsborough | 156 | 2004 | 9999 | 2019 | 4.2999 | 701154 | 0.007674 | NEI 2019
H L Culbreath Bayside Power Station | 7873_G_2C | 7873 | G | 2C | 3344 | Combined Cycle | FRCC | Florida | Hillsborough | 156 | 2004 | 9999 | 2019 | 4.0512 | 793146 | 0.007674 | NEI 2019
H L Culbreath Bayside Power Station | 7873_G_2D | 7873 | G | 2D | 3345 | Combined Cycle | FRCC | Florida | Hillsborough | 156 | 2004 | 9999 | 2019 | 5.1161 | 809985 | 0.007674 | NEI 2019
H L Culbreath Bayside Power Station | 7873_G_2ST | 7873 | G | 2ST | 3342 | Combined Cycle | FRCC | Florida | Hillsborough | 305 | 1967 | 9999 |  |  |  | 0.007674 | NEI 2019
H L Culbreath Bayside Power Station | 7873_G_3 | 7873 | G | 3 | 90399 | Combustion Turbine | FRCC | Florida | Hillsborough | 56 | 2009 | 9999 |  |  |  | 0.088964 | Default Emission Factor
H L Culbreath Bayside Power Station | 7873_G_4 | 7873 | G | 4 | 90401 | Combustion Turbine | FRCC | Florida | Hillsborough | 56 | 2009 | 9999 |  |  |  | 0.088964 | Default Emission Factor
H L Culbreath Bayside Power Station | 7873_G_5 | 7873 | G | 5 | 90403 | Combustion Turbine | FRCC | Florida | Hillsborough | 56 | 2009 | 9999 |  |  |  | 0.088964 | Default Emission Factor
H L Culbreath Bayside Power Station | 7873_G_6 | 7873 | G | 6 | 90405 | Combustion Turbine | FRCC | Florida | Hillsborough | 56 | 2009 | 9999 |  |  |  | 0.088964 | Default Emission Factor
Edgerton | 7874_G_1 | 7874 | G | 1 |  | Combustion Turbine | PJM_West | Ohio | Williams | 1.8 | 2000 | 9999 |  |  |  | 0.69077 | Default Emission Factor
Edgerton | 7874_G_2 | 7874 | G | 2 |  | Combustion Turbine | PJM_West | Ohio | Williams | 1.8 | 2000 | 9999 |  |  |  | 0.69077 | Default Emission Factor
Wellington | 7878_G_1 | 7878 | G | 1 |  | Combustion Turbine | PJM_ATSI | Ohio | Lorain | 1 | 1998 | 9999 | 2019 | 0.03 | 23 | 2.6087 | Ohio State Emissions Inventory
Powell Valley | 7883_G_1 | 7883 | G | 1 |  | Combustion Turbine | S_C_TVA | Tennessee | Hancock | 1.8 | 2000 | 9999 |  |  |  | 0.69077 | Default Emission Factor
Powell Valley | 7883_G_10 | 7883 | G | 10 |  | Combustion Turbine | S_C_TVA | Tennessee | Hancock | 1.8 | 2000 | 9999 |  |  |  | 0.69077 | Default Emission Factor
Powell Valley | 7883_G_11 | 7883 | G | 11 |  | Combustion Turbine | S_C_TVA | Tennessee | Hancock | 1.8 | 2000 | 9999 |  |  |  | 0.69077 | Default Emission Factor
Powell Valley | 7883_G_2 | 7883 | G | 2 |  | Combustion Turbine | S_C_TVA | Tennessee | Hancock | 1.8 | 2000 | 9999 |  |  |  | 0.69077 | Default Emission Factor
Powell Valley | 7883_G_3 | 7883 | G | 3 |  | Combustion Turbine | S_C_TVA | Tennessee | Hancock | 1.8 | 2000 | 9999 |  |  |  | 0.69077 | Default Emission Factor
Powell Valley | 7883_G_4 | 7883 | G | 4 |  | Combustion Turbine | S_C_TVA | Tennessee | Hancock | 1.8 | 2000 | 9999 |  |  |  | 0.69077 | Default Emission Factor
Powell Valley | 7883_G_5 | 7883 | G | 5 |  | Combustion Turbine | S_C_TVA | Tennessee | Hancock | 1.8 | 2000 | 9999 |  |  |  | 0.69077 | Default Emission Factor
Powell Valley | 7883_G_6 | 7883 | G | 6 |  | Combustion Turbine | S_C_TVA | Tennessee | Hancock | 1.8 | 2000 | 9999 |  |  |  | 0.69077 | Default Emission Factor
Powell Valley | 7883_G_7 | 7883 | G | 7 |  | Combustion Turbine | S_C_TVA | Tennessee | Hancock | 1.8 | 2000 | 9999 |  |  |  | 0.69077 | Default Emission Factor
Powell Valley | 7883_G_8 | 7883 | G | 8 |  | Combustion Turbine | S_C_TVA | Tennessee | Hancock | 1.8 | 2000 | 9999 |  |  |  | 0.69077 | Default Emission Factor
Powell Valley | 7883_G_9 | 7883 | G | 9 |  | Combustion Turbine | S_C_TVA | Tennessee | Hancock | 1.8 | 2000 | 9999 |  |  |  | 0.69077 | Default Emission Factor
Dakota Magic | 7884_G_1 | 7884 | G | 1 |  | Combustion Turbine | MIS_MAPP | North Dakota | Richland | 1.5 | 2000 | 9999 |  |  |  | 0.69077 | Default Emission Factor
Terry Bundy Generating Station | 7887_G_1 | 7887 | G | 1 | 8370 | Combined Cycle | SPP_NEBR | Nebraska | Lancaster | 27.3 | 2004 | 9999 |  |  |  | 0.030815 | Default Emission Factor
Terry Bundy Generating Station | 7887_G_2 | 7887 | G | 2 | 8370 | Combined Cycle | SPP_NEBR | Nebraska | Lancaster | 46 | 2003 | 9999 |  |  |  | 0.030815 | Default Emission Factor
Terry Bundy Generating Station | 7887_G_3 | 7887 | G | 3 | 8372 | Combined Cycle | SPP_NEBR | Nebraska | Lancaster | 44.9 | 2004 | 9999 |  |  |  | 0.030815 | Default Emission Factor
Terry Bundy Generating Station | 7887_G_4 | 7887 | G | 4 | 8374 | Combustion Turbine | SPP_NEBR | Nebraska | Lancaster | 45.5 | 2003 | 9999 |  |  |  | 0.088964 | Default Emission Factor
Terry Bundy Generating Station | 7887_G_BSU | 7887 | G | BSU |  | Combustion Turbine | SPP_NEBR | Nebraska | Lancaster | 1.6 | 2004 | 9999 |  |  |  | 0.69077 | Default Emission Factor
Terry Bundy Generating Station | 7887_G_LFG1 | 7887 | G | LFG1 |  | Landfill Gas | SPP_NEBR | Nebraska | Lancaster | 1.6 | 2014 | 9999 |  |  |  | 0.056969 | Default Emission Factor
Terry Bundy Generating Station | 7887_G_LFG2 | 7887 | G | LFG2 |  | Landfill Gas | SPP_NEBR | Nebraska | Lancaster | 1.6 | 2014 | 9999 |  |  |  | 0.056969 | Default Emission Factor
Terry Bundy Generating Station | 7887_G_LFG3 | 7887 | G | LFG3 |  | Landfill Gas | SPP_NEBR | Nebraska | Lancaster | 1.6 | 2014 | 9999 |  |  |  | 0.056969 | Default Emission Factor
E B Harris Electric Generating Plant | 7897_G_CT1A | 7897 | G | CT1A | 3355 | Combined Cycle | S_SOU | Alabama | Autauga | 182.6 | 2003 | 9999 | 2019 | 5.92 | 621928 | 0.011653 | NEI 2019
E B Harris Electric Generating Plant | 7897_G_CT1B | 7897 | G | CT1B | 3356 | Combined Cycle | S_SOU | Alabama | Autauga | 182.6 | 2003 | 9999 | 2019 | 5.95 | 1415246 | 0.011653 | NEI 2019
E B Harris Electric Generating Plant | 7897_G_CT2A | 7897 | G | CT2A | 3357 | Combined Cycle | S_SOU | Alabama | Autauga | 178.3 | 2003 | 9999 | 2019 | 7 | 736552 | 0.011685 | NEI 2019
E B Harris Electric Generating Plant | 7897_G_CT2B | 7897 | G | CT2B | 3358 | Combined Cycle | S_SOU | Alabama | Autauga | 178.3 | 2003 | 9999 | 2019 | 6.83 | 1630679 | 0.011685 | NEI 2019
E B Harris Electric Generating Plant | 7897_G_ST1 | 7897 | G | ST1 | 3355 | Combined Cycle | S_SOU | Alabama | Autauga | 293 | 2003 | 9999 |  |  |  | 0.011653 | NEI 2019
E B Harris Electric Generating Plant | 7897_G_ST2 | 7897 | G | ST2 | 3357 | Combined Cycle | S_SOU | Alabama | Autauga | 300 | 2003 | 9999 |  |  |  | 0.011685 | NEI 2019
New Knoxville | 7898_G_1 | 7898 | G | 1 |  | Combustion Turbine | PJM_West | Ohio | Auglaize | 1 | 2000 | 9999 |  |  |  | 0.69077 | Default Emission Factor
Sand Hill | 7900_G_5A | 7900 | G | 5A | 10015 | Combined Cycle | ERC_REST | Texas | Travis | 161 | 2004 | 9999 |  |  |  | 0.001213 | NEI 2019
Sand Hill | 7900_G_5C | 7900 | G | 5C | 10015 | Combined Cycle | ERC_REST | Texas | Travis | 151 | 2004 | 9999 | 2019 | 0.7291 | 1202191 | 0.001213 | NEI 2019
Sand Hill | 7900_G_SH1 | 7900 | G | SH1 | 1149 | Combustion Turbine | ERC_REST | Texas | Travis | 47.3 | 2001 | 9999 | 2019 | 1.69 | 52551.8333 | 0.064317 | NEI 2019
Sand Hill | 7900_G_SH2 | 7900 | G | SH2 | 1150 | Combustion Turbine | ERC_REST | Texas | Travis | 47.3 | 2001 | 9999 | 2019 | 1.75 | 52551.8333 | 0.066601 | NEI 2019
Sand Hill | 7900_G_SH3 | 7900 | G | SH3 | 1151 | Combustion Turbine | ERC_REST | Texas | Travis | 47.3 | 2001 | 9999 | 2019 | 1.55 | 52551.8333 | 0.058989 | NEI 2019
Sand Hill | 7900_G_SH4 | 7900 | G | SH4 | 1152 | Combustion Turbine | ERC_REST | Texas | Travis | 47.3 | 2001 | 9999 | 2019 | 1.23 | 52551.8333 | 0.046811 | NEI 2019
Sand Hill | 7900_G_SH6 | 7900 | G | SH6 | 90519 | Combustion Turbine | ERC_REST | Texas | Travis | 47.3 | 2010 | 9999 | 2019 | 0.8 | 52551.8333 | 0.030446 | NEI 2019
Sand Hill | 7900_G_SH7 | 7900 | G | SH7 | 90520 | Combustion Turbine | ERC_REST | Texas | Travis | 47.3 | 2010 | 9999 | 2019 | 0.6 | 52551.8333 | 0.022835 | NEI 2019
McCartney | 7903_G_MGS1 | 7903 | G | MGS1 | 3361 | Combustion Turbine | SPP_N | Missouri | Greene | 50 | 2002 | 9999 |  |  |  | 0.088964 | Default Emission Factor
McCartney | 7903_G_MSG2 | 7903 | G | MSG2 | 3363 | Combustion Turbine | SPP_N | Missouri | Greene | 50 | 2002 | 9999 |  |  |  | 0.088964 | Default Emission Factor
Vernon Boulevard | 7909_G_VG02 | 7909 | G | VG02 | 8380 | Combustion Turbine | NY_Z_J | New York | Queens | 40 | 2001 | 9999 |  |  |  | 0.083527 | NEI 2019
Vernon Boulevard | 7909_G_VG03 | 7909 | G | VG03 | 8382 | Combustion Turbine | NY_Z_J | New York | Queens | 39.9 | 2001 | 9999 | 2019 | 1.338 | 32038 | 0.083527 | NEI 2019
Joseph J Seymour Power Project | 7910_G_1 | 7910 | G | 1 | 8384 | Combustion Turbine | NY_Z_J | New York | Kings | 40 | 2001 | 9999 |  |  |  | 0.062873 | NEI 2019
Joseph J Seymour Power Project | 7910_G_2 | 7910 | G | 2 | 8386 | Combustion Turbine | NY_Z_J | New York | Kings | 39.9 | 2001 | 9999 | 2019 | 2.2938 | 72966 | 0.062873 | NEI 2019
Brentwood | 7912_G_1 | 7912 | G | 1 | 8390 | Combustion Turbine | NY_Z_K | New York | Suffolk | 45.5 | 2001 | 9999 | 2019 | 2.5473 | 50423 | 0.10104 | NEI 2019
Hell Gate | 7913_G_HG01 | 7913 | G | HG01 | 8392 | Combustion Turbine | NY_Z_J | New York | Bronx | 39.9 | 2001 | 9999 |  |  |  | 0.088964 | Default Emission Factor
Hell Gate | 7913_G_HG02 | 7913 | G | HG02 | 8394 | Combustion Turbine | NY_Z_J | New York | Bronx | 40 | 2001 | 9999 |  |  |  | 0.088964 | Default Emission Factor
Harlem River Yard | 7914_G_HR01 | 7914 | G | HR01 | 8396 | Combustion Turbine | NY_Z_J | New York | Bronx | 39.9 | 2001 | 9999 |  |  |  | 0.075146 | NEI 2019
Harlem River Yard | 7914_G_HR02 | 7914 | G | HR02 | 8398 | Combustion Turbine | NY_Z_J | New York | Bronx | 40 | 2001 | 9999 | 2019 | 0.95228 | 25345 | 0.075146 | NEI 2019
North 1st | 7915_G_N01 | 7915 | G | N01 | 8400 | Combustion Turbine | NY_Z_J | New York | Kings | 46 | 2001 | 9999 | 2019 | 0.82246 | 29372 | 0.056003 | NEI 2019
Talbot County Energy | 7916_G_1 | 7916 | G | 1 | 3365 | Combustion Turbine | S_SOU | Georgia | Talbot | 97 | 2002 | 9999 |  |  |  | 0.088964 | Default Emission Factor
Talbot County Energy | 7916_G_2 | 7916 | G | 2 | 3366 | Combustion Turbine | S_SOU | Georgia | Talbot | 95.8 | 2002 | 9999 |  |  |  | 0.088964 | Default Emission Factor
Talbot County Energy | 7916_G_3 | 7916 | G | 3 | 3367 | Combustion Turbine | S_SOU | Georgia | Talbot | 96.2 | 2002 | 9999 |  |  |  | 0.088964 | Default Emission Factor
Talbot County Energy | 7916_G_4 | 7916 | G | 4 | 3368 | Combustion Turbine | S_SOU | Georgia | Talbot | 97.3 | 2002 | 9999 |  |  |  | 0.088964 | Default Emission Factor
Talbot County Energy | 7916_G_5 | 7916 | G | 5 | 3369 | Combustion Turbine | S_SOU | Georgia | Talbot | 96.5 | 2003 | 9999 |  |  |  | 0.088964 | Default Emission Factor
Talbot County Energy | 7916_G_6 | 7916 | G | 6 | 3370 | Combustion Turbine | S_SOU | Georgia | Talbot | 96.3 | 2003 | 9999 |  |  |  | 0.088964 | Default Emission Factor
Chattahoochee Energy Facility | 7917_G_1 | 7917 | G | 1 | 3371 | Combined Cycle | S_SOU | Georgia | Heard | 142.8 | 2003 | 9999 | 2019 | 36.5444 | 2241956 | 0.044512 | NEI 2019
Chattahoochee Energy Facility | 7917_G_2 | 7917 | G | 2 | 3372 | Combined Cycle | S_SOU | Georgia | Heard | 149.1 | 2003 | 9999 | 2019 | 37.5083 | 1085389 | 0.044512 | NEI 2019
Chattahoochee Energy Facility | 7917_G_3 | 7917 | G | 3 | 3371 | Combined Cycle | S_SOU | Georgia | Heard | 166 | 2003 | 9999 |  |  |  | 0.044512 | NEI 2019
Galion | 7918_G_1 | 7918 | G | 1 |  | Combustion Turbine | PJM_ATSI | Ohio | Crawford | 1.8 | 2001 | 9999 |  |  |  | 0.69077 | Default Emission Factor
Galion | 7918_G_2 | 7918 | G | 2 |  | Combustion Turbine | PJM_ATSI | Ohio | Crawford | 1.8 | 2001 | 9999 |  |  |  | 0.69077 | Default Emission Factor
Galion | 7918_G_3 | 7918 | G | 3 |  | Combustion Turbine | PJM_ATSI | Ohio | Crawford | 1.8 | 2001 | 9999 |  |  |  | 0.69077 | Default Emission Factor
Seville | 7919_G_1 | 7919 | G | 1 |  | Combustion Turbine | PJM_ATSI | Ohio | Medina | 1.8 | 2001 | 9999 |  |  |  | 0.69077 | Default Emission Factor
Seville | 7919_G_2 | 7919 | G | 2 |  | Combustion Turbine | PJM_ATSI | Ohio | Medina | 1.8 | 2001 | 9999 |  |  |  | 0.69077 | Default Emission Factor
Seville | 7919_G_3 | 7919 | G | 3 |  | Combustion Turbine | PJM_ATSI | Ohio | Medina | 1.8 | 2001 | 9999 |  |  |  | 0.69077 | Default Emission Factor
Traer South | 7920_G_5 | 7920 | G | 5 |  | Combustion Turbine | MIS_MIDA | Iowa | Tama | 1.8 | 2001 | 9999 |  |  |  | 0.69077 | Default Emission Factor
Maquoketa 2 | 7921_G_11 | 7921 | G | 11 |  | Combustion Turbine | MIS_IA | Iowa | Jackson | 1.2 | 2001 | 9999 |  |  |  | 0.69077 | Default Emission Factor
Maquoketa 2 | 7921_G_12 | 7921 | G | 12 |  | Combustion Turbine | MIS_IA | Iowa | Jackson | 1.3 | 2001 | 9999 |  |  |  | 0.69077 | Default Emission Factor
Maquoketa 2 | 7921_G_13 | 7921 | G | 13 |  | Combustion Turbine | MIS_IA | Iowa | Jackson | 1.3 | 2002 | 9999 |  |  |  | 0.69077 | Default Emission Factor
Maquoketa 2 | 7921_G_14 | 7921 | G | 14 |  | Combustion Turbine | MIS_IA | Iowa | Jackson | 1.3 | 2002 | 9999 |  |  |  | 0.69077 | Default Emission Factor
Albertville | 7924_G_DG1 | 7924 | G | DG1 |  | Combustion Turbine | S_C_TVA | Alabama | Marshall | 0.9 | 2000 | 9999 |  |  |  | 0.69077 | Default Emission Factor
Albertville | 7924_G_DG2 | 7924 | G | DG2 |  | Combustion Turbine | S_C_TVA | Alabama | Marshall | 0.9 | 2000 | 9999 |  |  |  | 0.69077 | Default Emission Factor
Albertville | 7924_G_DG3 | 7924 | G | DG3 |  | Combustion Turbine | S_C_TVA | Alabama | Marshall | 0.9 | 2000 | 9999 |  |  |  | 0.69077 | Default Emission Factor
Albertville | 7924_G_DG4 | 7924 | G | DG4 |  | Combustion Turbine | S_C_TVA | Alabama | Marshall | 0.9 | 2000 | 9999 |  |  |  | 0.69077 | Default Emission Factor
Lakefield Junction | 7925_G_1 | 7925 | G | 1 | 3985 | Combustion Turbine | MIS_MNWI | Minnesota | Martin | 83.5 | 2001 | 9999 |  |  |  | 0.088964 | Default Emission Factor
Lakefield Junction | 7925_G_2 | 7925 | G | 2 | 3986 | Combustion Turbine | MIS_MNWI | Minnesota | Martin | 83 | 2001 | 9999 |  |  |  | 0.088964 | Default Emission Factor
Lakefield Junction | 7925_G_3 | 7925 | G | 3 | 3987 | Combustion Turbine | MIS_MNWI | Minnesota | Martin | 82.8 | 2001 | 9999 |  |  |  | 0.088964 | Default Emission Factor
Lakefield Junction | 7925_G_4 | 7925 | G | 4 | 3988 | Combustion Turbine | MIS_MNWI | Minnesota | Martin | 83 | 2001 | 9999 |  |  |  | 0.088964 | Default Emission Factor
Lakefield Junction | 7925_G_5 | 7925 | G | 5 | 3989 | Combustion Turbine | MIS_MNWI | Minnesota | Martin | 84.2 | 2001 | 9999 |  |  |  | 0.088964 | Default Emission Factor
Lakefield Junction | 7925_G_6 | 7925 | G | 6 | 3990 | Combustion Turbine | MIS_MNWI | Minnesota | Martin | 83.6 | 2001 | 9999 |  |  |  | 0.088964 | Default Emission Factor
Lakefield Junction | 7925_G_7 | 7925 | G | 7 |  | Combustion Turbine | MIS_MNWI | Minnesota | Martin | 2 | 2002 | 9999 |  |  |  | 0.69077 | Default Emission Factor
South Strawberry | 7926_G_1A | 7926 | G | 1A |  | Combustion Turbine | MIS_IA | Iowa | Clayton | 1.8 | 2002 | 9999 |  |  |  | 0.69077 | Default Emission Factor
South Strawberry | 7926_G_2A | 7926 | G | 2A |  | Combustion Turbine | MIS_IA | Iowa | Clayton | 1.8 | 2002 | 9999 |  |  |  | 0.69077 | Default Emission Factor
Osawatomie | 7928_G_1 | 7928 | G | 1 | 3383 | Combustion Turbine | SPP_N | Kansas | Miami | 75.7 | 2003 | 9999 |  |  |  | 0.088964 | Default Emission Factor
West Gardner | 7929_G_1 | 7929 | G | 1 | 3391 | Combustion Turbine | SPP_N | Kansas | Johnson | 79.5 | 2003 | 9999 |  |  |  | 0.088964 | Default Emission Factor
West Gardner | 7929_G_2 | 7929 | G | 2 | 3392 | Combustion Turbine | SPP_N | Kansas | Johnson | 78.6 | 2003 | 9999 |  |  |  | 0.088964 | Default Emission Factor
West Gardner | 7929_G_3 | 7929 | G | 3 | 3393 | Combustion Turbine | SPP_N | Kansas | Johnson | 77.3 | 2003 | 9999 |  |  |  | 0.088964 | Default Emission Factor
West Gardner | 7929_G_4 | 7929 | G | 4 | 3394 | Combustion Turbine | SPP_N | Kansas | Johnson | 77.5 | 2003 | 9999 |  |  |  | 0.088964 | Default Emission Factor
Russell Energy Center | 7930_G_T-1 | 7930 | G | T-1 |  | Combustion Turbine | SPP_N | Kansas | Russell | 6 | 2002 | 9999 |  |  |  | 0.088964 | Default Emission Factor
Russell Energy Center | 7930_G_T-2 | 7930 | G | T-2 |  | Combustion Turbine | SPP_N | Kansas | Russell | 6 | 2002 | 9999 |  |  |  | 0.088964 | Default Emission Factor
Coyote Springs II | 7931_G_1 | 7931 | G | 1 | 3106 | Combined Cycle | WECC_PNW | Oregon | Morrow | 173 | 2003 | 9999 |  |  |  | 0.030815 | Default Emission Factor
Coyote Springs II | 7931_G_2 | 7931 | G | 2 | 3106 | Combined Cycle | WECC_PNW | Oregon | Morrow | 117 | 2003 | 9999 |  |  |  | 0.030815 | Default Emission Factor
Gaylord - Wolverine | 7932_G_1 | 7932 | G | 1 |  | Combustion Turbine | MIS_LMI | Michigan | Otsego | 20.2 | 2001 | 9999 |  |  |  | 0.088964 | Default Emission Factor
Gaylord - Wolverine | 7932_G_2 | 7932 | G | 2 |  | Combustion Turbine | MIS_LMI | Michigan | Otsego | 20.2 | 2001 | 9999 |  |  |  | 0.088964 | Default Emission Factor
Gaylord - Wolverine | 7932_G_3 | 7932 | G | 3 |  | Combustion Turbine | MIS_LMI | Michigan | Otsego | 20.2 | 2001 | 9999 |  |  |  | 0.088964 | Default Emission Factor
Industrial Park | 7934_G_3 | 7934 | G | 3 |  | Combustion Turbine | PJM_COMD | Illinois | Whiteside | 1.8 | 2001 | 9999 |  |  |  | 0.69077 | Default Emission Factor
Industrial Park | 7934_G_4 | 7934 | G | 4 |  | Combustion Turbine | PJM_COMD | Illinois | Whiteside | 1.8 | 2001 | 9999 |  |  |  | 0.69077 | Default Emission Factor
Industrial Park | 7934_G_5 | 7934 | G | 5 |  | Combustion Turbine | PJM_COMD | Illinois | Whiteside | 1.8 | 2001 | 9999 |  |  |  | 0.69077 | Default Emission Factor
Industrial Park | 7934_G_6 | 7934 | G | 6 |  | Combustion Turbine | PJM_COMD | Illinois | Whiteside | 1.8 | 2002 | 9999 |  |  |  | 0.69077 | Default Emission Factor
Industrial Park | 7934_G_7 | 7934 | G | 7 |  | Combustion Turbine | PJM_COMD | Illinois | Whiteside | 1.8 | 2002 | 9999 |  |  |  | 0.69077 | Default Emission Factor
Industrial Park | 7934_G_8 | 7934 | G | 8 |  | Combustion Turbine | PJM_COMD | Illinois | Whiteside | 2.2 | 2011 | 9999 |  |  |  | 0.69077 | Default Emission Factor
Industrial Park | 7934_G_9 | 7934 | G | 9 |  | Combustion Turbine | PJM_COMD | Illinois | Whiteside | 2.2 | 2011 | 9999 |  |  |  | 0.69077 | Default Emission Factor
Trenton South | 7935_G_1 | 7935 | G | 1 |  | Combustion Turbine | MIS_MO | Missouri | Grundy | 1.8 | 2000 | 9999 |  |  |  | 0.69077 | Default Emission Factor
Trenton South | 7935_G_2 | 7935 | G | 2 |  | Combustion Turbine | MIS_MO | Missouri | Grundy | 1.8 | 2000 | 9999 |  |  |  | 0.69077 | Default Emission Factor
Trenton South | 7935_G_3 | 7935 | G | 3 |  | Combustion Turbine | MIS_MO | Missouri | Grundy | 1.8 | 2000 | 9999 |  |  |  | 0.69077 | Default Emission Factor
Trenton South | 7935_G_4 | 7935 | G | 4 |  | Combustion Turbine | MIS_MO | Missouri | Grundy | 1.8 | 2000 | 9999 |  |  |  | 0.69077 | Default Emission Factor
Trenton South | 7935_G_5 | 7935 | G | 5 |  | Combustion Turbine | MIS_MO | Missouri | Grundy | 2 | 2004 | 9999 |  |  |  | 0.69077 | Default Emission Factor
Trenton South | 7935_G_6 | 7935 | G | 6 |  | Combustion Turbine | MIS_MO | Missouri | Grundy | 2 | 2004 | 9999 |  |  |  | 0.69077 | Default Emission Factor
Trenton South | 7935_G_7 | 7935 | G | 7 |  | Combustion Turbine | MIS_MO | Missouri | Grundy | 2 | 2004 | 9999 |  |  |  | 0.69077 | Default Emission Factor
Ponton Diesel Generating Facility | 7940_G_1 | 7940 | G | 1 |  | Combustion Turbine | PJM_Dom | Virginia | Amelia | 2 | 2002 | 9999 |  |  |  | 0.69077 | Default Emission Factor
Ponton Diesel Generating Facility | 7940_G_2 | 7940 | G | 2 |  | Combustion Turbine | PJM_Dom | Virginia | Amelia | 2 | 2002 | 9999 |  |  |  | 0.69077 | Default Emission Factor
Nottoway Diesel Generating Facility | 7941_G_1 | 7941 | G | 1 |  | Combustion Turbine | PJM_Dom | Virginia | Southampton | 2 | 2002 | 9999 |  |  |  | 0.69077 | Default Emission Factor
Nottoway Diesel Generating Facility | 7941_G_2 | 7941 | G | 2 |  | Combustion Turbine | PJM_Dom | Virginia | Southampton | 2 | 2002 | 9999 |  |  |  | 0.69077 | Default Emission Factor
Wansley Unit 9 | 7946_G_CT1 | 7946 | G | CT1 | 8402 | Combined Cycle | S_SOU | Georgia | Heard | 143.4 | 2004 | 9999 | 2019 | 2.18 | 981116 | 0.003752 | NEI 2019
Wansley Unit 9 | 7946_G_CT2 | 7946 | G | CT2 | 8404 | Combined Cycle | S_SOU | Georgia | Heard | 140.6 | 2004 | 9999 | 2017 | 3.25 | 743799 | 0.003752 | NEI 2019
Wansley Unit 9 | 7946_G_ST1 | 7946 | G | ST1 | 8402 | Combined Cycle | S_SOU | Georgia | Heard | 201.7 | 2004 | 9999 |  |  |  | 0.003752 | NEI 2019
Solway CT | 7947_G_1 | 7947 | G | 1 | 8406 | Combustion Turbine | MIS_MAPP | Minnesota | Beltrami | 43.1 | 2003 | 9999 | 2017 | 3.298 | 35913 | 0.18367 | NEI 2019
Solway CT | 7947_G_D1 | 7947 | G | D1 |  | Combustion Turbine | MIS_MAPP | Minnesota | Beltrami | 1.3 | 2005 | 9999 |  |  |  | 0.69077 | Default Emission Factor
Lawrence County Station | 7948_G_1 | 7948 | G | 1 | 8410 | Combustion Turbine | MIS_INKY | Indiana | Lawrence | 43.8 | 2005 | 9999 | 2017 | 0.08688 | 6759 | 0.025708 | NEI 2019
Lawrence County Station | 7948_G_2 | 7948 | G | 2 | 8412 | Combustion Turbine | MIS_INKY | Indiana | Lawrence | 43.8 | 2005 | 9999 | 2017 | 0.09776 | 6759 | 0.028927 | NEI 2019
Lawrence County Station | 7948_G_3 | 7948 | G | 3 | 8414 | Combustion Turbine | MIS_INKY | Indiana | Lawrence | 43.8 | 2005 | 9999 | 2019 | 0.09184 | 6724.8333 | 0.027314 | NEI 2019
Lawrence County Station | 7948_G_4 | 7948 | G | 4 | 8416 | Combustion Turbine | MIS_INKY | Indiana | Lawrence | 43.8 | 2005 | 9999 | 2017 | 0.09824 | 6759 | 0.029069 | NEI 2019
Lawrence County Station | 7948_G_5 | 7948 | G | 5 | 88290 | Combustion Turbine | MIS_INKY | Indiana | Lawrence | 43.8 | 2005 | 9999 | 2017 | 0.15904 | 6759 | 0.04706 | NEI 2019
Lawrence County Station | 7948_G_6 | 7948 | G | 6 | 88291 | Combustion Turbine | MIS_INKY | Indiana | Lawrence | 43.8 | 2005 | 9999 | 2017 | 0.18128 | 6759 | 0.053641 | NEI 2019
Evander Andrews Power Complex | 7953_G_1 | 7953 | G | 1 | 90108 | Combustion Turbine | WECC_ID | Idaho | Elmore | 171 | 2008 | 9999 |  |  |  | 0.088964 | Default Emission Factor
Evander Andrews Power Complex | 7953_G_2 | 7953 | G | 2 | 8422 | Combustion Turbine | WECC_ID | Idaho | Elmore | 41.4 | 2001 | 9999 |  |  |  | 0.088964 | Default Emission Factor
Evander Andrews Power Complex | 7953_G_3 | 7953 | G | 3 | 8424 | Combustion Turbine | WECC_ID | Idaho | Elmore | 39 | 2001 | 9999 |  |  |  | 0.088964 | Default Emission Factor
Field Street | 7954_G_1 | 7954 | G | 1 |  | Combustion Turbine | FRCC | Florida | Volusia | 22 | 2001 | 9999 |  |  |  | 0.12949 | Default Emission Factor
Field Street | 7954_G_2 | 7954 | G | 2 |  | Combustion Turbine | FRCC | Florida | Volusia | 22 | 2001 | 9999 |  |  |  | 0.12949 | Default Emission Factor
Elk City Station | 7955_G_1 | 7955 | G | 1 |  | Landfill Gas | SPP_NEBR | Nebraska | Douglas | 0.8 | 2002 | 9999 |  |  |  | 0.056969 | Default Emission Factor
Elk City Station | 7955_G_2 | 7955 | G | 2 |  | Landfill Gas | SPP_NEBR | Nebraska | Douglas | 0.8 | 2002 | 9999 |  |  |  | 0.056969 | Default Emission Factor
Elk City Station | 7955_G_3 | 7955 | G | 3 |  | Landfill Gas | SPP_NEBR | Nebraska | Douglas | 0.8 | 2002 | 9999 |  |  |  | 0.056969 | Default Emission Factor
Elk City Station | 7955_G_4 | 7955 | G | 4 |  | Landfill Gas | SPP_NEBR | Nebraska | Douglas | 0.8 | 2002 | 9999 |  |  |  | 0.056969 | Default Emission Factor
Elk City Station | 7955_G_5 | 7955 | G | 5 |  | Landfill Gas | SPP_NEBR | Nebraska | Douglas | 0.8 | 2006 | 9999 |  |  |  | 0.056969 | Default Emission Factor
Elk City Station | 7955_G_6 | 7955 | G | 6 |  | Landfill Gas | SPP_NEBR | Nebraska | Douglas | 0.8 | 2006 | 9999 |  |  |  | 0.056969 | Default Emission Factor
Elk City Station | 7955_G_7 | 7955 | G | 7 |  | Landfill Gas | SPP_NEBR | Nebraska | Douglas | 0.8 | 2006 | 9999 |  |  |  | 0.056969 | Default Emission Factor
Elk City Station | 7955_G_8 | 7955 | G | 8 |  | Landfill Gas | SPP_NEBR | Nebraska | Douglas | 0.8 | 2009 | 9999 |  |  |  | 0.056969 | Default Emission Factor
Sediver | 7957_G_1 | 7957 | G | 1 |  | Combustion Turbine | S_VACA | South Carolina | York | 2.4 | 2003 | 9999 |  |  |  | 0.69077 | Default Emission Factor
Horry Land Fill Gas Site | 7958_G_HG1 | 7958 | G | HG1 |  | Landfill Gas | S_VACA | South Carolina | Horry | 1.1 | 2001 | 9999 |  |  |  | 0.056969 | Default Emission Factor
Horry Land Fill Gas Site | 7958_G_HG2 | 7958 | G | HG2 |  | Landfill Gas | S_VACA | South Carolina | Horry | 1.1 | 2001 | 9999 |  |  |  | 0.056969 | Default Emission Factor
Horry Land Fill Gas Site | 7958_G_HG3 | 7958 | G | HG3 |  | Landfill Gas | S_VACA | South Carolina | Horry | 1.1 | 2003 | 9999 |  |  |  | 0.056969 | Default Emission Factor
Kemper County | 7960_G_GT1 | 7960 | G | GT1 | 3379 | Combustion Turbine | S_C_TVA | Mississippi | Kemper | 73.3 | 2002 | 9999 |  |  |  | 0.088964 | Default Emission Factor
Kemper County | 7960_G_GT2 | 7960 | G | GT2 | 3380 | Combustion Turbine | S_C_TVA | Mississippi | Kemper | 73.3 | 2002 | 9999 |  |  |  | 0.088964 | Default Emission Factor
Kemper County | 7960_G_GT3 | 7960 | G | GT3 | 3381 | Combustion Turbine | S_C_TVA | Mississippi | Kemper | 73.3 | 2002 | 9999 |  |  |  | 0.088964 | Default Emission Factor
Kemper County | 7960_G_GT4 | 7960 | G | GT4 | 3382 | Combustion Turbine | S_C_TVA | Mississippi | Kemper | 73.3 | 2002 | 9999 |  |  |  | 0.088964 | Default Emission Factor
Warren F Sam Beasley Generation Station | 7962_G_001 | 7962 | G | 001 | 8426 | Combustion Turbine | PJM_EMAC | Delaware | Kent | 48 | 2002 | 9999 | 2019 | 1.2402 | 14011.5918 | 0.17702 | NEI 2019
Warren F Sam Beasley Generation Station | 7962_G_002 | 7962 | G | 002 | 90703 | Combustion Turbine | PJM_EMAC | Delaware | Kent | 50 | 2012 | 9999 | 2019 | 0.46005 | 14595.4082 | 0.06304 | NEI 2019
Peno Creek | 7964_G_GT1 | 7964 | G | GT1 | 9048 | Combustion Turbine | MIS_MO | Missouri | Pike | 47 | 2002 | 9999 |  |  |  | 0.088964 | Default Emission Factor
Peno Creek | 7964_G_GT2 | 7964 | G | GT2 | 9050 | Combustion Turbine | MIS_MO | Missouri | Pike | 47 | 2002 | 9999 |  |  |  | 0.088964 | Default Emission Factor
Peno Creek | 7964_G_GT3 | 7964 | G | GT3 | 9052 | Combustion Turbine | MIS_MO | Missouri | Pike | 47 | 2002 | 9999 |  |  |  | 0.088964 | Default Emission Factor
Peno Creek | 7964_G_GT4 | 7964 | G | GT4 | 9054 | Combustion Turbine | MIS_MO | Missouri | Pike | 47 | 2002 | 9999 |  |  |  | 0.088964 | Default Emission Factor
Lordsburg Generating | 7967_G_GT1 | 7967 | G | GT1 | 9190 | Combustion Turbine | WECC_NM | New Mexico | Hidalgo | 37 | 2002 | 9999 |  |  |  | 0.088964 | Default Emission Factor
Lordsburg Generating | 7967_G_GT2 | 7967 | G | GT2 | 9191 | Combustion Turbine | WECC_NM | New Mexico | Hidalgo | 37 | 2002 | 9999 |  |  |  | 0.088964 | Default Emission Factor
Pella Peaking | 7971_G_10 | 7971 | G | 10 |  | Combustion Turbine | MIS_MIDA | Iowa | Marion | 1.8 | 2003 | 9999 |  |  |  | 0.69077 | Default Emission Factor
Pella Peaking | 7971_G_11 | 7971 | G | 11 |  | Combustion Turbine | MIS_MIDA | Iowa | Marion | 1.8 | 2003 | 9999 |  |  |  | 0.69077 | Default Emission Factor
Pella Peaking | 7971_G_12 | 7971 | G | 12 |  | Combustion Turbine | MIS_MIDA | Iowa | Marion | 1.8 | 2003 | 9999 |  |  |  | 0.69077 | Default Emission Factor
Pella Peaking | 7971_G_13 | 7971 | G | 13 |  | Combustion Turbine | MIS_MIDA | Iowa | Marion | 1.8 | 2003 | 9999 |  |  |  | 0.69077 | Default Emission Factor
Pella Peaking | 7971_G_14 | 7971 | G | 14 |  | Combustion Turbine | MIS_MIDA | Iowa | Marion | 1.8 | 2003 | 9999 |  |  |  | 0.69077 | Default Emission Factor
Pella Peaking | 7971_G_15 | 7971 | G | 15 |  | Combustion Turbine | MIS_MIDA | Iowa | Marion | 1.8 | 2003 | 9999 |  |  |  | 0.69077 | Default Emission Factor
Pella Peaking | 7971_G_16 | 7971 | G | 16 |  | Combustion Turbine | MIS_MIDA | Iowa | Marion | 1.8 | 2003 | 9999 |  |  |  | 0.69077 | Default Emission Factor
Pella Peaking | 7971_G_3 | 7971 | G | 3 |  | Combustion Turbine | MIS_MIDA | Iowa | Marion | 1.8 | 2003 | 9999 |  |  |  | 0.69077 | Default Emission Factor
Pella Peaking | 7971_G_4 | 7971 | G | 4 |  | Combustion Turbine | MIS_MIDA | Iowa | Marion | 1.8 | 2003 | 9999 |  |  |  | 0.69077 | Default Emission Factor
Pella Peaking | 7971_G_5 | 7971 | G | 5 |  | Combustion Turbine | MIS_MIDA | Iowa | Marion | 1.8 | 2003 | 9999 |  |  |  | 0.69077 | Default Emission Factor
Pella Peaking | 7971_G_6 | 7971 | G | 6 |  | Combustion Turbine | MIS_MIDA | Iowa | Marion | 1.8 | 2003 | 9999 |  |  |  | 0.69077 | Default Emission Factor
Pella Peaking | 7971_G_7 | 7971 | G | 7 |  | Combustion Turbine | MIS_MIDA | Iowa | Marion | 1.8 | 2003 | 9999 |  |  |  | 0.69077 | Default Emission Factor
Pella Peaking | 7971_G_8 | 7971 | G | 8 |  | Combustion Turbine | MIS_MIDA | Iowa | Marion | 1.8 | 2003 | 9999 |  |  |  | 0.69077 | Default Emission Factor
Pella Peaking | 7971_G_9 | 7971 | G | 9 |  | Combustion Turbine | MIS_MIDA | Iowa | Marion | 1.8 | 2003 | 9999 |  |  |  | 0.69077 | Default Emission Factor
Sumpter | 7972_G_1 | 7972 | G | 1 | 9882 | Combustion Turbine | MIS_LMI | Michigan | Wayne | 77 | 2002 | 9999 |  |  |  | 0.088964 | Default Emission Factor
Sumpter | 7972_G_2 | 7972 | G | 2 | 9883 | Combustion Turbine | MIS_LMI | Michigan | Wayne | 77.5 | 2002 | 9999 |  |  |  | 0.088964 | Default Emission Factor
Sumpter | 7972_G_3 | 7972 | G | 3 | 9884 | Combustion Turbine | MIS_LMI | Michigan | Wayne | 76.6 | 2002 | 9999 |  |  |  | 0.088964 | Default Emission Factor
Sumpter | 7972_G_4 | 7972 | G | 4 | 9885 | Combustion Turbine | MIS_LMI | Michigan | Wayne | 77.3 | 2002 | 9999 |  |  |  | 0.088964 | Default Emission Factor
Sharpe | 7973_G_1 | 7973 | G | 1 |  | Combustion Turbine | SPP_N | Kansas | Coffey | 2 | 2002 | 9999 |  |  |  | 0.69077 | Default Emission Factor
Sharpe | 7973_G_10 | 7973 | G | 10 |  | Combustion Turbine | SPP_N | Kansas | Coffey | 2 | 2002 | 9999 |  |  |  | 0.69077 | Default Emission Factor
Sharpe | 7973_G_2 | 7973 | G | 2 |  | Combustion Turbine | SPP_N | Kansas | Coffey | 2 | 2002 | 9999 |  |  |  | 0.69077 | Default Emission Factor
Sharpe | 7973_G_3 | 7973 | G | 3 |  | Combustion Turbine | SPP_N | Kansas | Coffey | 2 | 2002 | 9999 |  |  |  | 0.69077 | Default Emission Factor
Sharpe | 7973_G_4 | 7973 | G | 4 |  | Combustion Turbine | SPP_N | Kansas | Coffey | 2 | 2002 | 9999 |  |  |  | 0.69077 | Default Emission Factor
Sharpe | 7973_G_5 | 7973 | G | 5 |  | Combustion Turbine | SPP_N | Kansas | Coffey | 2 | 2002 | 9999 |  |  |  | 0.69077 | Default Emission Factor
Sharpe | 7973_G_6 | 7973 | G | 6 |  | Combustion Turbine | SPP_N | Kansas | Coffey | 2 | 2002 | 9999 |  |  |  | 0.69077 | Default Emission Factor
Sharpe | 7973_G_7 | 7973 | G | 7 |  | Combustion Turbine | SPP_N | Kansas | Coffey | 2 | 2002 | 9999 |  |  |  | 0.69077 | Default Emission Factor
Sharpe | 7973_G_8 | 7973 | G | 8 |  | Combustion Turbine | SPP_N | Kansas | Coffey | 2 | 2002 | 9999 |  |  |  | 0.69077 | Default Emission Factor
Sharpe | 7973_G_9 | 7973 | G | 9 |  | Combustion Turbine | SPP_N | Kansas | Coffey | 2 | 2002 | 9999 |  |  |  | 0.69077 | Default Emission Factor
Pyramid | 7975_G_1 | 7975 | G | 1 | 9287 | Combustion Turbine | WECC_NM | New Mexico | Hidalgo | 39.5 | 2003 | 9999 |  |  |  | 0.088964 | Default Emission Factor
Pyramid | 7975_G_2 | 7975 | G | 2 | 9288 | Combustion Turbine | WECC_NM | New Mexico | Hidalgo | 39.5 | 2003 | 9999 |  |  |  | 0.088964 | Default Emission Factor
Pyramid | 7975_G_3 | 7975 | G | 3 | 9289 | Combustion Turbine | WECC_NM | New Mexico | Hidalgo | 39.5 | 2003 | 9999 |  |  |  | 0.088964 | Default Emission Factor
Pyramid | 7975_G_4 | 7975 | G | 4 | 9290 | Combustion Turbine | WECC_NM | New Mexico | Hidalgo | 39.5 | 2003 | 9999 |  |  |  | 0.088964 | Default Emission Factor
Mulvane 2 | 7976_G_10 | 7976 | G | 10 |  | Combustion Turbine | SPP_N | Kansas | Sedgwick | 3.8 | 2003 | 9999 |  |  |  | 0.69077 | Default Emission Factor
Mulvane 2 | 7976_G_11 | 7976 | G | 11 |  | Combustion Turbine | SPP_N | Kansas | Sedgwick | 3.8 | 2003 | 9999 |  |  |  | 0.69077 | Default Emission Factor
Mulvane 2 | 7976_G_9 | 7976 | G | 9 |  | Combustion Turbine | SPP_N | Kansas | Sedgwick | 1 | 2003 | 9999 |  |  |  | 0.69077 | Default Emission Factor
Granite Falls 2 | 7977_G_1 | 7977 | G | 1 |  | Combustion Turbine | MIS_MNWI | Minnesota | Yellow Medicine | 2 | 2003 | 9999 |  |  |  | 0.69077 | Default Emission Factor
Granite Falls 2 | 7977_G_2 | 7977 | G | 2 |  | Combustion Turbine | MIS_MNWI | Minnesota | Yellow Medicine | 2 | 2003 | 9999 |  |  |  | 0.69077 | Default Emission Factor
Granite Falls 2 | 7977_G_3 | 7977 | G | 3 |  | Combustion Turbine | MIS_MNWI | Minnesota | Yellow Medicine | 2 | 2003 | 9999 |  |  |  | 0.69077 | Default Emission Factor
Mill Creek (SC) | 7981_G_1 | 7981 | G | 1 | 9192 | Combustion Turbine | S_VACA | South Carolina | Cherokee | 71 | 2002 | 9999 |  |  |  | 0.088964 | Default Emission Factor
Mill Creek (SC) | 7981_G_2 | 7981 | G | 2 | 9193 | Combustion Turbine | S_VACA | South Carolina | Cherokee | 70 | 2002 | 9999 |  |  |  | 0.088964 | Default Emission Factor
Mill Creek (SC) | 7981_G_3 | 7981 | G | 3 | 9194 | Combustion Turbine | S_VACA | South Carolina | Cherokee | 71 | 2002 | 9999 |  |  |  | 0.088964 | Default Emission Factor
Mill Creek (SC) | 7981_G_4 | 7981 | G | 4 | 9195 | Combustion Turbine | S_VACA | South Carolina | Cherokee | 70 | 2002 | 9999 |  |  |  | 0.088964 | Default Emission Factor
Mill Creek (SC) | 7981_G_5 | 7981 | G | 5 | 9196 | Combustion Turbine | S_VACA | South Carolina | Cherokee | 69 | 2003 | 9999 |  |  |  | 0.088964 | Default Emission Factor
Mill Creek (SC) | 7981_G_6 | 7981 | G | 6 | 9197 | Combustion Turbine | S_VACA | South Carolina | Cherokee | 71 | 2003 | 9999 |  |  |  | 0.088964 | Default Emission Factor
Mill Creek (SC) | 7981_G_7 | 7981 | G | 7 | 9198 | Combustion Turbine | S_VACA | South Carolina | Cherokee | 70 | 2003 | 9999 |  |  |  | 0.088964 | Default Emission Factor
Mill Creek (SC) | 7981_G_8 | 7981 | G | 8 | 9199 | Combustion Turbine | S_VACA | South Carolina | Cherokee | 71 | 2003 | 9999 |  |  |  | 0.088964 | Default Emission Factor
South Generation | 7982_G_3 | 7982 | G | 3 |  | Combustion Turbine | MIS_MNWI | Minnesota | Redwood | 2 | 2003 | 9999 | 2017 | 0.004858 | 33.5484 | 0.28961 | NEI 2019
South Generation | 7982_G_4 | 7982 | G | 4 |  | Combustion Turbine | MIS_MNWI | Minnesota | Redwood | 2 | 2003 | 9999 | 2017 | 0.004684 | 33.5484 | 0.27924 | NEI 2019
South Generation | 7982_G_5 | 7982 | G | 5 |  | Combustion Turbine | MIS_MNWI | Minnesota | Redwood | 2.2 | 2003 | 9999 | 2017 | 0.004887 | 36.9032 | 0.26486 | NEI 2019
Kalkaska CT #1 | 7984_G_001 | 7984 | G | 001 | 9291 | Combustion Turbine | MIS_LMI | Michigan | Kalkaska | 47.3 | 2002 | 9999 |  |  |  | 0.088964 | Default Emission Factor
Greater Des Moines | 7985_G_GT1 | 7985 | G | GT1 | 9886 | Combined Cycle | MIS_MIDA | Iowa | Polk | 155.4 | 2003 | 9999 |  |  |  | 0.030815 | Default Emission Factor
Greater Des Moines | 7985_G_GT2 | 7985 | G | GT2 | 9887 | Combined Cycle | MIS_MIDA | Iowa | Polk | 154.4 | 2003 | 9999 |  |  |  | 0.030815 | Default Emission Factor
Greater Des Moines | 7985_G_ST1 | 7985 | G | ST1 | 9886 | Combined Cycle | MIS_MIDA | Iowa | Polk | 179 | 2004 | 9999 |  |  |  | 0.030815 | Default Emission Factor
Lake One | 7987_G_L1 | 7987 | G | L1 | 9888 | Combustion Turbine | WEC_LADW | California | Los Angeles | 48 | 2002 | 9999 |  |  |  | 0.088964 | Default Emission Factor
Silver Creek | 7988_G_1 | 7988 | G | 1 | 88205 | Combustion Turbine | MIS_MS | Mississippi | Jefferson Davis | 75 | 2003 | 9999 |  |  |  | 0.088964 | Default Emission Factor
Silver Creek | 7988_G_2 | 7988 | G | 2 | 88206 | Combustion Turbine | MIS_MS | Mississippi | Jefferson Davis | 75 | 2004 | 9999 |  |  |  | 0.088964 | Default Emission Factor
Silver Creek | 7988_G_3 | 7988 | G | 3 | 88207 | Combustion Turbine | MIS_MS | Mississippi | Jefferson Davis | 75 | 2005 | 9999 |  |  |  | 0.088964 | Default Emission Factor
Sylvarena | 7989_G_1 | 7989 | G | 1 | 88208 | Combustion Turbine | MIS_MS | Mississippi | Smith | 43 | 2003 | 9999 | 2019 | 2.1904 | 66513.6667 | 0.065862 | NEI 2019
Sylvarena | 7989_G_2 | 7989 | G | 2 | 88209 | Combustion Turbine | MIS_MS | Mississippi | Smith | 43 | 2003 | 9999 | 2019 | 2.1087 | 66513.6667 | 0.063406 | NEI 2019
Sylvarena | 7989_G_3 | 7989 | G | 3 | 88210 | Combustion Turbine | MIS_MS | Mississippi | Smith | 43 | 2003 | 9999 | 2019 | 2.0786 | 66513.6667 | 0.062501 | NEI 2019
Altamont | 7990_G_1 | 7990 | G | 1 |  | Combustion Turbine | MIS_IL | Illinois | Effingham | 1.8 | 2002 | 9999 |  |  |  | 0.69077 | Default Emission Factor
Altamont | 7990_G_2 | 7990 | G | 2 |  | Combustion Turbine | MIS_IL | Illinois | Effingham | 1.8 | 2002 | 9999 |  |  |  | 0.69077 | Default Emission Factor
Altamont | 7990_G_3 | 7990 | G | 3 |  | Combustion Turbine | MIS_IL | Illinois | Effingham | 1.8 | 2002 | 9999 |  |  |  | 0.69077 | Default Emission Factor
Altamont | 7990_G_4 | 7990 | G | 4 |  | Combustion Turbine | MIS_IL | Illinois | Effingham | 1.8 | 2006 | 9999 |  |  |  | 0.69077 | Default Emission Factor
West Campus Cogeneration Facility | 7991_G_1 | 7991 | G | 1 | 10043 | Combined Cycle | MIS_WUMS | Wisconsin | Dane | 31.6 | 2005 | 9999 |  |  |  | 0.10983 | NEI 2019
West Campus Cogeneration Facility | 7991_G_CT2 | 7991 | G | CT2 | 10044 | Combined Cycle | MIS_WUMS | Wisconsin | Dane | 32 | 2005 | 9999 | 2019 | 8.6038 | 114190 | 0.10983 | NEI 2019
West Campus Cogeneration Facility | 7991_G_STG1 | 7991 | G | STG1 | 10043 | Combined Cycle | MIS_WUMS | Wisconsin | Dane | 66.5 | 2005 | 9999 | 2017 | 10.0619 | 191104 | 0.10983 | NEI 2019
Airport Industrial | 7995_G_IC1 | 7995 | G | IC1 |  | Combustion Turbine | WECC_CO | Colorado | Pueblo | 2.5 | 2002 | 9999 |  |  |  | 0.69077 | Default Emission Factor
Airport Industrial | 7995_G_IC2 | 7995 | G | IC2 |  | Combustion Turbine | WECC_CO | Colorado | Pueblo | 2.5 | 2002 | 9999 |  |  |  | 0.69077 | Default Emission Factor
Airport Industrial | 7995_G_IC3 | 7995 | G | IC3 |  | Combustion Turbine | WECC_CO | Colorado | Pueblo | 2.5 | 2002 | 9999 |  |  |  | 0.69077 | Default Emission Factor
Airport Industrial | 7995_G_IC4 | 7995 | G | IC4 |  | Combustion Turbine | WECC_CO | Colorado | Pueblo | 2.5 | 2002 | 9999 |  |  |  | 0.69077 | Default Emission Factor
Winston | 7997_G_WD01 | 7997 | G | WD01 |  | Combustion Turbine | FRCC | Florida | Polk | 2.5 | 2001 | 9999 |  |  |  | 0.69077 | Default Emission Factor
Winston | 7997_G_WD02 | 7997 | G | WD02 |  | Combustion Turbine | FRCC | Florida | Polk | 2.5 | 2001 | 9999 |  |  |  | 0.69077 | Default Emission Factor
Winston | 7997_G_WD03 | 7997 | G | WD03 |  | Combustion Turbine | FRCC | Florida | Polk | 2.5 | 2001 | 9999 |  |  |  | 0.69077 | Default Emission Factor
Winston | 7997_G_WD04 | 7997 | G | WD04 |  | Combustion Turbine | FRCC | Florida | Polk | 2.5 | 2001 | 9999 |  |  |  | 0.69077 | Default Emission Factor
Winston | 7997_G_WD05 | 7997 | G | WD05 |  | Combustion Turbine | FRCC | Florida | Polk | 2.5 | 2001 | 9999 |  |  |  | 0.69077 | Default Emission Factor
Winston | 7997_G_WD06 | 7997 | G | WD06 |  | Combustion Turbine | FRCC | Florida | Polk | 2.5 | 2001 | 9999 |  |  |  | 0.69077 | Default Emission Factor
Winston | 7997_G_WD07 | 7997 | G | WD07 |  | Combustion Turbine | FRCC | Florida | Polk | 2.5 | 2001 | 9999 |  |  |  | 0.69077 | Default Emission Factor
Winston | 7997_G_WD08 | 7997 | G | WD08 |  | Combustion Turbine | FRCC | Florida | Polk | 2.5 | 2001 | 9999 |  |  |  | 0.69077 | Default Emission Factor
Winston | 7997_G_WD09 | 7997 | G | WD09 |  | Combustion Turbine | FRCC | Florida | Polk | 2.5 | 2001 | 9999 |  |  |  | 0.69077 | Default Emission Factor
Winston | 7997_G_WD10 | 7997 | G | WD10 |  | Combustion Turbine | FRCC | Florida | Polk | 2.5 | 2001 | 9999 |  |  |  | 0.69077 | Default Emission Factor
Winston | 7997_G_WD11 | 7997 | G | WD11 |  | Combustion Turbine | FRCC | Florida | Polk | 2.5 | 2001 | 9999 |  |  |  | 0.69077 | Default Emission Factor
Winston | 7997_G_WD12 | 7997 | G | WD12 |  | Combustion Turbine | FRCC | Florida | Polk | 2.5 | 2001 | 9999 |  |  |  | 0.69077 | Default Emission Factor
Winston | 7997_G_WD13 | 7997 | G | WD13 |  | Combustion Turbine | FRCC | Florida | Polk | 2.5 | 2001 | 9999 |  |  |  | 0.69077 | Default Emission Factor
Winston | 7997_G_WD14 | 7997 | G | WD14 |  | Combustion Turbine | FRCC | Florida | Polk | 2.5 | 2001 | 9999 |  |  |  | 0.69077 | Default Emission Factor
Winston | 7997_G_WD15 | 7997 | G | WD15 |  | Combustion Turbine | FRCC | Florida | Polk | 2.5 | 2001 | 9999 |  |  |  | 0.69077 | Default Emission Factor
Winston | 7997_G_WD16 | 7997 | G | WD16 |  | Combustion Turbine | FRCC | Florida | Polk | 2.5 | 2001 | 9999 |  |  |  | 0.69077 | Default Emission Factor
Winston | 7997_G_WD17 | 7997 | G | WD17 |  | Combustion Turbine | FRCC | Florida | Polk | 2.5 | 2001 | 9999 |  |  |  | 0.69077 | Default Emission Factor
Winston | 7997_G_WD18 | 7997 | G | WD18 |  | Combustion Turbine | FRCC | Florida | Polk | 2.5 | 2001 | 9999 |  |  |  | 0.69077 | Default Emission Factor
Winston | 7997_G_WD19 | 7997 | G | WD19 |  | Combustion Turbine | FRCC | Florida | Polk | 2.5 | 2001 | 9999 |  |  |  | 0.69077 | Default Emission Factor
Winston | 7997_G_WD20 | 7997 | G | WD20 |  | Combustion Turbine | FRCC | Florida | Polk | 2.5 | 2001 | 9999 |  |  |  | 0.69077 | Default Emission Factor
Grays Harbor Energy Facility | 7999_G_CT1 | 7999 | G | CT1 | 89846 | Combined Cycle | WECC_PNW | Washington | Grays Harbor | 151 | 2008 | 9999 | 2019 | 7.731 | 1022011 | 0.010634 | NEI 2019
Grays Harbor Energy Facility | 7999_G_CT2 | 7999 | G | CT2 | 89847 | Combined Cycle | WECC_PNW | Washington | Grays Harbor | 153 | 2008 | 9999 | 2019 | 10.3845 | 1026667 | 0.010634 | NEI 2019
Grays Harbor Energy Facility | 7999_G_ST1 | 7999 | G | ST1 | 89846 | Combined Cycle | WECC_PNW | Washington | Grays Harbor | 300 | 2008 | 9999 |  |  |  | 0.010634 | NEI 2019
Beatrice | 8000_G_CT1 | 8000 | G | CT1 | 88088 | Combined Cycle | SPP_NEBR | Nebraska | Gage | 69 | 2005 | 9999 |  |  |  | 0.030815 | Default Emission Factor
Beatrice | 8000_G_CT2 | 8000 | G | CT2 | 88089 | Combined Cycle | SPP_NEBR | Nebraska | Gage | 68 | 2005 | 9999 |  |  |  | 0.030815 | Default Emission Factor
Beatrice | 8000_G_ST1 | 8000 | G | ST1 | 88088 | Combined Cycle | SPP_NEBR | Nebraska | Gage | 83 | 2005 | 9999 |  |  |  | 0.030815 | Default Emission Factor
Holtsville | 8007_G_1 | 8007 | G | 1 | 3402 | Combustion Turbine | NY_Z_K | New York | Suffolk | 55.5 | 1974 | 9999 | 2019 | 0.954 | 19721 | 0.09675 | NEI 2019
Holtsville | 8007_G_10 | 8007 | G | 10 | 3411 | Combustion Turbine | NY_Z_K | New York | Suffolk | 54.1 | 1975 | 9999 |  |  |  | 0.09675 | NEI 2019
Holtsville | 8007_G_2 | 8007 | G | 2 | 3403 | Combustion Turbine | NY_Z_K | New York | Suffolk | 55.6 | 1974 | 9999 |  |  |  | 0.09675 | NEI 2019
Holtsville | 8007_G_3 | 8007 | G | 3 | 3404 | Combustion Turbine | NY_Z_K | New York | Suffolk | 51 | 1974 | 9999 |  |  |  | 0.09675 | NEI 2019
Holtsville | 8007_G_4 | 8007 | G | 4 | 3405 | Combustion Turbine | NY_Z_K | New York | Suffolk | 52.4 | 1974 | 9999 |  |  |  | 0.09675 | NEI 2019
Holtsville | 8007_G_5 | 8007 | G | 5 | 3406 | Combustion Turbine | NY_Z_K | New York | Suffolk | 53.4 | 1974 | 9999 |  |  |  | 0.09675 | NEI 2019
Holtsville | 8007_G_6 | 8007 | G | 6 | 3407 | Combustion Turbine | NY_Z_K | New York | Suffolk | 50.4 | 1975 | 9999 |  |  |  | 0.09675 | NEI 2019
Holtsville | 8007_G_7 | 8007 | G | 7 | 3408 | Combustion Turbine | NY_Z_K | New York | Suffolk | 49.2 | 1975 | 9999 |  |  |  | 0.09675 | NEI 2019
Holtsville | 8007_G_8 | 8007 | G | 8 | 3409 | Combustion Turbine | NY_Z_K | New York | Suffolk | 55.4 | 1975 | 9999 |  |  |  | 0.09675 | NEI 2019
Holtsville | 8007_G_9 | 8007 | G | 9 | 3410 | Combustion Turbine | NY_Z_K | New York | Suffolk | 55.3 | 1975 | 9999 |  |  |  | 0.09675 | NEI 2019
Mickleton Station | 8008_G_MICK | 8008 | G | MICK | 3422 | Combustion Turbine | PJM_EMAC | New Jersey | Gloucester | 64.9 | 1974 | 9999 | 2019 | 0.013 | 59 | 0.44068 | NEI 2019
Murray Turbine | 8010_G_1 | 8010 | G | 1 |  | Combustion Turbine | WECC_UT | Utah | Salt Lake | 12 | 2001 | 9999 |  |  |  | 0.088964 | Default Emission Factor
Murray Turbine | 8010_G_2 | 8010 | G | 2 |  | Combustion Turbine | WECC_UT | Utah | Salt Lake | 12 | 2001 | 9999 |  |  |  | 0.088964 | Default Emission Factor
Murray Turbine | 8010_G_3 | 8010 | G | 3 |  | Combustion Turbine | WECC_UT | Utah | Salt Lake | 12 | 2002 | 9999 |  |  |  | 0.088964 | Default Emission Factor
Croydon CT Generating Station | 8012_G_11 | 8012 | G | 11 | 3423 | Combustion Turbine | PJM_EMAC | Pennsylvania | Bucks | 49 | 1974 | 9999 |  |  |  | 0.12949 | Default Emission Factor
Croydon CT Generating Station | 8012_G_12 | 8012 | G | 12 | 3424 | Combustion Turbine | PJM_EMAC | Pennsylvania | Bucks | 49 | 1974 | 9999 |  |  |  | 0.12949 | Default Emission Factor
Croydon CT Generating Station | 8012_G_21 | 8012 | G | 21 | 3425 | Combustion Turbine | PJM_EMAC | Pennsylvania | Bucks | 49 | 1974 | 9999 |  |  |  | 0.12949 | Default Emission Factor
Croydon CT Generating Station | 8012_G_22 | 8012 | G | 22 | 3426 | Combustion Turbine | PJM_EMAC | Pennsylvania | Bucks | 49 | 1974 | 9999 |  |  |  | 0.12949 | Default Emission Factor
Croydon CT Generating Station | 8012_G_31 | 8012 | G | 31 | 3427 | Combustion Turbine | PJM_EMAC | Pennsylvania | Bucks | 49 | 1974 | 9999 |  |  |  | 0.12949 | Default Emission Factor
Croydon CT Generating Station | 8012_G_32 | 8012 | G | 32 | 3428 | Combustion Turbine | PJM_EMAC | Pennsylvania | Bucks | 48 | 1974 | 9999 |  |  |  | 0.12949 | Default Emission Factor
Croydon CT Generating Station | 8012_G_41 | 8012 | G | 41 | 3429 | Combustion Turbine | PJM_EMAC | Pennsylvania | Bucks | 49 | 1974 | 9999 |  |  |  | 0.12949 | Default Emission Factor
Croydon CT Generating Station | 8012_G_42 | 8012 | G | 42 | 3430 | Combustion Turbine | PJM_EMAC | Pennsylvania | Bucks | 49 | 1974 | 9999 |  |  |  | 0.12949 | Default Emission Factor
Winter | 8013_G_IC 1 | 8013 | G | IC 1 |  | Combustion Turbine | MIS_MNWI | Wisconsin | Sawyer | 2.8 | 2002 | 9999 |  |  |  | 0.69077 | Default Emission Factor
Winter | 8013_G_IC 2 | 8013 | G | IC 2 |  | Combustion Turbine | MIS_MNWI | Wisconsin | Sawyer | 2.8 | 2002 | 9999 |  |  |  | 0.69077 | Default Emission Factor
Paragould Reciprocating | 8015_G_011 | 8015 | G | 011 |  | Combustion Turbine | SPP_WEST | Arkansas | Greene | 6 | 2001 | 9999 |  |  |  | 0.11376 | Default Emission Factor
Paragould Reciprocating | 8015_G_021 | 8015 | G | 021 |  | Combustion Turbine | SPP_WEST | Arkansas | Greene | 6 | 2001 | 9999 |  |  |  | 0.11376 | Default Emission Factor
Paragould Reciprocating | 8015_G_031 | 8015 | G | 031 |  | Combustion Turbine | SPP_WEST | Arkansas | Greene | 6 | 2001 | 9999 |  |  |  | 0.11376 | Default Emission Factor
Factory | 8016_G_1 | 8016 | G | 1 | 9200 | Combustion Turbine | MIS_IL | Illinois | Sangamon | 18 | 1973 | 9999 |  |  |  | 0.12949 | Default Emission Factor
Portage | 8019_G_1 | 8019 | G | 1 |  | Combustion Turbine | MIS_WUMS | Michigan | Houghton | 17.4 | 1973 | 9999 |  |  |  | 0.12949 | Default Emission Factor
Baldwin City Plant No 2 | 8020_G_7 | 8020 | G | 7 |  | Combustion Turbine | SPP_N | Kansas | Douglas | 3 | 2004 | 9999 |  |  |  | 0.11376 | Default Emission Factor
Baldwin City Plant No 2 | 8020_G_8 | 8020 | G | 8 |  | Combustion Turbine | SPP_N | Kansas | Douglas | 3 | 2004 | 9999 |  |  |  | 0.11376 | Default Emission Factor
Boulder Park | 8022_G_1 | 8022 | G | 1 |  | Combustion Turbine | WECC_PNW | Washington | Spokane | 4.1 | 2002 | 9999 |  |  |  | 0.11376 | Default Emission Factor
Boulder Park | 8022_G_2 | 8022 | G | 2 |  | Combustion Turbine | WECC_PNW | Washington | Spokane | 4.1 | 2002 | 9999 |  |  |  | 0.11376 | Default Emission Factor
Boulder Park | 8022_G_3 | 8022 | G | 3 |  | Combustion Turbine | WECC_PNW | Washington | Spokane | 4.1 | 2002 | 9999 |  |  |  | 0.11376 | Default Emission Factor
Boulder Park | 8022_G_4 | 8022 | G | 4 |  | Combustion Turbine | WECC_PNW | Washington | Spokane | 4.1 | 2002 | 9999 |  |  |  | 0.11376 | Default Emission Factor
Boulder Park | 8022_G_5 | 8022 | G | 5 |  | Combustion Turbine | WECC_PNW | Washington | Spokane | 4.1 | 2002 | 9999 |  |  |  | 0.11376 | Default Emission Factor
Boulder Park | 8022_G_6 | 8022 | G | 6 |  | Combustion Turbine | WECC_PNW | Washington | Spokane | 4.1 | 2002 | 9999 |  |  |  | 0.11376 | Default Emission Factor
Hartzog | 8026_G_1 | 8026 | G | 1 |  | Combustion Turbine | WECC_WY | Wyoming | Campbell | 5 | 2002 | 9999 |  |  |  | 0.088964 | Default Emission Factor
Hartzog | 8026_G_2 | 8026 | G | 2 |  | Combustion Turbine | WECC_WY | Wyoming | Campbell | 5 | 2002 | 9999 |  |  |  | 0.088964 | Default Emission Factor
Hartzog | 8026_G_3 | 8026 | G | 3 |  | Combustion Turbine | WECC_WY | Wyoming | Campbell | 5 | 2002 | 9999 |  |  |  | 0.088964 | Default Emission Factor
Blue Lake | 8027_G_1 | 8027 | G | 1 | 89763 | Combustion Turbine | MIS_MNWI | Minnesota | Scott | 39 | 1974 | 2024 | 2017 | 0.01678 | 6880.2715 | 0.004878 | NEI 2019
Blue Lake | 8027_G_2 | 8027 | G | 2 | 89764 | Combustion Turbine | MIS_MNWI | Minnesota | Scott | 39 | 1974 | 2024 | 2019 | 0.06361 | 5768.298 | 0.022055 | NEI 2019
Blue Lake | 8027_G_3 | 8027 | G | 3 | 89765 | Combustion Turbine | MIS_MNWI | Minnesota | Scott | 36 | 1974 | 2024 | 2017 | 0.2145 | 6351.0199 | 0.067548 | NEI 2019
Blue Lake | 8027_G_4 | 8027 | G | 4 | 89766 | Combustion Turbine | MIS_MNWI | Minnesota | Scott | 39 | 1974 | 2024 | 2017 | 0.05625 | 6880.2715 | 0.016351 | NEI 2019
Blue Lake | 8027_G_7 | 8027 | G | 7 | 89378 | Combustion Turbine | MIS_MNWI | Minnesota | Scott | 150 | 2005 | 9999 | 2019 | 2.859 | 22185.7616 | 0.25773 | NEI 2019
Blue Lake | 8027_G_8 | 8027 | G | 8 | 89379 | Combustion Turbine | MIS_MNWI | Minnesota | Scott | 150 | 2005 | 9999 | 2019 | 3.342 | 22185.7616 | 0.30127 | NEI 2019
Arvada | 8028_G_1 | 8028 | G | 1 |  | Combustion Turbine | WECC_WY | Wyoming | Sheridan | 5 | 2002 | 9999 |  |  |  | 0.088964 | Default Emission Factor
Arvada | 8028_G_2 | 8028 | G | 2 |  | Combustion Turbine | WECC_WY | Wyoming | Sheridan | 5 | 2002 | 9999 |  |  |  | 0.088964 | Default Emission Factor
Arvada | 8028_G_3 | 8028 | G | 3 |  | Combustion Turbine | WECC_WY | Wyoming | Sheridan | 5 | 2002 | 9999 |  |  |  | 0.088964 | Default Emission Factor
Sycamore (IA) | 8029_G_1 | 8029 | G | 1 | 90084 | Combustion Turbine | MIS_MIDA | Iowa | Polk | 76.2 | 1974 | 9999 |  |  |  | 0.088964 | Default Emission Factor
Sycamore (IA) | 8029_G_2 | 8029 | G | 2 | 90085 | Combustion Turbine | MIS_MIDA | Iowa | Polk | 74.1 | 1974 | 9999 |  |  |  | 0.088964 | Default Emission Factor
Barber Creek | 8030_G_1 | 8030 | G | 1 |  | Combustion Turbine | WECC_WY | Wyoming | Campbell | 5 | 2002 | 9999 |  |  |  | 0.088964 | Default Emission Factor
Barber Creek | 8030_G_2 | 8030 | G | 2 |  | Combustion Turbine | WECC_WY | Wyoming | Campbell | 5 | 2002 | 9999 |  |  |  | 0.088964 | Default Emission Factor
Barber Creek | 8030_G_3 | 8030 | G | 3 |  | Combustion Turbine | WECC_WY | Wyoming | Campbell | 5 | 2002 | 9999 |  |  |  | 0.088964 | Default Emission Factor
Emery Station | 8031_G_11 | 8031 | G | 11 | 88332 | Combined Cycle | MIS_IA | Iowa | Cerro Gordo | 143.4 | 2004 | 9999 | 2019 | 6.319 | 661869 | 0.011702 | NEI 2019
Emery Station | 8031_G_12 | 8031 | G | 12 | 88333 | Combined Cycle | MIS_IA | Iowa | Cerro Gordo | 144.4 | 2004 | 9999 | 2019 | 8.6703 | 873802 | 0.011702 | NEI 2019
Emery Station | 8031_G_ST1 | 8031 | G | ST1 | 88332 | Combined Cycle | MIS_IA | Iowa | Cerro Gordo | 231 | 2004 | 9999 |  |  |  | 0.011702 | NEI 2019
Yankton | 8034_G_1 | 8034 | G | 1 |  | Combustion Turbine | SPP_WAUE | South Dakota | Yankton | 2.2 | 1974 | 9999 |  |  |  | 0.11376 | Default Emission Factor
Yankton | 8034_G_2 | 8034 | G | 2 |  | Combustion Turbine | SPP_WAUE | South Dakota | Yankton | 2.8 | 1974 | 9999 |  |  |  | 0.69077 | Default Emission Factor
Yankton | 8034_G_4 | 8034 | G | 4 |  | Combustion Turbine | SPP_WAUE | South Dakota | Yankton | 2 | 1963 | 9999 |  |  |  | 0.69077 | Default Emission Factor
Clifton | 8037_G_2 | 8037 | G | 2 |  | Combustion Turbine | SPP_N | Kansas | Washington | 2.5 | 1974 | 9999 |  |  |  | 0.69077 | Default Emission Factor
Intercession City | 8049_G_P1 | 8049 | G | P1 |  | Combustion Turbine | FRCC | Florida | Osceola | 47 | 1974 | 9999 |  |  |  | 0.12949 | Default Emission Factor
Intercession City | 8049_G_P10 | 8049 | G | P10 | 3440 | Combustion Turbine | FRCC | Florida | Osceola | 78 | 1993 | 9999 |  |  |  | 0.088964 | Default Emission Factor
Intercession City | 8049_G_P11 | 8049 | G | P11 | 3441 | Combustion Turbine | FRCC | Florida | Osceola | 140 | 1997 | 9999 |  |  |  | 0.12949 | Default Emission Factor
Intercession City | 8049_G_P12 | 8049 | G | P12 | 3442 | Combustion Turbine | FRCC | Florida | Osceola | 73 | 2000 | 9999 |  |  |  | 0.088964 | Default Emission Factor
Intercession City | 8049_G_P13 | 8049 | G | P13 | 3443 | Combustion Turbine | FRCC | Florida | Osceola | 75 | 2000 | 9999 |  |  |  | 0.088964 | Default Emission Factor
Intercession City | 8049_G_P14 | 8049 | G | P14 | 3444 | Combustion Turbine | FRCC | Florida | Osceola | 72 | 2000 | 9999 |  |  |  | 0.088964 | Default Emission Factor
Intercession City | 8049_G_P2 | 8049 | G | P2 |  | Combustion Turbine | FRCC | Florida | Osceola | 46 | 1974 | 9999 |  |  |  | 0.12949 | Default Emission Factor
Intercession City | 8049_G_P3 | 8049 | G | P3 |  | Combustion Turbine | FRCC | Florida | Osceola | 46 | 1974 | 9999 |  |  |  | 0.12949 | Default Emission Factor
Intercession City | 8049_G_P4 | 8049 | G | P4 |  | Combustion Turbine | FRCC | Florida | Osceola | 46 | 1974 | 9999 |  |  |  | 0.12949 | Default Emission Factor
Intercession City | 8049_G_P5 | 8049 | G | P5 |  | Combustion Turbine | FRCC | Florida | Osceola | 45 | 1974 | 9999 |  |  |  | 0.12949 | Default Emission Factor
Intercession City | 8049_G_P6 | 8049 | G | P6 |  | Combustion Turbine | FRCC | Florida | Osceola | 47 | 1974 | 9999 |  |  |  | 0.12949 | Default Emission Factor
Intercession City | 8049_G_P7 | 8049 | G | P7 | 3445 | Combustion Turbine | FRCC | Florida | Osceola | 78 | 1993 | 9999 | 2019 | 4.6431 | 29545.0221 | 0.31431 | NEI 2019
Intercession City | 8049_G_P8 | 8049 | G | P8 | 3446 | Combustion Turbine | FRCC | Florida | Osceola | 79 | 1993 | 9999 |  |  |  | 0.088964 | Default Emission Factor
Intercession City | 8049_G_P9 | 8049 | G | P9 | 3447 | Combustion Turbine | FRCC | Florida | Osceola | 79 | 1993 | 9999 | 2019 | 10.7212 | 29923.8044 | 0.71657 | NEI 2019
Pouch | 8053_G_N01 | 8053 | G | N01 | 8388 | Combustion Turbine | NY_Z_J | New York | Richmond | 46 | 2001 | 9999 | 2019 | 1.7579 | 47443 | 0.074105 | NEI 2019
Waterford 1 & 2 | 8056_G_4 | 8056 | G | 4 | 91255 | Combustion Turbine | MIS_AMSO | Louisiana | St Charles | 32.5 | 2009 | 9999 |  |  |  | 0.12949 | Default Emission Factor
DeCordova Steam Electric Station | 8063_G_CT1 | 8063 | G | CT1 | 90028 | Combustion Turbine | ERC_REST | Texas | Hood | 71 | 1990 | 9999 | 2019 | 0.38702 | 5735.8936 | 0.13495 | NEI 2019
DeCordova Steam Electric Station | 8063_G_CT2 | 8063 | G | CT2 | 90029 | Combustion Turbine | ERC_REST | Texas | Hood | 70 | 1990 | 9999 | 2019 | 0.20005 | 5655.1064 | 0.070751 | NEI 2019
DeCordova Steam Electric Station | 8063_G_CT3 | 8063 | G | CT3 | 90030 | Combustion Turbine | ERC_REST | Texas | Hood | 70 | 1990 | 9999 | 2019 | 0.19738 | 5655.1064 | 0.069804 | NEI 2019
DeCordova Steam Electric Station | 8063_G_CT4 | 8063 | G | CT4 | 90031 | Combustion Turbine | ERC_REST | Texas | Hood | 71 | 1990 | 9999 | 2019 | 0.26674 | 5735.8936 | 0.093007 | NEI 2019
Fort Lupton | 8067_G_1 | 8067 | G | 1 |  | Combustion Turbine | WECC_CO | Colorado | Weld | 44 | 1972 | 2025 |  |  |  | 0.088964 | Default Emission Factor
Fort Lupton | 8067_G_2 | 8067 | G | 2 |  | Combustion Turbine | WECC_CO | Colorado | Weld | 44 | 1972 | 2025 |  |  |  | 0.088964 | Default Emission Factor
Santan | 8068_G_ST1 | 8068 | G | ST1 |  | Combined Cycle | WECC_AZ | Arizona | Maricopa | 92 | 1974 | 9999 |  |  |  | 0.030815 | Default Emission Factor
Santan | 8068_G_ST2 | 8068 | G | ST2 |  | Combined Cycle | WECC_AZ | Arizona | Maricopa | 92 | 1974 | 9999 |  |  |  | 0.030815 | Default Emission Factor
Santan | 8068_G_ST3 | 8068 | G | ST3 |  | Combined Cycle | WECC_AZ | Arizona | Maricopa | 92 | 1974 | 9999 |  |  |  | 0.030815 | Default Emission Factor
Santan | 8068_G_ST4 | 8068 | G | ST4 |  | Combined Cycle | WECC_AZ | Arizona | Maricopa | 92 | 1975 | 9999 |  |  |  | 0.030815 | Default Emission Factor
Santan | 8068_G_ST5A | 8068 | G | ST5A | 10065 | Combined Cycle | WECC_AZ | Arizona | Maricopa | 151 | 2005 | 9999 | 2019 | 9.0655 | 2264138 | 0.00863 | NEI 2019
Santan | 8068_G_ST5B | 8068 | G | ST5B | 10066 | Combined Cycle | WECC_AZ | Arizona | Maricopa | 151 | 2005 | 9999 | 2019 | 4.9154 | 975893 | 0.00863 | NEI 2019
Santan | 8068_G_ST5S | 8068 | G | ST5S | 10065 | Combined Cycle | WECC_AZ | Arizona | Maricopa | 280 | 2005 | 9999 |  |  |  | 0.00863 | NEI 2019
Santan | 8068_G_ST6A | 8068 | G | ST6A | 10067 | Combined Cycle | WECC_AZ | Arizona | Maricopa | 151 | 2006 | 9999 | 2019 | 9.5221 | 1861224 | 0.010232 | NEI 2019
Santan | 8068_G_ST6S | 8068 | G | ST6S | 10067 | Combined Cycle | WECC_AZ | Arizona | Maricopa | 126 | 2006 | 9999 |  |  |  | 0.010232 | NEI 2019
Beaver | 8073_G_1 | 8073 | G | 1 |  | Combined Cycle | WECC_PNW | Oregon | Columbia | 54 | 1974 | 9999 |  |  |  | 0.030629 | NEI 2019
Beaver | 8073_G_2 | 8073 | G | 2 |  | Combined Cycle | WECC_PNW | Oregon | Columbia | 54 | 1974 | 9999 |  |  |  | 0.030629 | NEI 2019
Beaver | 8073_G_3 | 8073 | G | 3 |  | Combined Cycle | WECC_PNW | Oregon | Columbia | 54 | 1974 | 9999 |  |  |  | 0.030629 | NEI 2019
Beaver | 8073_G_4 | 8073 | G | 4 |  | Combined Cycle | WECC_PNW | Oregon | Columbia | 54 | 1974 | 9999 |  |  |  | 0.030629 | NEI 2019
Beaver | 8073_G_5 | 8073 | G | 5 |  | Combined Cycle | WECC_PNW | Oregon | Columbia | 54 | 1974 | 9999 |  |  |  | 0.030629 | NEI 2019
Beaver | 8073_G_6 | 8073 | G | 6 |  | Combined Cycle | WECC_PNW | Oregon | Columbia | 54 | 1974 | 9999 | 2019 | 7.618 | 497430 | 0.030629 | NEI 2019
Beaver | 8073_G_7 | 8073 | G | 7 |  | Combined Cycle | WECC_PNW | Oregon | Columbia | 137 | 1977 | 9999 |  |  |  | 0.030629 | NEI 2019
Beaver | 8073_G_8 | 8073 | G | 8 |  | Combustion Turbine | WECC_PNW | Oregon | Columbia | 24 | 2001 | 9999 | 2019 | 0.055 | 3121 | 0.035245 | NEI 2019
Springfield (CO) | 8100_G_1 | 8100 | G | 1 |  | Combustion Turbine | WECC_CO | Colorado | Baca | 1.2 | 1965 | 9999 |  |  |  | 0.11376 | Default Emission Factor
Springfield (CO) | 8100_G_2 | 8100 | G | 2 |  | Combustion Turbine | WECC_CO | Colorado | Baca | 0.2 | 1950 | 9999 |  |  |  | 0.11376 | Default Emission Factor
Springfield (CO) | 8100_G_IC4 | 8100 | G | IC4 |  | Combustion Turbine | WECC_CO | Colorado | Baca | 0.5 | 1950 | 9999 |  |  |  | 0.11376 | Default Emission Factor
Springfield (CO) | 8100_G_IC5 | 8100 | G | IC5 |  | Combustion Turbine | WECC_CO | Colorado | Baca | 0.8 | 1960 | 9999 |  |  |  | 0.11376 | Default Emission Factor
Halstad | 8105_G_4 | 8105 | G | 4 |  | Combustion Turbine | MIS_MNWI | Minnesota | Norman | 1.9 | 2007 | 9999 |  |  |  | 0.69077 | Default Emission Factor
Halstad | 8105_G_5 | 8105 | G | 5 |  | Combustion Turbine | MIS_MNWI | Minnesota | Norman | 1.9 | 2007 | 9999 |  |  |  | 0.69077 | Default Emission Factor
Tipton | 8106_G_1A | 8106 | G | 1A |  | Combustion Turbine | MIS_IL | Iowa | Cedar | 2 | 2001 | 9999 |  |  |  | 0.11376 | Default Emission Factor
Tipton | 8106_G_2 | 8106 | G | 2 |  | Combustion Turbine | MIS_IL | Iowa | Cedar | 1.2 | 1971 | 9999 |  |  |  | 0.11376 | Default Emission Factor
Tipton | 8106_G_5 | 8106 | G | 5 |  | Combustion Turbine | MIS_IL | Iowa | Cedar | 2 | 2011 | 9999 |  |  |  | 0.69077 | Default Emission Factor
Tipton | 8106_G_6 | 8106 | G | 6 |  | Combustion Turbine | MIS_IL | Iowa | Cedar | 2 | 2011 | 9999 |  |  |  | 0.69077 | Default Emission Factor
Tipton | 8106_G_7 | 8106 | G | 7 |  | Combustion Turbine | MIS_IL | Iowa | Cedar | 2 | 2019 | 9999 |  |  |  | 0.34419 | Default Emission Factor
Hopkinton | 8108_G_1 | 8108 | G | 1 |  | Combustion Turbine | MIS_IL | Iowa | Delaware | 1.6 | 1973 | 9999 |  |  |  | 0.69077 | Default Emission Factor
Hopkinton | 8108_G_CAT | 8108 | G | CAT |  | Combustion Turbine | MIS_IL | Iowa | Delaware | 2.2 | 2011 | 9999 |  |  |  | 0.69077 | Default Emission Factor
Stanberry | 8110_G_1 | 8110 | G | 1 |  | Combustion Turbine | S_D_AECI | Missouri | Gentry | 1.1 | 1963 | 9999 |  |  |  | 0.11376 | Default Emission Factor
Stanberry | 8110_G_2 | 8110 | G | 2 |  | Combustion Turbine | S_D_AECI | Missouri | Gentry | 1.1 | 1967 | 9999 |  |  |  | 0.11376 | Default Emission Factor
Stanberry | 8110_G_IC5 | 8110 | G | IC5 |  | Combustion Turbine | S_D_AECI | Missouri | Gentry | 0.3 | 1958 | 9999 |  |  |  | 0.69077 | Default Emission Factor
Stanberry | 8110_G_IC6 | 8110 | G | IC6 |  | Combustion Turbine | S_D_AECI | Missouri | Gentry | 1.8 | 1979 | 9999 |  |  |  | 0.11376 | Default Emission Factor
Salmon Diesel | 817_G_1 | 817 | G | 1 |  | Combustion Turbine | WECC_ID | Idaho | Lemhi | 2.7 | 1967 | 9999 |  |  |  | 0.69077 | Default Emission Factor
Salmon Diesel | 817_G_2 | 817 | G | 2 |  | Combustion Turbine | WECC_ID | Idaho | Lemhi | 2.7 | 1967 | 9999 |  |  |  | 0.69077 | Default Emission Factor
Ray D Nixon | 8219_G_GT1 | 8219 | G | GT1 | 3468 | Combustion Turbine | WECC_CO | Colorado | El Paso | 30 | 1999 | 9999 |  |  |  | 0.088964 | Default Emission Factor
Ray D Nixon | 8219_G_GT2 | 8219 | G | GT2 | 3467 | Combustion Turbine | WECC_CO | Colorado | El Paso | 30 | 1999 | 9999 |  |  |  | 0.088964 | Default Emission Factor
Grand Tower Energy Center LLC | 862_G_1 | 862 | G | 1 | 578 | Combined Cycle | MIS_IL | Illinois | Jackson | 161 | 2001 | 2045 |  |  |  | 0.030815 | Default Emission Factor
Grand Tower Energy Center LLC | 862_G_2 | 862 | G | 2 | 579 | Combined Cycle | MIS_IL | Illinois | Jackson | 159 | 2001 | 2045 |  |  |  | 0.030815 | Default Emission Factor
Grand Tower Energy Center LLC | 862_G_3 | 862 | G | 3 | 578 | Combined Cycle | MIS_IL | Illinois | Jackson | 86 | 1951 | 2045 |  |  |  | 0.030815 | Default Emission Factor
Grand Tower Energy Center LLC | 862_G_4 | 862 | G | 4 | 579 | Combined Cycle | MIS_IL | Illinois | Jackson | 105 | 1958 | 2045 |  |  |  | 0.030815 | Default Emission Factor
Waukegan | 883_G_311 | 883 | G | 311 | 9161 | Combustion Turbine | PJM_COMD | Illinois | Lake | 24.6 | 1968 | 2030 |  |  |  | 0.12949 | Default Emission Factor
Waukegan | 883_G_312 | 883 | G | 312 | 9162 | Combustion Turbine | PJM_COMD | Illinois | Lake | 28.5 | 1968 | 2030 |  |  |  | 0.12949 | Default Emission Factor
Waukegan | 883_G_321 | 883 | G | 321 | 9163 | Combustion Turbine | PJM_COMD | Illinois | Lake | 28 | 1968 | 2030 |  |  |  | 0.12949 | Default Emission Factor
Waukegan | 883_G_322 | 883 | G | 322 | 9164 | Combustion Turbine | PJM_COMD | Illinois | Lake | 26.7 | 1968 | 2030 |  |  |  | 0.12949 | Default Emission Factor
Fisk Street | 886_G_311 | 886 | G | 311 | 9165 | Combustion Turbine | PJM_COMD | Illinois | Cook | 25.4 | 1968 | 2030 |  |  |  | 0.12949 | Default Emission Factor
Fisk Street | 886_G_312 | 886 | G | 312 | 9166 | Combustion Turbine | PJM_COMD | Illinois | Cook | 23.7 | 1968 | 2030 |  |  |  | 0.12949 | Default Emission Factor
Fisk Street | 886_G_321 | 886 | G | 321 | 9167 | Combustion Turbine | PJM_COMD | Illinois | Cook | 25.4 | 1968 | 2030 |  |  |  | 0.12949 | Default Emission Factor
Fisk Street | 886_G_322 | 886 | G | 322 | 9168 | Combustion Turbine | PJM_COMD | Illinois | Cook | 25.4 | 1968 | 2030 |  |  |  | 0.12949 | Default Emission Factor
Fisk Street | 886_G_331 | 886 | G | 331 | 9169 | Combustion Turbine | PJM_COMD | Illinois | Cook | 23.7 | 1968 | 2030 |  |  |  | 0.12949 | Default Emission Factor
Fisk Street | 886_G_332 | 886 | G | 332 | 9170 | Combustion Turbine | PJM_COMD | Illinois | Cook | 25.4 | 1968 | 2030 |  |  |  | 0.12949 | Default Emission Factor
Fisk Street | 886_G_341 | 886 | G | 341 | 9172 | Combustion Turbine | PJM_COMD | Illinois | Cook | 25.4 | 1968 | 2030 |  |  |  | 0.12949 | Default Emission Factor
Fisk Street | 886_G_342 | 886 | G | 342 | 9172 | Combustion Turbine | PJM_COMD | Illinois | Cook | 22.8 | 1968 | 2030 |  |  |  | 0.12949 | Default Emission Factor
Astoria Generating Station | 8906_G_1 | 8906 | G | 1 | 3489 | Combustion Turbine | NY_Z_J | New York | Queens | 14 | 1967 | 9999 |  |  |  | 0.088964 | Default Emission Factor
Moline | 899_G_GT1 | 899 | G | GT1 |  | Combustion Turbine | MIS_MIDA | Illinois | Rock Island | 16 | 1970 | 2045 |  |  |  | 0.088964 | Default Emission Factor
Moline | 899_G_GT2 | 899 | G | GT2 |  | Combustion Turbine | MIS_MIDA | Illinois | Rock Island | 17.1 | 1970 | 2045 |  |  |  | 0.088964 | Default Emission Factor
Moline | 899_G_GT3 | 899 | G | GT3 |  | Combustion Turbine | MIS_MIDA | Illinois | Rock Island | 16.9 | 1970 | 2045 |  |  |  | 0.088964 | Default Emission Factor
Moline | 899_G_GT4 | 899 | G | GT4 |  | Combustion Turbine | MIS_MIDA | Illinois | Rock Island | 16.7 | 1970 | 2045 | 2019 | 0.0032 | 19.7796 | 0.32357 | NEI 2019
Copper | 9_G_1 | 9 | G | 1 | 90211 | Combustion Turbine | WECC_NM | Texas | El Paso | 64 | 1980 | 9999 |  |  |  | 0.088964 | Default Emission Factor
Cherry Street | 9038_G_10 | 9038 | G | 10 |  | Combustion Turbine | NENGREST | Massachusetts | Middlesex | 1.9 | 1962 | 2024 |  |  |  | 0.11376 | Default Emission Factor
Cherry Street | 9038_G_11 | 9038 | G | 11 |  | Combustion Turbine | NENGREST | Massachusetts | Middlesex | 1.9 | 1962 | 2024 |  |  |  | 0.11376 | Default Emission Factor
Cherry Street | 9038_G_12 | 9038 | G | 12 |  | Combustion Turbine | NENGREST | Massachusetts | Middlesex | 4.9 | 1972 | 9999 |  |  |  | 0.11376 | Default Emission Factor
Cherry Street | 9038_G_7 | 9038 | G | 7 |  | Combustion Turbine | NENGREST | Massachusetts | Middlesex | 2.5 | 1951 | 9999 |  |  |  | 0.69077 | Default Emission Factor
Cherry Street | 9038_G_8 | 9038 | G | 8 |  | Combustion Turbine | NENGREST | Massachusetts | Middlesex | 3.4 | 1956 | 9999 |  |  |  | 0.11376 | Default Emission Factor
Venice | 913_G_GT2 | 913 | G | GT2 | 9044 | Combustion Turbine | MIS_MO | Illinois | Madison | 48 | 2002 | 2045 |  |  |  | 0.088964 | Default Emission Factor
Venice | 913_G_GT3 | 913 | G | GT3 | 89497 | Combustion Turbine | MIS_MO | Illinois | Madison | 168 | 2005 | 2045 |  |  |  | 0.088964 | Default Emission Factor
Venice | 913_G_GT4 | 913 | G | GT4 | 89498 | Combustion Turbine | MIS_MO | Illinois | Madison | 168 | 2005 | 2045 |  |  |  | 0.088964 | Default Emission Factor
Venice | 913_G_GT5 | 913 | G | GT5 | 89499 | Combustion Turbine | MIS_MO | Illinois | Madison | 103 | 2005 | 2045 |  |  |  | 0.088964 | Default Emission Factor
Breese | 934_G_2 | 934 | G | 2 |  | Combustion Turbine | MIS_IL | Illinois | Clinton | 3 | 1982 | 2045 | 2019 | 0.00415 | 50.8235 | 0.16331 | NEI 2019
Breese | 934_G_5 | 934 | G | 5 |  | Combustion Turbine | MIS_IL | Illinois | Clinton | 2.5 | 1992 | 9999 |  |  |  | 0.69077 | Default Emission Factor
Breese | 934_G_6 | 934 | G | 6 |  | Combustion Turbine | MIS_IL | Illinois | Clinton | 2.5 | 1997 | 9999 | 2019 | 0.020514 | 42.3529 | 0.96872 | NEI 2019
Breese | 934_G_7 | 934 | G | 7 |  | Combustion Turbine | MIS_IL | Illinois | Clinton | 2.5 | 2008 | 9999 |  |  |  | 0.69077 | Default Emission Factor
Breese | 934_G_8 | 934 | G | 8 |  | Combustion Turbine | MIS_IL | Illinois | Clinton | 2.5 | 2014 | 9999 |  |  |  | 0.69077 | Default Emission Factor
Breese | 934_G_IC1 | 934 | G | IC1 |  | Combustion Turbine | MIS_IL | Illinois | Clinton | 1 | 1953 | 9999 |  |  |  | 0.69077 | Default Emission Factor
Breese | 934_G_IC3 | 934 | G | IC3 |  | Combustion Turbine | MIS_IL | Illinois | Clinton | 3 | 1968 | 2045 | 2019 | 0.019793 | 50.8235 | 0.77889 | NEI 2019
Bushnell | 935_G_1 | 935 | G | 1 |  | Combustion Turbine | MIS_IL | Illinois | McDonough | 0.2 | 1940 | 9999 |  |  |  | 0.69077 | Default Emission Factor
Bushnell | 935_G_2 | 935 | G | 2 |  | Combustion Turbine | MIS_IL | Illinois | McDonough | 0.2 | 1940 | 9999 |  |  |  | 0.69077 | Default Emission Factor
Bushnell | 935_G_3 | 935 | G | 3 |  | Combustion Turbine | MIS_IL | Illinois | McDonough | 2.2 | 1965 | 9999 |  |  |  | 0.69077 | Default Emission Factor
Bushnell | 935_G_4 | 935 | G | 4 |  | Combustion Turbine | MIS_IL | Illinois | McDonough | 2.2 | 1965 | 9999 |  |  |  | 0.69077 | Default Emission Factor
Bushnell | 935_G_5 | 935 | G | 5 |  | Combustion Turbine | MIS_IL | Illinois | McDonough | 1 | 1956 | 9999 |  |  |  | 0.69077 | Default Emission Factor
Bushnell | 935_G_6 | 935 | G | 6 |  | Combustion Turbine | MIS_IL | Illinois | McDonough | 2.5 | 2000 | 9999 |  |  |  | 0.69077 | Default Emission Factor
Bushnell | 935_G_7 | 935 | G | 7 |  | Combustion Turbine | MIS_IL | Illinois | McDonough | 2.5 | 2000 | 9999 | 2017 | 0.015379 | 36.5741 | 0.84098 | NEI 2019
Carlyle | 936_G_10 | 936 | G | 10 |  | Combustion Turbine | MIS_IL | Illinois | Clinton | 2.5 | 2003 | 9999 |  |  |  | 0.69077 | Default Emission Factor
Carlyle | 936_G_11 | 936 | G | 11 |  | Combustion Turbine | MIS_IL | Illinois | Clinton | 2.8 | 2019 | 9999 |  |  |  | 0.34419 | Default Emission Factor
Carlyle | 936_G_7 | 936 | G | 7 |  | Combustion Turbine | MIS_IL | Illinois | Clinton | 2 | 1964 | 2045 | 2017 | 0.023465 | 60.4211 | 0.77672 | NEI 2019
Carlyle | 936_G_8 | 936 | G | 8 |  | Combustion Turbine | MIS_IL | Illinois | Clinton | 2.5 | 1998 | 9999 | 2017 | 0.004318 | 75.5263 | 0.11434 | NEI 2019
Carlyle | 936_G_9 | 936 | G | 9 |  | Combustion Turbine | MIS_IL | Illinois | Clinton | 2.5 | 1999 | 9999 | 2019 | 0.024915 | 95.2632 | 0.52308 | NEI 2019
Carmi | 937_G_10 | 937 | G | 10 |  | Combustion Turbine | MIS_IL | Illinois | White | 1.6 | 1958 | 2045 |  |  |  | 0.11376 | Default Emission Factor
Carmi | 937_G_12 | 937 | G | 12 |  | Combustion Turbine | MIS_IL | Illinois | White | 1.8 | 1967 | 2045 |  |  |  | 0.11376 | Default Emission Factor
Carmi | 937_G_13 | 937 | G | 13 |  | Combustion Turbine | MIS_IL | Illinois | White | 4.3 | 1973 | 2045 |  |  |  | 0.11376 | Default Emission Factor
Carmi | 937_G_14 | 937 | G | 14 |  | Combustion Turbine | MIS_IL | Illinois | White | 1.1 | 2013 | 9999 |  |  |  | 0.69077 | Default Emission Factor
Carmi | 937_G_7 | 937 | G | 7 |  | Combustion Turbine | MIS_IL | Illinois | White | 0.9 | 1948 | 9999 |  |  |  | 0.69077 | Default Emission Factor
Carmi | 937_G_8 | 937 | G | 8 |  | Combustion Turbine | MIS_IL | Illinois | White | 1.2 | 1951 | 2045 |  |  |  | 0.11376 | Default Emission Factor
Carmi | 937_G_9 | 937 | G | 9 |  | Combustion Turbine | MIS_IL | Illinois | White | 1.5 | 1958 | 2045 |  |  |  | 0.11376 | Default Emission Factor
Farmer City | 941_G_1 | 941 | G | 1 |  | Combustion Turbine | MIS_IL | Illinois | DeWitt | 1.3 | 1967 | 2045 |  |  |  | 0.11376 | Default Emission Factor
Farmer City | 941_G_2 | 941 | G | 2 |  | Combustion Turbine | MIS_IL | Illinois | DeWitt | 0.9 | 1963 | 9999 |  |  |  | 0.69077 | Default Emission Factor
Farmer City | 941_G_4 | 941 | G | 4 |  | Combustion Turbine | MIS_IL | Illinois | DeWitt | 0.7 | 1951 | 9999 |  |  |  | 0.69077 | Default Emission Factor
Farmer City | 941_G_5 | 941 | G | 5 |  | Combustion Turbine | MIS_IL | Illinois | DeWitt | 2.8 | 1974 | 2045 |  |  |  | 0.11376 | Default Emission Factor
Farmer City | 941_G_6 | 941 | G | 6 |  | Combustion Turbine | MIS_IL | Illinois | DeWitt | 2 | 2012 | 9999 |  |  |  | 0.69077 | Default Emission Factor
Farmer City | 941_G_7 | 941 | G | 7 |  | Combustion Turbine | MIS_IL | Illinois | DeWitt | 2 | 2012 | 9999 |  |  |  | 0.69077 | Default Emission Factor
Freeburg | 943_G_1 | 943 | G | 1 |  | Combustion Turbine | MIS_IL | Illinois | St Clair | 0.4 | 1948 | 9999 |  |  |  | 0.69077 | Default Emission Factor
Freeburg | 943_G_10 | 943 | G | 10 |  | Combustion Turbine | MIS_IL | Illinois | St Clair | 1.8 | 2007 | 9999 |  |  |  | 0.69077 | Default Emission Factor
Freeburg | 943_G_11 | 943 | G | 11 |  | Combustion Turbine | MIS_IL | Illinois | St Clair | 1.8 | 2007 | 9999 |  |  |  | 0.69077 | Default Emission Factor
Freeburg | 943_G_12 | 943 | G | 12 |  | Combustion Turbine | MIS_IL | Illinois | St Clair | 1.8 | 2007 | 9999 |  |  |  | 0.69077 | Default Emission Factor
Freeburg | 943_G_2 | 943 | G | 2 |  | Combustion Turbine | MIS_IL | Illinois | St Clair | 0.4 | 1948 | 9999 |  |  |  | 0.69077 | Default Emission Factor
Freeburg | 943_G_3 | 943 | G | 3 |  | Combustion Turbine | MIS_IL | Illinois | St Clair | 0.6 | 1953 | 9999 |  |  |  | 0.69077 | Default Emission Factor
Freeburg | 943_G_4 | 943 | G | 4 |  | Combustion Turbine | MIS_IL | Illinois | St Clair | 1 | 1959 | 9999 |  |  |  | 0.69077 | Default Emission Factor
Freeburg | 943_G_6 | 943 | G | 6 |  | Combustion Turbine | MIS_IL | Illinois | St Clair | 1.8 | 1974 | 9999 |  |  |  | 0.69077 | Default Emission Factor
Freeburg | 943_G_7 | 943 | G | 7 |  | Combustion Turbine | MIS_IL | Illinois | St Clair | 2.6 | 1986 | 9999 |  |  |  | 0.69077 | Default Emission Factor
Freeburg | 943_G_8 | 943 | G | 8 |  | Combustion Turbine | MIS_IL | Illinois | St Clair | 1.8 | 1996 | 9999 | 2017 | 0.016419 | 15.6076 | 2.104 | NEI 2019
Freeburg | 943_G_9 | 943 | G | 9 |  | Combustion Turbine | MIS_IL | Illinois | St Clair | 1.8 | 1996 | 9999 |  |  |  | 0.69077 | Default Emission Factor
Geneseo | 944_G_1 | 944 | G | 1 |  | Combustion Turbine | MIS_MIDA | Illinois | Henry | 4.4 | 1974 | 2045 |  |  |  | 0.11376 | Default Emission Factor
Geneseo | 944_G_2 | 944 | G | 2 |  | Combustion Turbine | MIS_MIDA | Illinois | Henry | 2.8 | 1967 | 2045 |  |  |  | 0.11376 | Default Emission Factor
Geneseo | 944_G_3 | 944 | G | 3 |  | Combustion Turbine | MIS_MIDA | Illinois | Henry | 2.8 | 1966 | 2045 |  |  |  | 0.11376 | Default Emission Factor
Geneseo | 944_G_4 | 944 | G | 4 |  | Combustion Turbine | MIS_MIDA | Illinois | Henry | 1.3 | 1957 | 2045 |  |  |  | 0.11376 | Default Emission Factor
Geneseo | 944_G_5A | 944 | G | 5A |  | Combustion Turbine | MIS_MIDA | Illinois | Henry | 3.4 | 1990 | 2045 |  |  |  | 0.11376 | Default Emission Factor
Geneseo | 944_G_6A | 944 | G | 6A |  | Combustion Turbine | MIS_MIDA | Illinois | Henry | 2.4 | 2003 | 2045 |  |  |  | 0.11376 | Default Emission Factor
Geneseo | 944_G_7 | 944 | G | 7 |  | Combustion Turbine | MIS_MIDA | Illinois | Henry | 2.4 | 1961 | 2045 |  |  |  | 0.11376 | Default Emission Factor
Geneseo | 944_G_9 | 944 | G | 9 |  | Combustion Turbine | MIS_MIDA | Illinois | Henry | 3.8 | 1998 | 9999 |  |  |  | 0.69077 | Default Emission Factor
Highland | 946_G_IC1 | 946 | G | IC1 |  | Combustion Turbine | MIS_IL | Illinois | Madison | 1.6 | 1993 | 9999 |  |  |  | 0.69077 | Default Emission Factor
Highland | 946_G_IC2 | 946 | G | IC2 |  | Combustion Turbine | MIS_IL | Illinois | Madison | 1.6 | 1993 | 9999 |  |  |  | 0.69077 | Default Emission Factor
Highland | 946_G_IC3 | 946 | G | IC3 |  | Combustion Turbine | MIS_IL | Illinois | Madison | 1.6 | 1993 | 9999 |  |  |  | 0.69077 | Default Emission Factor
Highland | 946_G_IC5 | 946 | G | IC5 |  | Combustion Turbine | MIS_IL | Illinois | Madison | 2 | 1967 | 2045 |  |  |  | 0.11376 | Default Emission Factor
Highland | 946_G_IC6 | 946 | G | IC6 |  | Combustion Turbine | MIS_IL | Illinois | Madison | 2 | 1968 | 2045 |  |  |  | 0.11376 | Default Emission Factor
Highland | 946_G_IC7 | 946 | G | IC7 |  | Combustion Turbine | MIS_IL | Illinois | Madison | 4 | 1971 | 2045 |  |  |  | 0.11376 | Default Emission Factor
Highland | 946_G_IC8 | 946 | G | IC8 |  | Combustion Turbine | MIS_IL | Illinois | Madison | 4 | 1971 | 2045 |  |  |  | 0.11376 | Default Emission Factor
McLeansboro | 948_G_2 | 948 | G | 2 |  | Combustion Turbine | MIS_IL | Illinois | Hamilton | 0.4 | 1950 | 9999 |  |  |  | 0.69077 | Default Emission Factor
McLeansboro | 948_G_5 | 948 | G | 5 |  | Combustion Turbine | MIS_IL | Illinois | Hamilton | 1.8 | 1979 | 9999 |  |  |  | 0.69077 | Default Emission Factor
McLeansboro | 948_G_6 | 948 | G | 6 |  | Combustion Turbine | MIS_IL | Illinois | Hamilton | 2.2 | 1979 | 9999 |  |  |  | 0.69077 | Default Emission Factor
McLeansboro | 948_G_7 | 948 | G | 7 |  | Combustion Turbine | MIS_IL | Illinois | Hamilton | 1 | 1995 | 9999 | 2019 | 0.000709 | 9.2857 | 0.15271 | NEI 2019
McLeansboro | 948_G_8 | 948 | G | 8 |  | Combustion Turbine | MIS_IL | Illinois | Hamilton | 1 | 1994 | 9999 |  |  |  | 0.69077 | Default Emission Factor
McLeansboro | 948_G_9 | 948 | G | 9 |  | Combustion Turbine | MIS_IL | Illinois | Hamilton | 2 | 2002 | 9999 |  |  |  | 0.69077 | Default Emission Factor
Marshall (IL) | 949_G_10 | 949 | G | 10 |  | Combustion Turbine | MIS_IL | Illinois | Clark | 1.8 | 2002 | 9999 | 2017 | 0.01014 | 15.8698 | 1.2779 | NEI 2019
Marshall (IL) | 949_G_11 | 949 | G | 11 |  | Combustion Turbine | MIS_IL | Illinois | Clark | 1.8 | 2002 | 9999 | 2017 | 0.00725 | 15.8698 | 0.91368 | NEI 2019
Marshall (IL) | 949_G_12 | 949 | G | 12 |  | Combustion Turbine | MIS_IL | Illinois | Clark | 1.8 | 2007 | 9999 |  |  |  | 0.69077 | Default Emission Factor
Marshall (IL) | 949_G_13 | 949 | G | 13 |  | Combustion Turbine | MIS_IL | Illinois | Clark | 1.8 | 2007 | 9999 |  |  |  | 0.69077 | Default Emission Factor
Marshall (IL) | 949_G_5 | 949 | G | 5 |  | Combustion Turbine | MIS_IL | Illinois | Clark | 2.5 | 2002 | 9999 | 2017 | 0.001476 | 22.0414 | 0.13393 | NEI 2019
Marshall (IL) | 949_G_6 | 949 | G | 6 |  | Combustion Turbine | MIS_IL | Illinois | Clark | 1.8 | 2002 | 9999 | 2017 | 0.005863 | 15.8698 | 0.73889 | NEI 2019
Marshall (IL) | 949_G_7 | 949 | G | 7 |  | Combustion Turbine | MIS_IL | Illinois | Clark | 1.8 | 2002 | 9999 | 2019 | 0.007562 | 12.2485 | 1.2348 | NEI 2019
Marshall (IL) | 949_G_8 | 949 | G | 8 |  | Combustion Turbine | MIS_IL | Illinois | Clark | 1.8 | 2002 | 9999 | 2017 | 0.0093 | 15.8698 | 1.172 | NEI 2019
Marshall (IL) | 949_G_9 | 949 | G | 9 |  | Combustion Turbine | MIS_IL | Illinois | Clark | 1.8 | 2002 | 9999 | 2017 | 0.009598 | 15.8698 | 1.2096 | NEI 2019
Peru (IL) | 955_G_11 | 955 | G | 11 |  | Combustion Turbine | PJM_COMD | Illinois | LaSalle | 2.7 | 2011 | 9999 |  |  |  | 0.69077 | Default Emission Factor
Peru (IL) | 955_G_12 | 955 | G | 12 |  | Combustion Turbine | PJM_COMD | Illinois | LaSalle | 2.7 | 2011 | 9999 |  |  |  | 0.69077 | Default Emission Factor
Peru (IL) | 955_G_13 | 955 | G | 13 |  | Combustion Turbine | PJM_COMD | Illinois | LaSalle | 2.7 | 2011 | 9999 |  |  |  | 0.69077 | Default Emission Factor
Peru (IL) | 955_G_14 | 955 | G | 14 |  | Combustion Turbine | PJM_COMD | Illinois | LaSalle | 2.7 | 2011 | 9999 |  |  |  | 0.69077 | Default Emission Factor
Peru (IL) | 955_G_15 | 955 | G | 15 |  | Combustion Turbine | PJM_COMD | Illinois | LaSalle | 2.7 | 2011 | 9999 |  |  |  | 0.69077 | Default Emission Factor
Peru (IL) | 955_G_16 | 955 | G | 16 |  | Combustion Turbine | PJM_COMD | Illinois | LaSalle | 2.7 | 2011 | 9999 |  |  |  | 0.69077 | Default Emission Factor
Peru (IL) | 955_G_17 | 955 | G | 17 |  | Combustion Turbine | PJM_COMD | Illinois | LaSalle | 2.7 | 2011 | 9999 |  |  |  | 0.69077 | Default Emission Factor
Peru (IL) | 955_G_GT1 | 955 | G | GT1 |  | Combustion Turbine | MIS_IL | Illinois | LaSalle | 8.6 | 1968 | 9999 |  |  |  | 0.12949 | Default Emission Factor
Princeton (IL) | 957_G_1 | 957 | G | 1 |  | Combustion Turbine | MIS_IL | Illinois | Bureau | 2.3 | 1953 | 2045 |  |  |  | 0.11376 | Default Emission Factor
Princeton (IL) | 957_G_2 | 957 | G | 2 |  | Combustion Turbine | MIS_IL | Illinois | Bureau | 3 | 1958 | 2045 |  |  |  | 0.11376 | Default Emission Factor
Princeton (IL) | 957_G_3 | 957 | G | 3 |  | Combustion Turbine | MIS_IL | Illinois | Bureau | 3.4 | 1965 | 2045 |  |  |  | 0.11376 | Default Emission Factor
Princeton (IL) | 957_G_4 | 957 | G | 4 |  | Combustion Turbine | MIS_IL | Illinois | Bureau | 3.4 | 1965 | 2045 |  |  |  | 0.11376 | Default Emission Factor
Princeton (IL) | 957_G_5 | 957 | G | 5 |  | Combustion Turbine | MIS_IL | Illinois | Bureau | 4.4 | 1971 | 2045 |  |  |  | 0.11376 | Default Emission Factor
Princeton (IL) | 957_G_6 | 957 | G | 6 |  | Combustion Turbine | MIS_IL | Illinois | Bureau | 5.5 | 1971 | 2045 |  |  |  | 0.11376 | Default Emission Factor
Princeton (IL) | 957_G_7 | 957 | G | 7 |  | Combustion Turbine | MIS_IL | Illinois | Bureau | 7 | 1976 | 2045 |  |  |  | 0.11376 | Default Emission Factor
Princeton (IL) | 957_G_8 | 957 | G | 8 |  | Combustion Turbine | MIS_IL | Illinois | Bureau | 8.7 | 1976 | 2045 | 2019 | 0.00218 | 286.1538 | 0.015237 | NEI 2019
Rantoul | 958_G_10 | 958 | G | 10 |  | Combustion Turbine | MIS_IL | Illinois | Champaign | 1.8 | 2000 | 9999 |  |  |  | 0.69077 | Default Emission Factor
Rantoul | 958_G_11 | 958 | G | 11 |  | Combustion Turbine | MIS_IL | Illinois | Champaign | 1.8 | 2000 | 9999 |  |  |  | 0.69077 | Default Emission Factor
Rantoul | 958_G_12 | 958 | G | 12 |  | Combustion Turbine | MIS_IL | Illinois | Champaign | 1.8 | 2000 | 9999 |  |  |  | 0.69077 | Default Emission Factor
Rantoul | 958_G_13 | 958 | G | 13 |  | Combustion Turbine | MIS_IL | Illinois | Champaign | 1.8 | 2000 | 9999 |  |  |  | 0.69077 | Default Emission Factor
Rantoul | 958_G_14 | 958 | G | 14 |  | Combustion Turbine | MIS_IL | Illinois | Champaign | 1.8 | 2000 | 9999 |  |  |  | 0.69077 | Default Emission Factor
Rantoul | 958_G_15 | 958 | G | 15 |  | Combustion Turbine | MIS_IL | Illinois | Champaign | 1.8 | 2001 | 9999 |  |  |  | 0.69077 | Default Emission Factor
Rantoul | 958_G_16 | 958 | G | 16 |  | Combustion Turbine | MIS_IL | Illinois | Champaign | 1.8 | 2001 | 9999 |  |  |  | 0.69077 | Default Emission Factor
Rantoul | 958_G_9 | 958 | G | 9 |  | Combustion Turbine | MIS_IL | Illinois | Champaign | 1.8 | 2000 | 9999 |  |  |  | 0.69077 | Default Emission Factor
Red Bud | 959_G_1 | 959 | G | 1 |  | Combustion Turbine | MIS_IL | Illinois | Randolph | 2.2 | 1968 | 9999 | 2017 | 0.008897 | 40.4615 | 0.43978 | NEI 2019
Red Bud | 959_G_2 | 959 | G | 2 |  | Combustion Turbine | MIS_IL | Illinois | Randolph | 0.9 | 1959 | 9999 | 2017 | 0.022239 | 16.5524 | 2.6871 | NEI 2019
Red Bud | 959_G_3 | 959 | G | 3 |  | Combustion Turbine | MIS_IL | Illinois | Randolph | 2.2 | 1964 | 9999 | 2019 | 0.001085 | 22 | 0.098636 | NEI 2019
Red Bud | 959_G_4 | 959 | G | 4 |  | Combustion Turbine | MIS_IL | Illinois | Randolph | 3 | 1973 | 9999 |  |  |  | 0.69077 | Default Emission Factor
Red Bud | 959_G_7 | 959 | G | 7 |  | Combustion Turbine | MIS_IL | Illinois | Randolph | 3 | 2002 | 9999 | 2017 | 0.01757 | 55.1748 | 0.63689 | NEI 2019
Red Bud | 959_G_8 | 959 | G | 8 |  | Combustion Turbine | MIS_IL | Illinois | Randolph | 3 | 2002 | 9999 |  |  |  | 0.69077 | Default Emission Factor
North Ninth Street | 960_G_1 | 960 | G | 1 |  | Combustion Turbine | PJM_COMD | Illinois | Ogle | 0.6 | 1940 | 9999 |  |  |  | 0.69077 | Default Emission Factor
North Ninth Street | 960_G_10 | 960 | G | 10 |  | Combustion Turbine | PJM_COMD | Illinois | Ogle | 2 | 1989 | 2045 | 2019 | 0.007034 | 222.0979 | 0.063341 | NEI 2019
North Ninth Street | 960_G_3 | 960 | G | 3 |  | Combustion Turbine | PJM_COMD | Illinois | Ogle | 2 | 1956 | 2045 | 2017 | 0.007655 | 173.007 | 0.088494 | NEI 2019
North Ninth Street | 960_G_4 | 960 | G | 4 |  | Combustion Turbine | PJM_COMD | Illinois | Ogle | 0.7 | 1946 | 9999 | 2017 | 0.0006 | 60.5524 | 0.019818 | NEI 2019
North Ninth Street | 960_G_6 | 960 | G | 6 |  | Combustion Turbine | PJM_COMD | Illinois | Ogle | 2 | 1954 | 2045 |  |  |  | 0.11376 | Default Emission Factor
North Ninth Street | 960_G_7 | 960 | G | 7 |  | Combustion Turbine | PJM_COMD | Illinois | Ogle | 3.5 | 1967 | 2045 | 2019 | 0.051955 | 388.6713 | 0.26735 | NEI 2019
North Ninth Street | 960_G_8 | 960 | G | 8 |  | Combustion Turbine | PJM_COMD | Illinois | Ogle | 0.5 | 1949 | 9999 |  |  |  | 0.69077 | Default Emission Factor
North Ninth Street | 960_G_9 | 960 | G | 9 |  | Combustion Turbine | PJM_COMD | Illinois | Ogle | 3 | 1989 | 2045 | 2019 | 0.004098 | 333.1469 | 0.024602 | NEI 2019
South Main Street | 961_G_1 | 961 | G | 1 |  | Combustion Turbine | PJM_COMD | Illinois | Ogle | 1.6 | 1967 | 2045 |  |  |  | 0.11376 | Default Emission Factor
South Main Street | 961_G_13 | 961 | G | 13 |  | Combustion Turbine | PJM_COMD | Illinois | Ogle | 1.8 | 2014 | 9999 |  |  |  | 0.69077 | Default Emission Factor
South Main Street | 961_G_14 | 961 | G | 14 |  | Combustion Turbine | PJM_COMD | Illinois | Ogle | 1.8 | 2014 | 9999 |  |  |  | 0.69077 | Default Emission Factor
South Main Street | 961_G_15 | 961 | G | 15 |  | Combustion Turbine | PJM_COMD | Illinois | Ogle | 1.8 | 2014 | 9999 |  |  |  | 0.69077 | Default Emission Factor
South Main Street | 961_G_16 | 961 | G | 16 |  | Combustion Turbine | PJM_COMD | Illinois | Ogle | 1.8 | 2016 | 9999 |  |  |  | 0.69077 | Default Emission Factor
South Main Street | 961_G_17 | 961 | G | 17 |  | Combustion Turbine | PJM_COMD | Illinois | Ogle | 1.8 | 2016 | 9999 |  |  |  | 0.69077 | Default Emission Factor
South Main Street | 961_G_18 | 961 | G | 18 |  | Combustion Turbine | PJM_COMD | Illinois | Ogle | 1.8 | 2016 | 9999 |  |  |  | 0.69077 | Default Emission Factor
South Main Street | 961_G_2 | 961 | G | 2 |  | Combustion Turbine | PJM_COMD | Illinois | Ogle | 2 | 1967 | 2045 |  |  |  | 0.11376 | Default Emission Factor
Lakeside | 964_G_D1 | 964 | G | D1 |  | Combustion Turbine | MIS_IL | Illinois | Sangamon | 1.7 | 2002 | 9999 |  |  |  | 0.69077 | Default Emission Factor
Lakeside | 964_G_D2 | 964 | G | D2 |  | Combustion Turbine | MIS_IL | Illinois | Sangamon | 1.7 | 2002 | 9999 |  |  |  | 0.69077 | Default Emission Factor
Lakeside | 964_G_D3 | 964 | G | D3 |  | Combustion Turbine | MIS_IL | Illinois | Sangamon | 1.7 | 2002 | 9999 |  |  |  | 0.69077 | Default Emission Factor
Reynolds | 965_G_1 | 965 | G | 1 |  | Combustion Turbine | MIS_IL | Illinois | Sangamon | 14 | 1970 | 9999 |  |  |  | 0.12949 | Default Emission Factor
Sullivan (IL) | 969_G_1 | 969 | G | 1 |  | Combustion Turbine | MIS_IL | Illinois | Moultrie | 4.3 | 1974 | 9999 |  |  |  | 0.69077 | Default Emission Factor
Sullivan (IL) | 969_G_10 | 969 | G | 10 |  | Combustion Turbine | MIS_IL | Illinois | Moultrie | 2.2 | 1971 | 9999 | 2017 | 0.001609 | 28.4653 | 0.11305 | NEI 2019
Sullivan (IL) | 969_G_11 | 969 | G | 11 |  | Combustion Turbine | MIS_IL | Illinois | Moultrie | 2 | 1996 | 9999 |  |  |  | 0.69077 | Default Emission Factor
Sullivan (IL) | 969_G_12 | 969 | G | 12 |  | Combustion Turbine | MIS_IL | Illinois | Moultrie | 1 | 1996 | 9999 | 2017 | 0.01021 | 12.9388 | 1.5782 | NEI 2019
Sullivan (IL) | 969_G_13 | 969 | G | 13 |  | Combustion Turbine | MIS_IL | Illinois | Moultrie | 2.3 | 2012 | 9999 |  |  |  | 0.69077 | Default Emission Factor
Sullivan (IL) | 969_G_14 | 969 | G | 14 |  | Combustion Turbine | MIS_IL | Illinois | Moultrie | 2.3 | 2012 | 9999 |  |  |  | 0.69077 | Default Emission Factor
Sullivan (IL) | 969_G_15 | 969 | G | 15 |  | Combustion Turbine | MIS_IL | Illinois | Moultrie | 2.3 | 2012 | 9999 |  |  |  | 0.69077 | Default Emission Factor
Sullivan (IL) | 969_G_2 | 969 | G | 2 |  | Combustion Turbine | MIS_IL | Illinois | Moultrie | 2 | 1961 | 9999 |  |  |  | 0.69077 | Default Emission Factor
Sullivan (IL) | 969_G_3 | 969 | G | 3 |  | Combustion Turbine | MIS_IL | Illinois | Moultrie | 1.3 | 1956 | 9999 | 2019 | 0.005191 | 8.9673 | 1.1578 | NEI 2019
Sullivan (IL) | 969_G_4 | 969 | G | 4 |  | Combustion Turbine | MIS_IL | Illinois | Moultrie | 0.9 | 1951 | 9999 |  |  |  | 0.69077 | Default Emission Factor
Sullivan (IL) | 969_G_5 | 969 | G | 5 |  | Combustion Turbine | MIS_IL | Illinois | Moultrie | 1.1 | 1948 | 9999 |  |  |  | 0.69077 | Default Emission Factor
Sullivan (IL) | 969_G_6 | 969 | G | 6 |  | Combustion Turbine | MIS_IL | Illinois | Moultrie | 0.6 | 1946 | 9999 |  |  |  | 0.69077 | Default Emission Factor
Sullivan (IL) | 969_G_9 | 969 | G | 9 |  | Combustion Turbine | MIS_IL | Illinois | Moultrie | 2.2 | 1971 | 9999 | 2017 | 0.006799 | 28.4653 | 0.4777 | NEI 2019
Waterloo | 971_G_1 | 971 | G | 1 |  | Combustion Turbine | MIS_IL | Illinois | Monroe | 2.7 | 1970 | 2045 |  |  |  | 0.11376 | Default Emission Factor
Waterloo | 971_G_10 | 971 | G | 10 |  | Combustion Turbine | MIS_IL | Illinois | Monroe | 1.8 | 1996 | 9999 |  |  |  | 0.69077 | Default Emission Factor
Waterloo | 971_G_11 | 971 | G | 11 |  | Combustion Turbine | MIS_IL | Illinois | Monroe | 1.8 | 1996 | 9999 |  |  |  | 0.69077 | Default Emission Factor
Waterloo | 971_G_12 | 971 | G | 12 |  | Combustion Turbine | MIS_IL | Illinois | Monroe | 6.6 | 2002 | 2045 |  |  |  | 0.088964 | Default Emission Factor
Waterloo | 971_G_13 | 971 | G | 13 |  | Combustion Turbine | MIS_IL | Illinois | Monroe | 6.6 | 2012 | 2045 |  |  |  | 0.088964 | Default Emission Factor
Waterloo | 971_G_2 | 971 | G | 2 |  | Combustion Turbine | MIS_IL | Illinois | Monroe | 0.2 | 1954 | 9999 |  |  |  | 0.69077 | Default Emission Factor
Waterloo | 971_G_3 | 971 | G | 3 |  | Combustion Turbine | MIS_IL | Illinois | Monroe | 0.2 | 1946 | 9999 |  |  |  | 0.69077 | Default Emission Factor
Waterloo | 971_G_4 | 971 | G | 4 |  | Combustion Turbine | MIS_IL | Illinois | Monroe | 1.8 | 1963 | 2045 |  |  |  | 0.11376 | Default Emission Factor
Waterloo | 971_G_5 | 971 | G | 5 |  | Combustion Turbine | MIS_IL | Illinois | Monroe | 0.4 | 1950 | 9999 | 2017 | 0.00514 | 5.6689 | 1.8134 | NEI 2019
Waterloo | 971_G_6 | 971 | G | 6 |  | Combustion Turbine | MIS_IL | Illinois | Monroe | 0.5 | 1950 | 9999 |  |  |  | 0.69077 | Default Emission Factor
Waterloo | 971_G_7 | 971 | G | 7 |  | Combustion Turbine | MIS_IL | Illinois | Monroe | 1.5 | 1959 | 2045 | 2017 | 0.00337 | 21.2583 | 0.31705 | NEI 2019
Waterloo | 971_G_8 | 971 | G | 8 |  | Combustion Turbine | MIS_IL | Illinois | Monroe | 2.4 | 1973 | 9999 | 2019 | 0.006251 | 24 | 0.52092 | NEI 2019
Waterloo | 971_G_9 | 971 | G | 9 |  | Combustion Turbine | MIS_IL | Illinois | Monroe | 1.8 | 1996 | 9999 |  |  |  | 0.69077 | Default Emission Factor
Winnetka | 972_G_8 | 972 | G | 8 |  | Combustion Turbine | PJM_COMD | Illinois | Cook | 2.6 | 1979 | 9999 |  |  |  | 0.69077 | Default Emission Factor
Winnetka | 972_G_9 | 972 | G | 9 |  | Combustion Turbine | PJM_COMD | Illinois | Cook | 2.6 | 1979 | 9999 |  |  |  | 0.69077 | Default Emission Factor
Marion | 976_G_5 | 976 | G | 5 | 9174 | Combustion Turbine | MIS_IL | Illinois | Williamson | 70 | 2003 | 2045 |  |  |  | 0.088964 | Default Emission Factor
Marion | 976_G_6 | 976 | G | 6 | 9175 | Combustion Turbine | MIS_IL | Illinois | Williamson | 70 | 2003 | 2045 |  |  |  | 0.088964 | Default Emission Factor
Frederickson | 99_G_1 | 99 | G | 1 |  | Combustion Turbine | WECC_PNW | Washington | Pierce | 67 | 1981 | 9999 |  |  |  | 0.088964 | Default Emission Factor
Frederickson | 99_G_2 | 99 | G | 2 |  | Combustion Turbine | WECC_PNW | Washington | Pierce | 67 | 1981 | 9999 |  |  |  | 0.088964 | Default Emission Factor
Harding Street | 990_G_GT1 | 990 | G | GT1 |  | Combustion Turbine | MIS_INKY | Indiana | Marion | 19.1 | 1973 | 9999 |  |  |  | 0.12949 | Default Emission Factor
Harding Street | 990_G_GT2 | 990 | G | GT2 |  | Combustion Turbine | MIS_INKY | Indiana | Marion | 17.9 | 1973 | 9999 |  |  |  | 0.12949 | Default Emission Factor
Harding Street | 990_G_GT4 | 990 | G | GT4 | 682 | Combustion Turbine | MIS_INKY | Indiana | Marion | 67 | 1994 | 2030 |  |  |  | 0.088964 | Default Emission Factor
Harding Street | 990_G_GT5 | 990 | G | GT5 | 683 | Combustion Turbine | MIS_INKY | Indiana | Marion | 67 | 1995 | 2030 |  |  |  | 0.088964 | Default Emission Factor
Harding Street | 990_G_GT6 | 990 | G | GT6 | 684 | Combustion Turbine | MIS_INKY | Indiana | Marion | 154 | 2002 | 2030 |  |  |  | 0.088964 | Default Emission Factor
Harding Street | 990_G_IC1 | 990 | G | IC1 |  | Combustion Turbine | MIS_INKY | Indiana | Marion | 3 | 1967 | 9999 |  |  |  | 0.69077 | Default Emission Factor
Eagle Valley (IN) | 991_G_GT1 | 991 | G | GT1 | 91143 | Combined Cycle | MIS_INKY | Indiana | Morgan | 207 | 2018 | 9999 |  |  |  | 0.030815 | Default Emission Factor
Eagle Valley (IN) | 991_G_GT2 | 991 | G | GT2 | 91144 | Combined Cycle | MIS_INKY | Indiana | Morgan | 207 | 2018 | 9999 |  |  |  | 0.030815 | Default Emission Factor
Eagle Valley (IN) | 991_G_STG1 | 991 | G | STG1 | 91143 | Combined Cycle | MIS_INKY | Indiana | Morgan | 230 | 2018 | 9999 |  |  |  | 0.030815 | Default Emission Factor
AES Petersburg | 994_G_IC1 | 994 | G | IC1 |  | Combustion Turbine | MIS_INKY | Indiana | Pike | 3 | 1967 | 9999 |  |  |  | 0.69077 | Default Emission Factor
AES Petersburg | 994_G_IC2 | 994 | G | IC2 |  | Combustion Turbine | MIS_INKY | Indiana | Pike | 3 | 1967 | 9999 |  |  |  | 0.69077 | Default Emission Factor
AES Petersburg | 994_G_IC3 | 994 | G | IC3 |  | Combustion Turbine | MIS_INKY | Indiana | Pike | 3 | 1967 | 9999 |  |  |  | 0.69077 | Default Emission Factor
Quest Diagnostics | 83001_G_1 | 83001 | G | 1 |  | Combustion Turbine | PJM_Dom | Virginia | Loudoun | 4 | 2016 | 9999 |  |  |  | 0.69077 | Default Emission Factor
Micron Technology Incorporated | 83002_G_1 | 83002 | G | 1 |  | Combustion Turbine | PJM_Dom | Virginia | Prince William | 6 | 2016 | 9999 |  |  |  | 0.69077 | Default Emission Factor
AOL | 83003_G_1 | 83003 | G | 1 |  | Combustion Turbine | PJM_Dom | Virginia | Loudoun | 14 | 2016 | 9999 |  |  |  | 0.69077 | Default Emission Factor
AOL | 83004_G_1 | 83004 | G | 1 |  | Combustion Turbine | PJM_Dom | Virginia | Prince William | 25 | 2016 | 9999 |  |  |  | 0.69077 | Default Emission Factor
MCI | 83005_G_1 | 83005 | G | 1 |  | Combustion Turbine | PJM_Dom | Virginia | Loudoun | 32 | 2016 | 9999 |  |  |  | 0.69077 | Default Emission Factor
AOL | 83006_G_1 | 83006 | G | 1 |  | Combustion Turbine | PJM_Dom | Virginia | Fairfax | 44 | 2016 | 9999 |  |  |  | 0.69077 | Default Emission Factor
DuPont Fabros | 83007_G_1 | 83007 | G | 1 |  | Combustion Turbine | PJM_Dom | Virginia | Loudoun | 60 | 2016 | 9999 |  |  |  | 0.69077 | Default Emission Factor
OES Biogas Power | 63622_G_OES01 | 63622 | G | OES01 |  | Non-Fossil Waste | WECC_SCE | California | San Bernardino | 1.3 | 2020 | 9999 |  |  |  | 0.083127 | Default Emission Factor
OES Biogas Power | 63622_G_OES02 | 63622 | G | OES02 |  | Non-Fossil Waste | WECC_SCE | California | San Bernardino | 1.3 | 2020 | 9999 |  |  |  | 0.083127 | Default Emission Factor
Burlington (IA) | 1104_B_1 | 1104 | B | 1 | 764 | O/G Steam | MIS_IA | Iowa | Des Moines | 214 | 1968 | 9999 |  |  |  | 0.087133 | Default Emission Factor
Big Bend | 645_G_BBST1 | 645 | G | BBST1 |  | Combined Cycle | FRCC | Florida | Hillsborough | 335 | 2023 | 9999 |  |  |  | 0.020469 | Default Emission Factor
Big Bend | 645_G_GT5 | 645 | G | GT5 |  | Combined Cycle | FRCC | Florida | Hillsborough | 360 | 2023 | 9999 |  |  |  | 0.020469 | Default Emission Factor
Big Bend | 645_G_GT6 | 645 | G | GT6 |  | Combined Cycle | FRCC | Florida | Hillsborough | 360 | 2023 | 9999 |  |  |  | 0.020469 | Default Emission Factor
Greenleaf 2 Power Plant | 10349_G_GEN1 | 10349 | G | GEN1 |  | Combustion Turbine | WEC_CALN | California | Sutter | 49.5 | 1989 | 9999 |  |  |  | 0.088964 | Default Emission Factor
Ormond Beach | 350_B_1 | 350 | B | 1 | 229 | O/G Steam | WECC_SCE | California | Ventura | 741 | 1971 | 2024 | 2019 | 0.54836 | 39051 | 0.028084 | NEI 2019
Ormond Beach | 350_B_2 | 350 | B | 2 | 230 | O/G Steam | WECC_SCE | California | Ventura | 750 | 1973 | 2024 | 2019 | 1.7946 | 121798 | 0.029468 | NEI 2019
Ellwood | 8076_G_01 | 8076 | G | 01 |  | Combustion Turbine | WECC_SCE | California | Santa Barbara | 54 | 1974 | 2024 |  |  |  | 0.088964 | Default Emission Factor
Morgantown Energy Facility | 10743_B_CFB1 | 10743 | B | CFB1 | 10078 | Coal Steam | PJM_AP | West Virginia | Monongalia | 25 | 1991 | 9999 |  |  |  | 0.001952 | NEI 2019
Morgantown Energy Facility | 10743_B_CFB2 | 10743 | B | CFB2 | 10079 | Coal Steam | PJM_AP | West Virginia | Monongalia | 25 | 1991 | 9999 | 2019 | 0.33579 | 344130 | 0.001952 | NEI 2019
Quindaro | 1295_B_2 | 1295 | B | 2 | 856 | O/G Steam | SPP_N | Kansas | Wyandotte | 85 | 1971 | 9999 |  |  |  | 0.087133 | Default Emission Factor
Edgewater | 4050_B_5 | 4050 | B | 5 | 2600 | Coal Steam | MIS_WUMS | Wisconsin | Sheboygan | 416 | 1985 | 2025 | 2019 | 10.1275 | 1427122 | 0.014193 | NEI 2019
Coal Creek | 6030_B_1 | 6030 | B | 1 | 2692 | Coal Steam | MIS_MNWI | North Dakota | McLean | 574 | 1979 | 9999 | 2019 | 0.1 | 4591071 | 4.4e-05 | NEI 2019
Coal Creek | 6030_B_2 | 6030 | B | 2 | 2693 | Coal Steam | MIS_MNWI | North Dakota | McLean | 573 | 1981 | 9999 | 2017 | 0.1 | 4391678 | 4.6e-05 | NEI 2019
R M Schahfer | 6085_B_17 | 6085 | B | 17 | 2764 | Coal Steam | MIS_INKY | Indiana | Jasper | 361 | 1983 | 2025 |  |  |  | 0.0026736 | Default Emission Factor
R M Schahfer | 6085_B_18 | 6085 | B | 18 | 2765 | Coal Steam | MIS_INKY | Indiana | Jasper | 361 | 1986 | 2025 |  |  |  | 0.0026736 | Default Emission Factor
Merom | 6213_B_1SG1 | 6213 | B | 1SG1 | 2853 | Coal Steam | MIS_INKY | Indiana | Sullivan | 496 | 1983 | 9999 |  |  |  | 0.01709 | Default Emission Factor
Merom | 6213_B_2SG1 | 6213 | B | 2SG1 | 2854 | Coal Steam | MIS_INKY | Indiana | Sullivan | 492 | 1982 | 9999 |  |  |  | 0.01709 | Default Emission Factor
Big Bend | 645_B_BB01 | 645 | B | BB01 | 467 | Coal Steam | FRCC | Florida | Hillsborough | 385 | 1970 | 9999 | 2019 | 6.4221 | 632611 | 0.020303 | NEI 2019
North Valmy | 8224_B_1 | 8224 | B | 1 | 3473 | Coal Steam | WECC_NNV | Nevada | Humboldt | 254 | 1981 | 2025 |  |  |  | 0.0026736 | Default Emission Factor
Quindaro | 1295_G_ST1 | 1295 | G | ST1 | 855 | O/G Steam | SPP_N | Kansas | Wyandotte | 72 | 1965 | 9999 |  |  |  | 0.087133 | Default Emission Factor
FirstEnergy W H Sammis | 2866_G_A1 | 2866 | G | A1 |  | Combustion Turbine | PJM_ATSI | Ohio | Jefferson | 3 | 1972 | 2028 |  |  |  | 0.69077 | Default Emission Factor
FirstEnergy W H Sammis | 2866_G_B1 | 2866 | G | B1 |  | Combustion Turbine | PJM_ATSI | Ohio | Jefferson | 3 | 1972 | 2028 |  |  |  | 0.69077 | Default Emission Factor
FirstEnergy W H Sammis | 2866_G_B2 | 2866 | G | B2 |  | Combustion Turbine | PJM_ATSI | Ohio | Jefferson | 3 | 1972 | 2028 |  |  |  | 0.69077 | Default Emission Factor
FirstEnergy W H Sammis | 2866_G_B3 | 2866 | G | B3 |  | Combustion Turbine | PJM_ATSI | Ohio | Jefferson | 2 | 1972 | 2028 |  |  |  | 0.69077 | Default Emission Factor
FirstEnergy W H Sammis | 2866_G_B4 | 2866 | G | B4 |  | Combustion Turbine | PJM_ATSI | Ohio | Jefferson | 2 | 1972 | 2028 |  |  |  | 0.69077 | Default Emission Factor
North Fork Community Power | 60192_G_NFCP1 | 60192 | G | NFCP1 |  | Non-Fossil Waste | WEC_CALN | California | Madera | 2 | 2020 | 9999 |  |  |  | 0.083127 | Default Emission Factor
Coal Creek | 6030_G_4 | 6030 | G | 4 |  | Combustion Turbine | MIS_MNWI | North Dakota | McLean | 3 | 2016 | 9999 |  |  |  | 0.69077 | Default Emission Factor
Coal Creek | 6030_G_5 | 6030 | G | 5 |  | Combustion Turbine | MIS_MNWI | North Dakota | McLean | 3 | 2016 | 9999 |  |  |  | 0.69077 | Default Emission Factor
Rio Grande | 2444_B_7 | 2444 | B | 7 | 1587 | O/G Steam | WECC_NM | New Mexico | Dona Ana | 46 | 1972 | 2024 |  |  |  | 0.087133 | Default Emission Factor
Fort Churchill | 2330_B_2 | 2330 | B | 2 | 1406 | O/G Steam | WECC_NNV | Nevada | Lyon | 113 | 1971 | 2029 |  |  |  | 0.087133 | Default Emission Factor
Houston Plant | 52065_G_GEN2 | 52065 | G | GEN2 |  | Non-Fossil Waste | ERC_REST | Texas | Harris | 1.5 | 1970 | 9999 |  |  |  | 0.029032 | Default Emission Factor
Manatee | 6042_B_PMT1 | 6042 | B | PMT1 | 2706 | O/G Steam | FRCC | Florida | Manatee | 809 | 1976 | 9999 |  |  |  | 0.087133 | Default Emission Factor
Manatee | 6042_B_PMT2 | 6042 | B | PMT2 | 2707 | O/G Steam | FRCC | Florida | Manatee | 809 | 1977 | 9999 |  |  |  | 0.087133 | Default Emission Factor
Oroville Cogeneration LP | 54477_G_GEN1 | 54477 | G | GEN1 |  | Combustion Turbine | WEC_CALN | California | Butte | 1.1 | 1990 | 2025 |  |  |  | 0.11376 | Default Emission Factor
Oroville Cogeneration LP | 54477_G_GEN2 | 54477 | G | GEN2 |  | Combustion Turbine | WEC_CALN | California | Butte | 1.1 | 1990 | 2025 |  |  |  | 0.11376 | Default Emission Factor
Oroville Cogeneration LP | 54477_G_GEN3 | 54477 | G | GEN3 |  | Combustion Turbine | WEC_CALN | California | Butte | 1.1 | 1990 | 2025 |  |  |  | 0.11376 | Default Emission Factor
Oroville Cogeneration LP | 54477_G_GEN4 | 54477 | G | GEN4 |  | Combustion Turbine | WEC_CALN | California | Butte | 1.1 | 1990 | 2025 |  |  |  | 0.11376 | Default Emission Factor
Oroville Cogeneration LP | 54477_G_GEN5 | 54477 | G | GEN5 |  | Combustion Turbine | WEC_CALN | California | Butte | 1.1 | 1990 | 2025 |  |  |  | 0.11376 | Default Emission Factor
Oroville Cogeneration LP | 54477_G_GEN6 | 54477 | G | GEN6 |  | Combustion Turbine | WEC_CALN | California | Butte | 1.1 | 1990 | 2025 |  |  |  | 0.11376 | Default Emission Factor
Oroville Cogeneration LP | 54477_G_GEN7 | 54477 | G | GEN7 |  | Combustion Turbine | WEC_CALN | California | Butte | 1.1 | 1990 | 2025 |  |  |  | 0.11376 | Default Emission Factor
Osceola | 55192_G_CTG1 | 55192 | G | CTG1 |  | Combustion Turbine | FRCC | Florida | Osceola | 157 | 2001 | 9999 |  |  |  | 0.088964 | Default Emission Factor
Osceola | 55192_G_CTG2 | 55192 | G | CTG2 |  | Combustion Turbine | FRCC | Florida | Osceola | 157 | 2001 | 9999 |  |  |  | 0.088964 | Default Emission Factor
Osceola | 55192_G_CTG3 | 55192 | G | CTG3 |  | Combustion Turbine | FRCC | Florida | Osceola | 157 | 2002 | 9999 |  |  |  | 0.088964 | Default Emission Factor
AES Alamitos LLC | 315_B_3 | 315 | B | 3 | 201 | O/G Steam | WECC_SCE | California | Los Angeles | 332 | 1961 | 2024 |  |  |  | 0.087133 | Default Emission Factor
AES Alamitos LLC | 315_B_4 | 315 | B | 4 | 202 | O/G Steam | WECC_SCE | California | Los Angeles | 335 | 1962 | 2024 |  |  |  | 0.087133 | Default Emission Factor
AES Alamitos LLC | 315_B_5 | 315 | B | 5 | 203 | O/G Steam | WECC_SCE | California | Los Angeles | 485 | 1964 | 2024 |  |  |  | 0.087133 | Default Emission Factor
AES Huntington Beach LLC | 335_B_2 | 335 | B | 2 | 224 | O/G Steam | WECC_SCE | California | Orange | 225.8 | 1958 | 2024 |  |  |  | 0.087133 | Default Emission Factor
AES Redondo Beach LLC | 356_B_5 | 356 | B | 5 | 238 | O/G Steam | WECC_SCE | California | Los Angeles | 175 | 1954 | 2024 |  |  |  | 0.087133 | Default Emission Factor
AES Redondo Beach LLC | 356_B_6 | 356 | B | 6 | 239 | O/G Steam | WECC_SCE | California | Los Angeles | 175 | 1957 | 2024 |  |  |  | 0.087133 | Default Emission Factor
AES Redondo Beach LLC | 356_B_8 | 356 | B | 8 | 241 | O/G Steam | WECC_SCE | California | Los Angeles | 480 | 1967 | 2024 |  |  |  | 0.087133 | Default Emission Factor
Collinwood BioEnergy Facility | 58439_G_CBE01 | 58439 | G | CBE01 |  | Non-Fossil Waste | PJM_ATSI | Ohio | Cuyahoga | 1 | 2011 | 2025 |  |  |  | 0.029032 | Default Emission Factor
Red Shield Envir Old Town Facility | 10700_G_TG4 | 10700 | G | TG4 |  | Non-Fossil Waste | NENG_ME | Maine | Penobscot | 7.5 | 1965 | 9999 |  |  |  | 0.029032 | Default Emission Factor
University of Iowa Main Power Plant | 54775_G_GEN12 | 54775 | G | GEN12 |  | O/G Steam | MIS_MIDA | Iowa | Johnson | 5.8 | 2021 | 9999 |  |  |  | 0.071762 | Default Emission Factor
University of Iowa Main Power Plant | 54775_G_GEN13 | 54775 | G | GEN13 |  | O/G Steam | MIS_MIDA | Iowa | Johnson | 10 | 2021 | 9999 |  |  |  | 0.071762 | Default Emission Factor
POET Biorefining - Jewell | 63826_G_1 | 63826 | G | 1 |  | O/G Steam | MIS_MIDA | Iowa | Hamilton | 0.9 | 2019 | 9999 |  |  |  | 0.071762 | Default Emission Factor
POET Biorefining - Marion, LLC | 63829_G_1 | 63829 | G | 1 |  | O/G Steam | PJM_ATSI | Ohio | Marion | 3.9 | 2017 | 9999 |  |  |  | 0.087133 | Default Emission Factor
POET Biorefining - Marion, LLC | 63829_G_2 | 63829 | G | 2 |  | O/G Steam | PJM_ATSI | Ohio | Marion | 3.9 | 2017 | 9999 |  |  |  | 0.087133 | Default Emission Factor
POET Biorefining Caro, LLC | 63831_G_1 | 63831 | G | 1 |  | O/G Steam | MIS_LMI | Michigan | Tuscola | 3.8 | 2018 | 9999 |  |  |  | 0.087133 | Default Emission Factor
POET Biorefining-Hanlontown, LLC | 63832_G_1 | 63832 | G | 1 |  | O/G Steam | MIS_IA | Iowa | Worth | 4 | 2019 | 9999 |  |  |  | 0.071762 | Default Emission Factor
POET Biorefining - North Manchester, LLC | 63852_G_K745 | 63852 | G | K745 |  | O/G Steam | MIS_INKY | Indiana | Wabash | 3.9 | 2017 | 9999 |  |  |  | 0.087133 | Default Emission Factor
POET Biorefining - Hudson | 63918_G_1 | 63918 | G | 1 |  | O/G Steam | SPP_WAUE | South Dakota | Lincoln | 3.6 | 2019 | 9999 |  |  |  | 0.071762 | Default Emission Factor
POET Biorefining LLC - Corning | 63919_G_1 | 63919 | G | 1 |  | O/G Steam | MIS_IA | Iowa | Adams | 5 | 2018 | 9999 |  |  |  | 0.087133 | Default Emission Factor
POET Biorefining - Fostoria | 63920_G_1 | 63920 | G | 1 |  | O/G Steam | PJM_ATSI | Ohio | Seneca | 3.5 | 2017 | 9999 |  |  |  | 0.087133 | Default Emission Factor
POET Biorefining - Shelbyville | 63921_G_1 | 63921 | G | 1 |  | O/G Steam | MIS_INKY | Indiana | Shelby | 5.5 | 2020 | 9999 |  |  |  | 0.071762 | Default Emission Factor
POET Biorefining - Portland | 63922_G_G-745 | 63922 | G | G-745 |  | O/G Steam | PJM_West | Indiana | Jay | 3.5 | 2017 | 9999 |  |  |  | 0.087133 | Default Emission Factor
POET Biorefining - Gowrie | 63923_G_1 | 63923 | G | 1 |  | O/G Steam | MIS_IA | Iowa | Webster | 5 | 2018 | 9999 |  |  |  | 0.087133 | Default Emission Factor
POET Biorefining- Alexandria, LLC | 63924_G_1 | 63924 | G | 1 |  | O/G Steam | PJM_West | Indiana | Madison | 3.6 | 2008 | 9999 |  |  |  | 0.087133 | Default Emission Factor
POET Biorefining - Leipsic, LLC | 63927_G_1 | 63927 | G | 1 |  | O/G Steam | PJM_West | Ohio | Putnam | 3.5 | 2017 | 9999 |  |  |  | 0.087133 | Default Emission Factor
Still Water Power | 64141_G_4 | 64141 | G | 4 |  | Non-Fossil Waste | WEC_CALN | California | Kings | 1 | 2020 | 9999 |  |  |  | 0.083127 | Default Emission Factor
3 MW LLC | 64592_G_GEN1 | 64592 | G | GEN1 |  | Fossil Waste | WECC_CO | Colorado | Gunnison | 1 | 2013 | 9999 |  |  |  | 0.028605 | Default Emission Factor
3 MW LLC | 64592_G_GEN2 | 64592 | G | GEN2 |  | Fossil Waste | WECC_CO | Colorado | Gunnison | 1 | 2013 | 9999 |  |  |  | 0.028605 | Default Emission Factor
3 MW LLC | 64592_G_GEN3 | 64592 | G | GEN3 |  | Fossil Waste | WECC_CO | Colorado | Gunnison | 1 | 2013 | 9999 |  |  |  | 0.028605 | Default Emission Factor
Diamond H Dairy Power | 64622_G_GEN1 | 64622 | G | GEN1 |  | Non-Fossil Waste | WEC_CALN | California | Madera | 1 | 2021 | 9999 |  |  |  | 0.083127 | Default Emission Factor
Diamond H Dairy Power | 64622_G_GEN2 | 64622 | G | GEN2 |  | Non-Fossil Waste | WEC_CALN | California | Madera | 1 | 2021 | 9999 |  |  |  | 0.083127 | Default Emission Factor
WLWPCF Cogeneration Facility | 64663_G_EG075 | 64663 | G | EG075 |  | Non-Fossil Waste | WECC_PNW | Oregon | Marion | 1.1 | 2020 | 9999 |  |  |  | 0.083127 | Default Emission Factor
Tinker | 63628_G_5A | 63628 | G | 5A |  | Combustion Turbine | SPP_WEST | Oklahoma | Oklahoma | 33 | 1971 | 2025 |  |  |  | 0.088964 | Default Emission Factor
Tinker | 63628_G_5B | 63628 | G | 5B |  | Combustion Turbine | SPP_WEST | Oklahoma | Oklahoma | 31 | 1971 | 2025 |  |  |  | 0.088964 | Default Emission Factor
Sabine | 3459_B_1 | 3459 | B | 3 | 2340 | O/G Steam | MIS_WOTA | Texas | Orange | 212 | 1966 | 2025 | 2019 | 5.0893 | 285335 | 0.035672 | NEI 2019

## VOC
Plant Name | UniqueID_Final | ORIS Plant Code | Boiler/Generator/Committed Unit | Unit ID | CAMD Database UnitID | PlantType | Region Name | State Name | County | Capacity (MW) | On Line Year | Retirement Year | Emission & Generation Vintage | VOC Emissions (Tons) | Form 923 Generation (MWh) | VOC Emission Factor (lbs/MWh) | VOC Emission Factor Source
Greene County | 10_B_1 | 10 | B | 1 | 19 | O/G Steam | S_SOU | Alabama | Greene | 258 | 1965 | 9999 | 2019 | 17.94 | 854029 | 0.04201 | NEI 2019
Greene County | 10_B_2 | 10 | B | 2 | 20 | O/G Steam | S_SOU | Alabama | Greene | 258 | 1966 | 9999 | 2019 | 18.37 | 870250 | 0.04222 | NEI 2019
Colorado Energy Nations Company | 10003_B_BLR1 | 10003 | B | BLR1 |  | O/G Steam | WECC_CO | Colorado | Jefferson | 10 | 1967 | 9999 | 2019 | 2.2586 | 40314.115 | 0.11205 | NEI 2019
Colorado Energy Nations Company | 10003_B_BLR2 | 10003 | B | BLR2 |  | O/G Steam | WECC_CO | Colorado | Jefferson | 10 | 1967 | 9999 | 2017 | 5.002 | 44455.1687 | 0.22504 | NEI 2019
Colorado Energy Nations Company | 10003_B_BLR4 | 10003 | B | BLR4 |  | O/G Steam | WECC_CO | Colorado | Jefferson | 10 | 1974 | 9999 | 2019 | 6.695 | 40314.115 | 0.33214 | NEI 2019
Colorado Energy Nations Company | 10003_B_BLR5 | 10003 | B | BLR5 |  | O/G Steam | WECC_CO | Colorado | Jefferson | 10 | 1979 | 9999 | 2019 | 7.52 | 40314.115 | 0.37307 | NEI 2019
Cayuga | 1001_B_1 | 1001 | B | 1 | 706 | Coal Steam | MIS_INKY | Indiana | Vermillion | 500 | 1970 | 2028 | 2019 | 34.402 | 2251110 | 0.03057 | NEI 2019
Cayuga | 1001_B_2 | 1001 | B | 2 | 707 | Coal Steam | MIS_INKY | Indiana | Vermillion | 495 | 1972 | 2028 | 2019 | 17.8614 | 1254072 | 0.02849 | NEI 2019
Covanta Hennepin Energy | 10013_B_1 | 10013 | B | 1 |  | Municipal Solid Waste | MIS_MNWI | Minnesota | Hennepin | 16.8 | 1989 | 9999 | 2017 | 0.60344 | 107486 | 0.01123 | NEI 2019
Covanta Hennepin Energy | 10013_B_2 | 10013 | B | 2 |  | Municipal Solid Waste | MIS_MNWI | Minnesota | Hennepin | 16.8 | 1989 | 9999 | 2017 | 1.085 | 107486 | 0.02019 | NEI 2019
RED-Rochester, LLC | 10025_B_41 | 10025 | B | 41 | 3518 | O/G Steam | NY_Z_B | New York | Monroe | 17.3 | 1964 | 9999 | 2019 | 13.4174 | 215869.5191 | 0.12431 | NEI 2019
RED-Rochester, LLC | 10025_B_42 | 10025 | B | 42 | 3516 | O/G Steam | NY_Z_B | New York | Monroe | 17.3 | 1968 | 9999 |  |  |  | 0.12431 | NEI 2019
RED-Rochester, LLC | 10025_B_43 | 10025 | B | 43 | 3517 | O/G Steam | NY_Z_B | New York | Monroe | 23.8 | 1969 | 9999 |  |  |  | 0.12431 | NEI 2019
RED-Rochester, LLC | 10025_B_44 | 10025 | B | 44 | 3518 | O/G Steam | NY_Z_B | New York | Monroe | 23.8 | 1948 | 9999 |  |  |  | 0.12431 | NEI 2019
RED-Rochester, LLC | 10025_B_45 | 10025 | B | 45 |  | O/G Steam | NY_Z_B | New York | Monroe | 0.94 | 2017 | 9999 |  |  |  | 0.13352 | Default Emission Factor
RED-Rochester, LLC | 10025_B_46 | 10025 | B | 46 |  | O/G Steam | NY_Z_B | New York | Monroe | 10.9 | 2017 | 9999 |  |  |  | 0.13352 | Default Emission Factor
RED-Rochester, LLC | 10025_B_47 | 10025 | B | 47 |  | O/G Steam | NY_Z_B | New York | Monroe | 10.9 | 2017 | 9999 |  |  |  | 0.13352 | Default Emission Factor
RED-Rochester, LLC | 10025_B_48 | 10025 | B | 48 |  | O/G Steam | NY_Z_B | New York | Monroe | 10.9 | 2017 | 9999 |  |  |  | 0.13352 | Default Emission Factor
RED-Rochester, LLC | 10025_B_PB1 | 10025 | B | PB1 |  | O/G Steam | NY_Z_B | New York | Monroe | 0.38 | 1966 | 9999 |  |  |  | 0.08376 | Default Emission Factor
RED-Rochester, LLC | 10025_B_PB2 | 10025 | B | PB2 |  | O/G Steam | NY_Z_B | New York | Monroe | 0.38 | 1966 | 9999 |  |  |  | 0.08376 | Default Emission Factor
RED-Rochester, LLC | 10025_B_PB3 | 10025 | B | PB3 |  | O/G Steam | NY_Z_B | New York | Monroe | 0.38 | 1966 | 9999 |  |  |  | 0.08376 | Default Emission Factor
RED-Rochester, LLC | 10025_B_PB4 | 10025 | B | PB4 |  | O/G Steam | NY_Z_B | New York | Monroe | 0.38 | 1966 | 9999 |  |  |  | 0.08376 | Default Emission Factor
Fairhaven Power | 10052_B_BLR1 | 10052 | B | BLR1 |  | Biomass | WEC_CALN | California | Humboldt | 16 | 1986 | 9999 | 2017 | 0.12857 | 1013 | 0.25383 | NEI 2019
Miami Dade County Resource Recovery Fac | 10062_B_BLR1 | 10062 | B | BLR1 |  | Municipal Solid Waste | FRCC | Florida | Miami Dade | 17.9 | 1983 | 9999 | 2019 | 7.8309 | 73492.75 | 0.21311 | NEI 2019
Miami Dade County Resource Recovery Fac | 10062_B_BLR2 | 10062 | B | BLR2 |  | Municipal Solid Waste | FRCC | Florida | Miami Dade | 17.9 | 1983 | 9999 | 2019 | 7.5885 | 73492.75 | 0.20651 | NEI 2019
Miami Dade County Resource Recovery Fac | 10062_B_BLR3 | 10062 | B | BLR3 |  | Municipal Solid Waste | FRCC | Florida | Miami Dade | 17.9 | 1983 | 9999 | 2019 | 8.7457 | 73492.75 | 0.238 | NEI 2019
Miami Dade County Resource Recovery Fac | 10062_B_BLR4 | 10062 | B | BLR4 |  | Municipal Solid Waste | FRCC | Florida | Miami Dade | 17.9 | 1983 | 9999 | 2019 | 2.1401 | 73492.75 | 0.05824 | NEI 2019
Engineered Carbons Borger Cogen | 10072_B_WHBOIL | 10072 | B | WHBOIL |  | Fossil Waste | SPP_SPS | Texas | Hutchinson | 18.8 | 1982 | 9999 | 2019 | 43.5932 | 94481 | 0.92279 | NEI 2019
John B Rich Memorial Power Station | 10113_B_CFB1 | 10113 | B | CFB1 | 3527 | Coal Steam | PJM_WMAC | Pennsylvania | Schuylkill | 40 | 1988 | 9999 | 2017 | 14.59 | 317277.5 | 0.09197 | NEI 2019
John B Rich Memorial Power Station | 10113_B_CFB2 | 10113 | B | CFB2 | 3528 | Coal Steam | PJM_WMAC | Pennsylvania | Schuylkill | 40 | 1988 | 9999 | 2019 | 14.17 | 312153.5 | 0.09079 | NEI 2019
Harrisburg Facility | 10118_B_1 | 10118 | B | 1 |  | Municipal Solid Waste | PJM_WMAC | Pennsylvania | Dauphin | 5.6 | 2005 | 9999 | 2019 | 0.64 | 37125.6287 | 0.03448 | NEI 2019
Harrisburg Facility | 10118_B_2 | 10118 | B | 2 |  | Municipal Solid Waste | PJM_WMAC | Pennsylvania | Dauphin | 5.6 | 2005 | 9999 | 2019 | 0.26 | 37125.6287 | 0.01401 | NEI 2019
Harrisburg Facility | 10118_B_3 | 10118 | B | 3 |  | Municipal Solid Waste | PJM_WMAC | Pennsylvania | Dauphin | 5.6 | 2005 | 9999 | 2019 | 0.41 | 37125.6287 | 0.02209 | NEI 2019
F B Culley | 1012_B_2 | 1012 | B | 2 | 727 | Coal Steam | MIS_INKY | Indiana | Warrick | 90 | 1955 | 2024 | 2019 | 2.2595 | 1379277 | 0.00328 | NEI 2019
F B Culley | 1012_B_3 | 1012 | B | 3 | 728 | Coal Steam | MIS_INKY | Indiana | Warrick | 270 | 1973 | 9999 |  |  |  | 0.00328 | NEI 2019
Colver Power Project | 10143_B_ABB01 | 10143 | B | ABB01 | 3529 | Coal Steam | PJM_PENE | Pennsylvania | Cambria | 110 | 1995 | 9999 | 2019 | 3.49 | 766678 | 0.0091 | NEI 2019
Sierra Pacific Lincoln Facility | 10144_B_BLR3 | 10144 | B | BLR3 |  | Biomass | WEC_CALN | California | Placer | 17.5 | 2005 | 9999 | 2017 | 0.463 | 91133 | 0.01016 | NEI 2019
Grant Town Power Plant | 10151_B_BLR1A | 10151 | B | BLR1A | 10068 | Coal Steam | PJM_AP | West Virginia | Marion | 40 | 1993 | 9999 |  |  |  | 0.11772 | NEI 2019
Grant Town Power Plant | 10151_B_BLR1B | 10151 | B | BLR1B | 10069 | Coal Steam | PJM_AP | West Virginia | Marion | 40 | 1993 | 9999 | 2019 | 35.2 | 598016 | 0.11772 | NEI 2019
Mosaic Co Tampa Facility | 10204_B_7-1 | 10204 | B | 7-1 |  | Non-Fossil Waste | FRCC | Florida | Hillsborough | 10.4 | 1999 | 9999 |  |  |  | 0.42147 | Default Emission Factor
Mosaic Co Tampa Facility | 10204_B_7-2 | 10204 | B | 7-2 |  | Non-Fossil Waste | FRCC | Florida | Hillsborough | 10.4 | 1999 | 9999 |  |  |  | 0.42147 | Default Emission Factor
Mosaic Co Tampa Facility | 10204_B_9-1 | 10204 | B | 9-1 |  | Non-Fossil Waste | FRCC | Florida | Hillsborough | 10.4 | 1999 | 9999 |  |  |  | 0.42147 | Default Emission Factor
Mosaic Co Tampa Facility | 10204_B_9-2 | 10204 | B | 9-2 |  | Non-Fossil Waste | FRCC | Florida | Hillsborough | 10.4 | 2000 | 9999 |  |  |  | 0.42147 | Default Emission Factor
Alabama River Pulp | 10216_B_PB1 | 10216 | B | PB1 |  | Non-Fossil Waste | S_SOU | Alabama | Monroe | 21.8 | 1978 | 9999 | 2019 | 5.857 | 127110.59 | 0.09216 | NEI 2019
Alabama River Pulp | 10216_B_RB1 | 10216 | B | RB1 |  | Non-Fossil Waste | S_SOU | Alabama | Monroe | 21.8 | 1978 | 9999 | 2019 | 15.555 | 127110.59 | 0.24475 | NEI 2019
Leaf River Cellulose LLC | 10233_B_PB | 10233 | B | PB |  | Non-Fossil Waste | S_SOU | Mississippi | Perry | 26 | 1984 | 9999 | 2019 | 3.83 | 201720.62 | 0.03797 | NEI 2019
Leaf River Cellulose LLC | 10233_B_RB | 10233 | B | RB |  | Non-Fossil Waste | S_SOU | Mississippi | Perry | 26 | 1984 | 9999 | 2019 | 38.53 | 201720.62 | 0.38201 | NEI 2019
Crawfordsville Power Plant | 1024_B_5 | 1024 | B | 5 |  | Coal Steam | MIS_INKY | Indiana | Montgomery | 10.6 | 1956 | 9999 |  |  |  | 0.01094 | Default Emission Factor
Crawfordsville Power Plant | 1024_B_6 | 1024 | B | 6 |  | Coal Steam | MIS_INKY | Indiana | Montgomery | 12.6 | 1965 | 9999 |  |  |  | 0.01094 | Default Emission Factor
Bridgewater Power LP | 10290_B_EU1 | 10290 | B | EU1 |  | Biomass | NENGREST | New Hampshire | Grafton | 16 | 1987 | 9999 | 2017 | 1.147 | 121464 | 0.01889 | NEI 2019
Desert View Power | 10300_B_BLR1 | 10300 | B | BLR1 |  | Biomass | WECC_IID | California | Riverside | 23.5 | 1992 | 9999 |  |  |  | 0.01811 | NEI 2019
Desert View Power | 10300_B_BLR2 | 10300 | B | BLR2 |  | Biomass | WECC_IID | California | Riverside | 23.5 | 1992 | 9999 | 2017 | 3.13 | 345749 | 0.01811 | NEI 2019
T B Simon Power Plant | 10328_B_BLR1 | 10328 | B | BLR1 | 89142 | O/G Steam | MIS_LMI | Michigan | Ingham | 17 | 1965 | 9999 | 2019 | 4.2135 | 55666.4622 | 0.15138 | NEI 2019
T B Simon Power Plant | 10328_B_BLR2 | 10328 | B | BLR2 | 89143 | O/G Steam | MIS_LMI | Michigan | Ingham | 17 | 1965 | 9999 | 2019 | 4.091 | 55666.4622 | 0.14698 | NEI 2019
T B Simon Power Plant | 10328_B_BLR3 | 10328 | B | BLR3 | 89144 | O/G Steam | MIS_LMI | Michigan | Ingham | 17 | 1973 | 9999 | 2019 | 5.26 | 55666.4622 | 0.18898 | NEI 2019
T B Simon Power Plant | 10328_B_BLR4 | 10328 | B | BLR4 | 89145 | O/G Steam | MIS_LMI | Michigan | Ingham | 17 | 1990 | 9999 | 2019 | 2.798 | 55666.4622 | 0.10053 | NEI 2019
T B Simon Power Plant | 10328_B_BLR6 | 10328 | B | BLR6 | 89142 | O/G Steam | MIS_LMI | Michigan | Ingham | 17 | 2004 | 9999 | 2019 | 0.1908 | 55666.4622 | 0.00686 | NEI 2019
Foster Wheeler Mt Carmel Cogen | 10343_B_SG-101 | 10343 | B | SG-101 | 3542 | Coal Steam | PJM_WMAC | Pennsylvania | Northumberland | 43 | 1990 | 9999 | 2019 | 1.07 | 81195 | 0.02636 | NEI 2019
Hillman Power LLC | 10346_B_BOIL01 | 10346 | B | BOIL01 |  | Biomass | MIS_LMI | Michigan | Montmorency | 17.7 | 1987 | 9999 | 2019 | 6.5242 | 93506 | 0.13955 | NEI 2019
ReEnergy Livermore Falls | 10354_B_1 | 10354 | B | 1 |  | Biomass | NENG_ME | Maine | Androscoggin | 36 | 1992 | 9999 | 2019 | 28.001 | 222953 | 0.25118 | NEI 2019
Lumberton | 10382_B_UNIT1 | 10382 | B | UNIT1 | 3545 | Biomass | S_VACA | North Carolina | Robeson | 17.4 | 2015 | 9999 |  |  |  | 0.01826 | NEI 2019
Lumberton | 10382_B_UNIT2 | 10382 | B | UNIT2 | 3546 | Biomass | S_VACA | North Carolina | Robeson | 17.4 | 2015 | 9999 | 2019 | 1.22 | 133621 | 0.01826 | NEI 2019
ArcelorMittal Indiana Harbor West | 10397_B_5HPB | 10397 | B | 5HPB |  | Fossil Waste | MIS_INKY | Indiana | Lake | 11.1 | 1952 | 9999 |  |  |  | 0.17237 | Default Emission Factor
ArcelorMittal Indiana Harbor West | 10397_B_6HPB | 10397 | B | 6HPB |  | Fossil Waste | MIS_INKY | Indiana | Lake | 11.1 | 1956 | 9999 | 2019 | 4.2607 | 29626.6787 | 0.28763 | NEI 2019
ArcelorMittal Indiana Harbor West | 10397_B_7HPB | 10397 | B | 7HPB |  | Fossil Waste | MIS_INKY | Indiana | Lake | 11.1 | 1956 | 9999 | 2019 | 9.1015 | 29626.6787 | 0.61441 | NEI 2019
ArcelorMittal Indiana Harbor West | 10397_B_8HPB | 10397 | B | 8HPB |  | Fossil Waste | MIS_INKY | Indiana | Lake | 24 | 1967 | 9999 | 2019 | 21.9419 | 64192.1297 | 0.68363 | NEI 2019
ArcelorMittal Indiana Harbor West | 10397_B_9HPB | 10397 | B | 9HPB |  | Fossil Waste | MIS_INKY | Indiana | Lake | 17 | 2000 | 9999 |  |  |  | 0.17237 | Default Emission Factor
Whitewater Valley | 1040_B_1 | 1040 | B | 1 | 729 | Coal Steam | PJM_West | Indiana | Wayne | 35 | 1955 | 9999 | 2019 | 0.24285 | 12098 | 0.04015 | NEI 2019
Whitewater Valley | 1040_B_2 | 1040 | B | 2 | 730 | Coal Steam | PJM_West | Indiana | Wayne | 65 | 1973 | 9999 | 2019 | 0.49575 | 26495 | 0.03742 | NEI 2019
Pensacola Florida Plant | 10416_B_BO4 | 10416 | B | BO4 |  | O/G Steam | S_SOU | Florida | Escambia | 2.7 | 1953 | 9999 |  |  |  | 0.13352 | Default Emission Factor
Pensacola Florida Plant | 10416_B_BO5 | 10416 | B | BO5 |  | O/G Steam | S_SOU | Florida | Escambia | 2.7 | 1957 | 9999 |  |  |  | 0.13352 | Default Emission Factor
Pensacola Florida Plant | 10416_B_BO6 | 10416 | B | BO6 |  | O/G Steam | S_SOU | Florida | Escambia | 2.7 | 1957 | 9999 |  |  |  | 0.13352 | Default Emission Factor
Pensacola Florida Plant | 10416_B_BO7 | 10416 | B | BO7 |  | O/G Steam | S_SOU | Florida | Escambia | 2.7 | 1953 | 9999 |  |  |  | 0.13352 | Default Emission Factor
Pensacola Florida Plant | 10416_B_BO8 | 10416 | B | BO8 |  | O/G Steam | S_SOU | Florida | Escambia | 2.7 | 1953 | 9999 |  |  |  | 0.13352 | Default Emission Factor
Pensacola Florida Plant | 10416_B_BO9 | 10416 | B | BO9 |  | O/G Steam | S_SOU | Florida | Escambia | 2.7 | 2007 | 9999 |  |  |  | 0.13352 | Default Emission Factor
Camden Resource Recovery Facility | 10435_B_SG101A | 10435 | B | SG101A |  | Municipal Solid Waste | PJM_EMAC | New Jersey | Camden | 11 | 1991 | 9999 | 2019 | 1.74 | 50045.4995 | 0.06954 | NEI 2019
Camden Resource Recovery Facility | 10435_B_SG101B | 10435 | B | SG101B |  | Municipal Solid Waste | PJM_EMAC | New Jersey | Camden | 11 | 1991 | 9999 |  |  |  | 0.05402 | Default Emission Factor
Camden Resource Recovery Facility | 10435_B_SG101C | 10435 | B | SG101C |  | Municipal Solid Waste | PJM_EMAC | New Jersey | Camden | 11 | 1991 | 9999 |  |  |  | 0.05402 | Default Emission Factor
ReEnergy Black River | 10464_B_E0001 | 10464 | B | E0001 | 3547 | Biomass | NY_Z_C&E | New York | Jefferson | 18.3 | 2013 | 9999 |  |  |  | 0.43219 | NEI 2019
ReEnergy Black River | 10464_B_E0002 | 10464 | B | E0002 | 3548 | Biomass | NY_Z_C&E | New York | Jefferson | 18.3 | 2013 | 9999 |  |  |  | 0.43219 | NEI 2019
ReEnergy Black River | 10464_B_E0003 | 10464 | B | E0003 | 3549 | Biomass | NY_Z_C&E | New York | Jefferson | 18.3 | 2013 | 9999 | 2017 | 72.3632 | 334870.6513 | 0.43219 | NEI 2019
Puente Hills Energy Recovery | 10472_B_B300 | 10472 | B | B300 |  | Landfill Gas | WECC_SCE | California | Los Angeles | 22.5 | 1986 | 9999 |  |  |  | 1.5652 | Default Emission Factor
Puente Hills Energy Recovery | 10472_B_B400 | 10472 | B | B400 |  | Landfill Gas | WECC_SCE | California | Los Angeles | 22.5 | 1986 | 9999 |  |  |  | 1.5652 | Default Emission Factor
Wisconsin Rapids Pulp Mill | 10477_B_P1 | 10477 | B | P1 |  | Non-Fossil Waste | MIS_WUMS | Wisconsin | Wood | 10.8 | 1966 | 9999 |  |  |  | 0.42147 | Default Emission Factor
Wisconsin Rapids Pulp Mill | 10477_B_P2 | 10477 | B | P2 |  | Non-Fossil Waste | MIS_WUMS | Wisconsin | Wood | 10.8 | 1966 | 9999 |  |  |  | 0.42147 | Default Emission Factor
Wisconsin Rapids Pulp Mill | 10477_B_P3 | 10477 | B | P3 |  | Non-Fossil Waste | MIS_WUMS | Wisconsin | Wood | 10.8 | 1991 | 9999 |  |  |  | 0.42147 | Default Emission Factor
Wisconsin Rapids Pulp Mill | 10477_B_R1 | 10477 | B | R1 |  | Non-Fossil Waste | MIS_WUMS | Wisconsin | Wood | 10.8 | 1966 | 9999 |  |  |  | 0.42147 | Default Emission Factor
Wisconsin Rapids Pulp Mill | 10477_B_R2 | 10477 | B | R2 |  | Non-Fossil Waste | MIS_WUMS | Wisconsin | Wood | 10.8 | 1975 | 9999 |  |  |  | 0.42147 | Default Emission Factor
Wisconsin Rapids Pulp Mill | 10477_B_R3 | 10477 | B | R3 |  | Non-Fossil Waste | MIS_WUMS | Wisconsin | Wood | 10.8 | 1989 | 9999 |  |  |  | 0.42147 | Default Emission Factor
Rumford Cogeneration | 10495_B_6 | 10495 | B | 6 |  | Tires | NENG_ME | Maine | Oxford | 26 | 1990 | 9999 | 2019 | 0.909 | 169473.1026 | 0.01073 | NEI 2019
Rumford Cogeneration | 10495_B_7 | 10495 | B | 7 |  | Tires | NENG_ME | Maine | Oxford | 26 | 1990 | 9999 | 2017 | 0.7026 | 173865.7771 | 0.00808 | NEI 2019
Rumford Cogeneration | 10495_B_CRECV | 10495 | B | CRECV |  | Non-Fossil Waste | NENG_ME | Maine | Oxford | 34 | 1981 | 9999 | 2019 | 16.24 | 221054.7947 | 0.14693 | NEI 2019
Wheelabrator Hudson Falls | 10503_B_SG201A | 10503 | B | SG201A |  | Municipal Solid Waste | NY_Z_F | New York | Washington | 5.8 | 1992 | 9999 | 2019 | 0.26161 | 38279.5 | 0.01367 | NEI 2019
Wheelabrator Hudson Falls | 10503_B_SG201B | 10503 | B | SG201B |  | Municipal Solid Waste | NY_Z_F | New York | Washington | 5.8 | 1992 | 9999 | 2019 | 0.23267 | 38279.5 | 0.01216 | NEI 2019
Craven County Wood Energy LP | 10525_B_4A | 10525 | B | 4A | 89655 | Biomass | S_VACA | North Carolina | Craven | 47 | 1990 | 9999 | 2019 | 24.85 | 326608 | 0.15217 | NEI 2019
Fernandina Plant | 10562_B_PB6 | 10562 | B | PB6 |  | Biomass | FRCC | Florida | Nassau | 21 | 2006 | 9999 | 2019 | 1.9095 | 116944.04 | 0.03266 | NEI 2019
Fernandina Plant | 10562_B_REC5 | 10562 | B | REC5 |  | Biomass | FRCC | Florida | Nassau | 21 | 1976 | 9999 | 2017 | 39.7843 | 125108.365 | 0.636 | NEI 2019
Agrilectric Power Partners Ltd | 10593_B_BLR1 | 10593 | B | BLR1 |  | Biomass | MIS_WOTA | Louisiana | Calcasieu | 10.9 | 1984 | 9999 | 2019 | 0.598 | 83989 | 0.01424 | NEI 2019
Ebensburg Power | 10603_B_031 | 10603 | B | 031 | 3557 | Coal Steam | PJM_PENE | Pennsylvania | Cambria | 50 | 1991 | 9999 | 2017 | 2.226 | 249137 | 0.01787 | NEI 2019
Domtar - Woodland Mill | 10613_B_3RB | 10613 | B | 3RB |  | Non-Fossil Waste | NENG_ME | Maine | Washington | 23 | 1989 | 9999 | 2019 | 18.98 | 166443.5 | 0.22807 | NEI 2019
Domtar - Woodland Mill | 10613_B_9PB | 10613 | B | 9PB |  | Non-Fossil Waste | NENG_ME | Maine | Washington | 23 | 1969 | 9999 | 2019 | 13.1 | 166443.5 | 0.15741 | NEI 2019
Pine Bluff Mill | 10627_B_BB1 | 10627 | B | BB1 |  | O/G Steam | MIS_AR | Arkansas | Jefferson | 12.2 | 1957 | 9999 |  |  |  | 0.13352 | Default Emission Factor
Pine Bluff Mill | 10627_B_PB1 | 10627 | B | PB1 |  | O/G Steam | MIS_AR | Arkansas | Jefferson | 12.2 | 1957 | 9999 |  |  |  | 0.13352 | Default Emission Factor
Pine Bluff Mill | 10627_B_RB2 | 10627 | B | RB2 |  | Non-Fossil Waste | MIS_AR | Arkansas | Jefferson | 12.2 | 1957 | 9999 |  |  |  | 0.42147 | Default Emission Factor
Pine Bluff Mill | 10627_B_RB3 | 10627 | B | RB3 |  | Non-Fossil Waste | MIS_AR | Arkansas | Jefferson | 12.2 | 1957 | 9999 |  |  |  | 0.42147 | Default Emission Factor
Pine Bluff Mill | 10627_B_RB4 | 10627 | B | RB4 |  | Non-Fossil Waste | MIS_AR | Arkansas | Jefferson | 12.2 | 1957 | 9999 |  |  |  | 0.42147 | Default Emission Factor
Wheelabrator Baltimore Refuse | 10629_B_BLR1 | 10629 | B | BLR1 |  | Municipal Solid Waste | PJM_SMAC | Maryland | Baltimore City | 20.4 | 1985 | 9999 |  |  |  | 0.05402 | Default Emission Factor
Wheelabrator Baltimore Refuse | 10629_B_BLR2 | 10629 | B | BLR2 |  | Municipal Solid Waste | PJM_SMAC | Maryland | Baltimore City | 20.4 | 1985 | 9999 | 2019 | 1.3 | 108072.5859 | 0.02406 | NEI 2019
Wheelabrator Baltimore Refuse | 10629_B_BLR3 | 10629 | B | BLR3 |  | Municipal Solid Waste | PJM_SMAC | Maryland | Baltimore City | 20.4 | 1985 | 9999 | 2019 | 0.49966 | 108072.5859 | 0.00925 | NEI 2019
Covanta Hempstead | 10642_B_1 | 10642 | B | 1 |  | Municipal Solid Waste | NY_Z_K | New York | Nassau | 23.9 | 1989 | 9999 |  |  |  | 0.0209 | NEI 2019
Covanta Hempstead | 10642_B_2 | 10642 | B | 2 |  | Municipal Solid Waste | NY_Z_K | New York | Nassau | 23.9 | 1989 | 9999 |  |  |  | 0.0209 | NEI 2019
Covanta Hempstead | 10642_B_3 | 10642 | B | 3 |  | Municipal Solid Waste | NY_Z_K | New York | Nassau | 23.9 | 1989 | 9999 | 2019 | 5.6682 | 542418.5758 | 0.0209 | NEI 2019
Covanta Essex Company | 10643_B_1 | 10643 | B | 1 |  | Municipal Solid Waste | PJM_EMAC | New Jersey | Essex | 20 | 1990 | 9999 |  |  |  | 0.01751 | NEI 2019
Covanta Essex Company | 10643_B_2 | 10643 | B | 2 |  | Municipal Solid Waste | PJM_EMAC | New Jersey | Essex | 20 | 1990 | 9999 |  |  |  | 0.01751 | NEI 2019
Covanta Essex Company | 10643_B_3 | 10643 | B | 3 |  | Municipal Solid Waste | PJM_EMAC | New Jersey | Essex | 20 | 1990 | 9999 | 2019 | 4.3535 | 497157.0284 | 0.01751 | NEI 2019
Covanta Southeastern Connecticut Company | 10646_B_BLR1 | 10646 | B | BLR1 |  | Municipal Solid Waste | NENG_CT | Connecticut | New London | 8.2 | 1991 | 9999 | 2019 | 0.11355 | 65394 | 0.00347 | NEI 2019
Covanta Southeastern Connecticut Company | 10646_B_BLR2 | 10646 | B | BLR2 |  | Municipal Solid Waste | NENG_CT | Connecticut | New London | 8.2 | 1991 | 9999 | 2019 | 0.24362 | 65394 | 0.00745 | NEI 2019
Burney Forest Products | 10652_B_BLR1 | 10652 | B | BLR1 |  | Biomass | WEC_CALN | California | Shasta | 15.5 | 1989 | 9999 | 2017 | 4.73 | 83893 | 0.11276 | NEI 2019
Burney Forest Products | 10652_B_BLR2 | 10652 | B | BLR2 |  | Biomass | WEC_CALN | California | Shasta | 15.5 | 1989 | 9999 | 2017 | 3.09 | 83893 | 0.07367 | NEI 2019
River Valley | 10671_B_1A | 10671 | B | 1A | 90961 | Coal Steam | SPP_WEST | Oklahoma | Le Flore | 80 | 1991 | 9999 | 2019 | 0.52337 | 173303.5 | 0.00604 | NEI 2019
River Valley | 10671_B_1B | 10671 | B | 1B | 90962 | Coal Steam | SPP_WEST | Oklahoma | Le Flore | 80 | 1991 | 9999 | 2019 | 0.51677 | 173303.5 | 0.00596 | NEI 2019
River Valley | 10671_B_2A | 10671 | B | 2A | 90963 | Coal Steam | SPP_WEST | Oklahoma | Le Flore | 80 | 1991 | 9999 | 2017 | 0.62724 | 440503 | 0.00285 | NEI 2019
River Valley | 10671_B_2B | 10671 | B | 2B | 90964 | Coal Steam | SPP_WEST | Oklahoma | Le Flore | 80 | 1991 | 9999 | 2019 | 0.44752 | 96353.5 | 0.00929 | NEI 2019
AES Warrior Run Cogeneration Facility | 10678_B_BLR1 | 10678 | B | BLR1 | 3575 | Coal Steam | PJM_AP | Maryland | Allegany | 180 | 2000 | 9999 | 2019 | 1.6059 | 1103810 | 0.00291 | NEI 2019
Argus Cogen Plant | 10684_B_BLR22 | 10684 | B | BLR22 |  | Coal Steam | WECC_SCE | California | San Bernardino | 2.3 | 1967 | 9999 |  |  |  | 0.03136 | Default Emission Factor
Argus Cogen Plant | 10684_B_BLR25 | 10684 | B | BLR25 |  | Coal Steam | WECC_SCE | California | San Bernardino | 27 | 1978 | 9999 |  |  |  | 0.03136 | Default Emission Factor
Argus Cogen Plant | 10684_B_BLR26 | 10684 | B | BLR26 |  | Coal Steam | WECC_SCE | California | San Bernardino | 27 | 1978 | 9999 |  |  |  | 0.03136 | Default Emission Factor
Rapids Energy Center | 10686_B_5 | 10686 | B | 5 |  | Biomass | MIS_MNWI | Minnesota | Itasca | 10.8 | 1980 | 9999 | 2019 | 0.018653 | 8336.5 | 0.00448 | NEI 2019
Rapids Energy Center | 10686_B_6 | 10686 | B | 6 |  | Biomass | MIS_MNWI | Minnesota | Itasca | 10.8 | 1980 | 9999 | 2019 | 0.014415 | 8336.5 | 0.00346 | NEI 2019
Rapids Energy Center | 10686_B_7 | 10686 | B | 7 |  | Biomass | MIS_MNWI | Minnesota | Itasca | 3.3 | 2001 | 9999 |  |  |  | 0.47976 | Default Emission Factor
Rapids Energy Center | 10686_B_8 | 10686 | B | 8 |  | Biomass | MIS_MNWI | Minnesota | Itasca | 3.3 | 2001 | 9999 | 2017 | 2.028 | 10114.84 | 0.401 | NEI 2019
Prairie Creek | 1073_B_3 | 1073 | B | 3 | 746 | Coal Steam | MIS_IA | Iowa | Linn | 30.4 | 1958 | 9999 |  |  |  | 0.03136 | Default Emission Factor
Prairie Creek | 1073_B_4 | 1073 | B | 4 | 747 | O/G Steam | MIS_IA | Iowa | Linn | 110 | 1967 | 9999 |  |  |  | 0.13352 | Default Emission Factor
Covanta Delaware Valley | 10746_B_BLR1 | 10746 | B | BLR1 |  | Municipal Solid Waste | PJM_EMAC | Pennsylvania | Delaware | 13.3 | 1991 | 9999 | 2019 | 2.9661 | 86455.3957 | 0.06862 | NEI 2019
Covanta Delaware Valley | 10746_B_BLR2 | 10746 | B | BLR2 |  | Municipal Solid Waste | PJM_EMAC | Pennsylvania | Delaware | 13.3 | 1991 | 9999 | 2019 | 3.1273 | 86455.3957 | 0.07235 | NEI 2019
Covanta Delaware Valley | 10746_B_BLR3 | 10746 | B | BLR3 |  | Municipal Solid Waste | PJM_EMAC | Pennsylvania | Delaware | 13.3 | 1991 | 9999 | 2019 | 2.5231 | 86455.3957 | 0.05837 | NEI 2019
Covanta Delaware Valley | 10746_B_BLR4 | 10746 | B | BLR4 |  | Municipal Solid Waste | PJM_EMAC | Pennsylvania | Delaware | 13.3 | 1991 | 9999 | 2019 | 2.2488 | 86455.3957 | 0.05202 | NEI 2019
Covanta Delaware Valley | 10746_B_BLR5 | 10746 | B | BLR5 |  | Municipal Solid Waste | PJM_EMAC | Pennsylvania | Delaware | 13.3 | 1991 | 9999 | 2019 | 2.4427 | 86455.3957 | 0.05651 | NEI 2019
Covanta Delaware Valley | 10746_B_BLR6 | 10746 | B | BLR6 |  | Municipal Solid Waste | PJM_EMAC | Pennsylvania | Delaware | 13.3 | 1991 | 9999 | 2019 | 1.7874 | 86455.3957 | 0.04135 | NEI 2019
Blue Lake Power LLC | 10764_B_Zurn | 10764 | B | Zurn |  | Biomass | WEC_CALN | California | Humboldt | 11.5 | 1985 | 9999 |  |  |  | 0.47976 | Default Emission Factor
Indeck Jonesboro Energy Center | 10765_B_CFB002 | 10765 | B | CFB002 |  | Biomass | NENG_ME | Maine | Washington | 20.2 | 1987 | 9999 | 2019 | 2.6016 | 23380 | 0.22255 | NEI 2019
Indeck West Enfield Energy Center | 10766_B_CFB001 | 10766 | B | CFB001 |  | Biomass | NENG_ME | Maine | Penobscot | 20.4 | 1987 | 9999 | 2019 | 0.2033 | 23195 | 0.01753 | NEI 2019
Rio Bravo Fresno | 10767_B_CFB | 10767 | B | CFB |  | Biomass | WEC_CALN | California | Fresno | 24.3 | 1988 | 9999 |  |  |  | 0.47976 | Default Emission Factor
Hopewell Power Station | 10771_B_1 | 10771 | B | 1 | 3591 | Biomass | PJM_Dom | Virginia | Hopewell City | 26 | 1992 | 2029 | 2019 | 2.3385 | 142918 | 0.03273 | NEI 2019
Hopewell Power Station | 10771_B_2 | 10771 | B | 2 | 3592 | Biomass | PJM_Dom | Virginia | Hopewell City | 26 | 1992 | 2029 | 2019 | 3.5063 | 142918 | 0.04907 | NEI 2019
Rio Bravo Rocklin | 10772_B_CFB | 10772 | B | CFB |  | Biomass | WEC_CALN | California | Placer | 24.4 | 1990 | 9999 | 2017 | 0.3 | 164302 | 0.00365 | NEI 2019
Altavista Power Station | 10773_B_1 | 10773 | B | 1 | 3593 | Biomass | PJM_West | Virginia | Campbell | 26 | 1992 | 2029 | 2017 | 0.63797 | 137801.5 | 0.00926 | NEI 2019
Altavista Power Station | 10773_B_2 | 10773 | B | 2 | 3594 | Biomass | PJM_West | Virginia | Campbell | 26 | 1992 | 2029 | 2019 | 2.1479 | 136228.5 | 0.03153 | NEI 2019
Southampton Power Station | 10774_B_1 | 10774 | B | 1 | 3595 | Biomass | PJM_Dom | Virginia | Southampton | 26 | 1992 | 2029 | 2019 | 7.7407 | 132785.5 | 0.11659 | NEI 2019
Southampton Power Station | 10774_B_2 | 10774 | B | 2 | 3596 | Biomass | PJM_Dom | Virginia | Southampton | 26 | 1992 | 2029 | 2019 | 5.8654 | 132785.5 | 0.08834 | NEI 2019
HL Power | 10777_B_ZURN1 | 10777 | B | ZURN1 |  | Biomass | WEC_CALN | California | Lassen | 30 | 1989 | 9999 | 2019 | 1.3594 | 188963 | 0.01439 | NEI 2019
Colstrip Energy LP | 10784_B_BLR1 | 10784 | B | BLR1 |  | Coal Steam | WECC_MT | Montana | Rosebud | 38 | 1990 | 9999 | 2019 | 6.2082 | 301048 | 0.04124 | NEI 2019
Holcomb | 108_B_SGU1 | 108 | B | SGU1 | 60 | Coal Steam | SPP_N | Kansas | Finney | 359 | 1983 | 9999 | 2019 | 12.1461 | 1569548 | 0.01548 | NEI 2019
Walter Scott Jr Energy Center | 1082_B_3 | 1082 | B | 3 | 756 | Coal Steam | MIS_MIDA | Iowa | Pottawattamie | 708 | 1978 | 9999 | 2019 | 69.7917 | 3858814 | 0.03617 | NEI 2019
Walter Scott Jr Energy Center | 1082_B_4 | 1082 | B | 4 | 89556 | Coal Steam | MIS_MIDA | Iowa | Pottawattamie | 814 | 2007 | 9999 | 2019 | 8.191 | 4155389 | 0.00394 | NEI 2019
Grayling Generating Station | 10822_B_BOIL1 | 10822 | B | BOIL1 | 90210 | Biomass | MIS_LMI | Michigan | Crawford | 38 | 1992 | 9999 | 2019 | 1.4763 | 171210 | 0.01725 | NEI 2019
Deer Island Treatment Plant | 10823_B_B101 | 10823 | B | B101 |  | Non-Fossil Waste | NENGREST | Massachusetts | Suffolk | 4.5 | 1997 | 9999 |  |  |  | 0.42147 | Default Emission Factor
Deer Island Treatment Plant | 10823_B_B201 | 10823 | B | B201 |  | Non-Fossil Waste | NENGREST | Massachusetts | Suffolk | 4.5 | 1997 | 9999 |  |  |  | 0.42147 | Default Emission Factor
Woodland Biomass Power Ltd | 10836_B_BLR1 | 10836 | B | BLR1 |  | Biomass | WEC_CALN | California | Yolo | 25 | 1989 | 9999 | 2018 | 1.17 | 187736 | 0.01246 | California Air Resources Board
Springfield Power LLC | 10838_B_BLR1 | 10838 | B | BLR1 |  | Biomass | NENGREST | New Hampshire | Sullivan | 16.1 | 1987 | 9999 |  |  |  | 0.47976 | Default Emission Factor
DG Whitefield LLC | 10839_B_BLR1 | 10839 | B | BLR1 |  | Biomass | NENGREST | New Hampshire | Coos | 17 | 1986 | 9999 |  |  |  | 0.47976 | Default Emission Factor
Silver Bay Power | 10849_B_BLR1 | 10849 | B | BLR1 | 89908 | Coal Steam | MIS_MNWI | Minnesota | Lake | 36 | 1955 | 9999 | 2017 | 0.68632 | 149771 | 0.00917 | NEI 2019
Silver Bay Power | 10849_B_BLR2 | 10849 | B | BLR2 | 89909 | Coal Steam | MIS_MNWI | Minnesota | Lake | 69 | 1963 | 9999 | 2019 | 1.6652 | 81195 | 0.04102 | NEI 2019
Archer Daniels Midland Cedar Rapids | 10864_B_1 | 10864 | B | 1 |  | Coal Steam | MIS_IA | Iowa | Linn | 40 | 1988 | 9999 | 2019 | 4.3951 | 119941.5626 | 0.07329 | NEI 2019
Archer Daniels Midland Cedar Rapids | 10864_B_2 | 10864 | B | 2 |  | Coal Steam | MIS_IA | Iowa | Linn | 40 | 1988 | 9999 | 2019 | 4.8108 | 119941.5626 | 0.08022 | NEI 2019
Archer Daniels Midland Cedar Rapids | 10864_B_3 | 10864 | B | 3 |  | Coal Steam | MIS_IA | Iowa | Linn | 40 | 1989 | 9999 | 2019 | 4.5322 | 119941.5626 | 0.07557 | NEI 2019
Archer Daniels Midland Cedar Rapids | 10864_B_4 | 10864 | B | 4 |  | Coal Steam | MIS_IA | Iowa | Linn | 40 | 1994 | 9999 | 2019 | 4.5377 | 119941.5626 | 0.07566 | NEI 2019
Archer Daniels Midland Cedar Rapids | 10864_B_5 | 10864 | B | 5 |  | Coal Steam | MIS_IA | Iowa | Linn | 100 | 2001 | 9999 | 2019 | 8.7528 | 301749.1191 | 0.05801 | NEI 2019
Biomass One LP | 10869_B_NORTH | 10869 | B | NORTH |  | Biomass | WECC_PNW | Oregon | Jackson | 18.2 | 1985 | 9999 | 2017 | 1.06 | 58488 | 0.03625 | NEI 2019
Biomass One LP | 10869_B_SOUTH | 10869 | B | SOUTH |  | Biomass | WECC_PNW | Oregon | Jackson | 18.2 | 1985 | 9999 | 2017 | 1.31 | 58488 | 0.0448 | NEI 2019
Medical Area Total Energy Plant | 10883_B_GTHSG1 | 10883 | B | GTHSG1 |  | O/G Steam | NENGREST | Massachusetts | Suffolk | 2.8 | 2004 | 9999 |  |  |  | 0.13352 | Default Emission Factor
Medical Area Total Energy Plant | 10883_B_GTHSG2 | 10883 | B | GTHSG2 |  | O/G Steam | NENGREST | Massachusetts | Suffolk | 2.8 | 2004 | 9999 |  |  |  | 0.13352 | Default Emission Factor
Medical Area Total Energy Plant | 10883_B_GTHSG3 | 10883 | B | GTHSG3 |  | O/G Steam | NENGREST | Massachusetts | Suffolk | 2.8 | 2017 | 9999 |  |  |  | 0.13352 | Default Emission Factor
Medical Area Total Energy Plant | 10883_B_HSG1 | 10883 | B | HSG1 |  | O/G Steam | NENGREST | Massachusetts | Suffolk | 2.8 | 1979 | 9999 | 2019 | 0.42 | 9552.3175 | 0.08794 | NEI 2019
Medical Area Total Energy Plant | 10883_B_HSG2 | 10883 | B | HSG2 |  | O/G Steam | NENGREST | Massachusetts | Suffolk | 2.8 | 1979 | 9999 | 2019 | 0.37 | 9552.3175 | 0.07747 | NEI 2019
Medical Area Total Energy Plant | 10883_B_PSG1 | 10883 | B | PSG1 |  | O/G Steam | NENGREST | Massachusetts | Suffolk | 2.8 | 2010 | 9999 | 2019 | 0.47 | 9552.3175 | 0.09841 | NEI 2019
Medical Area Total Energy Plant | 10883_B_PSG2 | 10883 | B | PSG2 |  | O/G Steam | NENGREST | Massachusetts | Suffolk | 2.8 | 2004 | 9999 | 2019 | 0.5307 | 9552.3175 | 0.11111 | NEI 2019
Medical Area Total Energy Plant | 10883_B_PSG3 | 10883 | B | PSG3 |  | O/G Steam | NENGREST | Massachusetts | Suffolk | 2.8 | 2004 | 9999 | 2019 | 0.9241 | 9552.3175 | 0.19348 | NEI 2019
George Neal North | 1091_B_3 | 1091 | B | 3 | 762 | Coal Steam | MIS_MIDA | Iowa | Woodbury | 515 | 1975 | 9999 | 2019 | 29.6573 | 1628432 | 0.03642 | NEI 2019
Ames Electric Services Power Plant | 1122_B_7 | 1122 | B | 7 | 767 | O/G Steam | MIS_MIDA | Iowa | Story | 32 | 1968 | 9999 |  |  |  | 0.13352 | Default Emission Factor
Ames Electric Services Power Plant | 1122_B_8 | 1122 | B | 8 | 768 | O/G Steam | MIS_MIDA | Iowa | Story | 63 | 1982 | 9999 | 2019 | 4.4312 | 129433 | 0.06847 | NEI 2019
Cholla | 113_B_1 | 113 | B | 1 | 62 | Coal Steam | WECC_AZ | Arizona | Navajo | 116 | 1980 | 2025 | 2017 | 0.21689 | 398758 | 0.00109 | NEI 2019
Cholla | 113_B_3 | 113 | B | 3 | 64 | Coal Steam | WECC_AZ | Arizona | Navajo | 271 | 1980 | 2025 | 2019 | 0.66553 | 1006969 | 0.00132 | NEI 2019
Streeter Station | 1131_B_6 | 1131 | B | 6 |  | O/G Steam | MIS_MIDA | Iowa | Black Hawk | 19.6 | 1963 | 9999 | 2019 | 0.00133 | 104 | 0.02558 | NEI 2019
Streeter Station | 1131_B_7 | 1131 | B | 7 | 772 | O/G Steam | MIS_MIDA | Iowa | Black Hawk | 37 | 1973 | 9999 |  |  |  | 0.13352 | Default Emission Factor
Muscatine Plant #1 | 1167_B_9 | 1167 | B | 9 | 788 | Coal Steam | MIS_IA | Iowa | Muscatine | 163 | 1983 | 9999 | 2017 | 12.3237 | 677514 | 0.03638 | NEI 2019
Yucca | 120_B_1 | 120 | B | 1 | 74 | O/G Steam | WECC_AZ | Arizona | Yuma | 75 | 1978 | 9999 | 2019 | 8.8086 | 265575 | 0.06634 | NEI 2019
Earl F Wisdom | 1217_B_1 | 1217 | B | 1 | 806 | O/G Steam | MIS_MIDA | Iowa | Clay | 38 | 1960 | 9999 | 2017 | 0.22065 | 257 | 1.7171 | NEI 2019
Cimarron River | 1230_B_1 | 1230 | B | 1 | 808 | O/G Steam | SPP_N | Kansas | Seward | 52 | 1963 | 9999 | 2019 | 0.02915 | 703 | 0.08293 | NEI 2019
Fort Dodge | 1233_B_4 | 1233 | B | 4 | 810 | O/G Steam | SPP_N | Kansas | Ford | 147 | 1969 | 9999 | 2019 | 0.19918 | 3171 | 0.12563 | NEI 2019
Great Bend - Sunflower | 1235_B_3 | 1235 | B | 3 | 811 | O/G Steam | SPP_N | Kansas | Barton | 93 | 1963 | 9999 | 2019 | 0.07326 | 324 | 0.45222 | NEI 2019
La Cygne | 1241_B_1 | 1241 | B | 1 | 819 | Coal Steam | SPP_N | Kansas | Linn | 736 | 1973 | 2025 | 2019 | 88.7322 | 2626438 | 0.06757 | NEI 2019
La Cygne | 1241_B_2 | 1241 | B | 2 | 820 | Coal Steam | SPP_N | Kansas | Linn | 662 | 1977 | 2039 | 2019 | 60.6522 | 3171571 | 0.03825 | NEI 2019
H Wilson Sundt Generating Station | 126_B_3 | 126 | B | 3 | 79 | O/G Steam | WECC_AZ | Arizona | Pima | 104 | 1962 | 9999 | 2019 | 13.4516 | 412126 | 0.06528 | NEI 2019
H Wilson Sundt Generating Station | 126_B_4 | 126 | B | 4 | 80 | O/G Steam | WECC_AZ | Arizona | Pima | 156 | 1967 | 9999 | 2019 | 8.5356 | 478423 | 0.03568 | NEI 2019
Cross | 130_B_1 | 130 | B | 1 | 82 | Coal Steam | S_VACA | South Carolina | Berkeley | 580 | 2008 | 9999 | 2019 | 2.8514 | 2154811 | 0.00265 | NEI 2019
Cross | 130_B_2 | 130 | B | 2 | 83 | Coal Steam | S_VACA | South Carolina | Berkeley | 570 | 1984 | 9999 | 2019 | 2.4094 | 143300 | 0.03363 | NEI 2019
Cross | 130_B_3 | 130 | B | 3 | 89490 | Coal Steam | S_VACA | South Carolina | Berkeley | 600 | 2007 | 9999 | 2019 | 4.1641 | 3217262 | 0.00259 | NEI 2019
Cross | 130_B_4 | 130 | B | 4 | 89491 | Coal Steam | S_VACA | South Carolina | Berkeley | 600 | 2008 | 9999 | 2017 | 3.6286 | 2723937 | 0.00266 | NEI 2019
Pratt | 1317_B_5 | 1317 | B | 5 |  | O/G Steam | SPP_N | Kansas | Pratt | 13 | 1965 | 9999 |  |  |  | 0.13352 | Default Emission Factor
Wellington 1 | 1330_B_4 | 1330 | B | 4 |  | O/G Steam | SPP_N | Kansas | Sumner | 19.5 | 1970 | 9999 | 2019 | 0.0027087 | 55 | 0.0985 | NEI 2019
Big Sandy | 1353_B_BSU1 | 1353 | B | BSU1 | 872 | O/G Steam | PJM_West | Kentucky | Lawrence | 260 | 1963 | 9999 | 2019 | 21.284 | 1062894 | 0.04005 | NEI 2019
E W Brown | 1355_B_3 | 1355 | B | 3 | 878 | Coal Steam | S_C_KY | Kentucky | Mercer | 409 | 1971 | 2028 | 2019 | 14.5437 | 915785 | 0.03176 | NEI 2019
Ghent | 1356_B_1 | 1356 | B | 1 | 884 | Coal Steam | S_C_KY | Kentucky | Carroll | 474 | 1973 | 9999 | 2019 | 37.3466 | 2697305 | 0.02769 | NEI 2019
Ghent | 1356_B_2 | 1356 | B | 2 | 885 | Coal Steam | S_C_KY | Kentucky | Carroll | 495 | 1977 | 9999 | 2019 | 36.7206 | 2638164 | 0.02784 | NEI 2019
Ghent | 1356_B_3 | 1356 | B | 3 | 886 | Coal Steam | S_C_KY | Kentucky | Carroll | 485 | 1981 | 9999 | 2017 | 33.3408 | 2537162 | 0.02628 | NEI 2019
Ghent | 1356_B_4 | 1356 | B | 4 | 887 | Coal Steam | S_C_KY | Kentucky | Carroll | 465 | 1984 | 9999 | 2019 | 35.3534 | 2480091 | 0.02851 | NEI 2019
Seminole (FL) | 136_B_2 | 136 | B | 2 | 85 | Coal Steam | FRCC | Florida | Putnam | 657 | 1984 | 9999 | 2017 | 16.284 | 4247979 | 0.00767 | NEI 2019
Mill Creek (KY) | 1364_B_1 | 1364 | B | 1 | 905 | Coal Steam | S_C_KY | Kentucky | Jefferson | 300 | 1972 | 2024 | 2019 | 20.2043 | 1499827 | 0.02694 | NEI 2019
Mill Creek (KY) | 1364_B_2 | 1364 | B | 2 | 906 | Coal Steam | S_C_KY | Kentucky | Jefferson | 297 | 1974 | 2028 | 2017 | 24.643 | 1683758 | 0.02927 | NEI 2019
Mill Creek (KY) | 1364_B_3 | 1364 | B | 3 | 907 | Coal Steam | S_C_KY | Kentucky | Jefferson | 391 | 1978 | 9999 | 2019 | 25.7328 | 1844658 | 0.0279 | NEI 2019
Mill Creek (KY) | 1364_B_4 | 1364 | B | 4 | 908 | Coal Steam | S_C_KY | Kentucky | Jefferson | 477 | 1982 | 9999 | 2019 | 41.8278 | 3095493 | 0.02703 | NEI 2019
Shawnee | 1379_B_1 | 1379 | B | 1 | 916 | Coal Steam | S_C_TVA | Kentucky | McCracken | 134 | 1953 | 2034 | 2017 | 10.9452 | 625448 | 0.035 | NEI 2019
Shawnee | 1379_B_2 | 1379 | B | 2 | 918 | Coal Steam | S_C_TVA | Kentucky | McCracken | 134 | 1953 | 2034 | 2017 | 14.4626 | 648458 | 0.04461 | NEI 2019
Shawnee | 1379_B_3 | 1379 | B | 3 | 919 | Coal Steam | S_C_TVA | Kentucky | McCracken | 134 | 1953 | 2033 | 2017 | 15.1144 | 716923 | 0.04217 | NEI 2019
Shawnee | 1379_B_4 | 1379 | B | 4 | 920 | Coal Steam | S_C_TVA | Kentucky | McCracken | 134 | 1954 | 2034 | 2019 | 11.7571 | 545374 | 0.04312 | NEI 2019
Shawnee | 1379_B_5 | 1379 | B | 5 | 921 | Coal Steam | S_C_TVA | Kentucky | McCracken | 134 | 1954 | 2034 | 2019 | 14.9257 | 712303 | 0.04191 | NEI 2019
Shawnee | 1379_B_6 | 1379 | B | 6 | 922 | Coal Steam | S_C_TVA | Kentucky | McCracken | 134 | 1954 | 2034 | 2017 | 14.8672 | 769636 | 0.03863 | NEI 2019
Shawnee | 1379_B_7 | 1379 | B | 7 | 923 | Coal Steam | S_C_TVA | Kentucky | McCracken | 134 | 1954 | 2034 | 2019 | 10.078 | 471684 | 0.04273 | NEI 2019
Shawnee | 1379_B_8 | 1379 | B | 8 | 924 | Coal Steam | S_C_TVA | Kentucky | McCracken | 134 | 1955 | 2034 | 2019 | 14.3483 | 657716 | 0.04363 | NEI 2019
Shawnee | 1379_B_9 | 1379 | B | 9 | 925 | Coal Steam | S_C_TVA | Kentucky | McCracken | 134 | 1955 | 2034 | 2019 | 12.7543 | 646856 | 0.03944 | NEI 2019
Cooper | 1384_B_1 | 1384 | B | 1 | 932 | Coal Steam | PJM_West | Kentucky | Pulaski | 116 | 1969 | 9999 | 2019 | 0.75463 | 42559 | 0.03546 | NEI 2019
Cooper | 1384_B_2 | 1384 | B | 2 | 933 | Coal Steam | PJM_West | Kentucky | Pulaski | 225 | 1969 | 9999 | 2019 | 2.1543 | 126051 | 0.03418 | NEI 2019
Louisiana 1 | 1391_B_1A | 1391 | B | 1A | 936 | Fossil Waste | MIS_LA | Louisiana | East Baton Rouge | 21.3 | 1954 | 9999 | 2019 | 3.99 | 135745.4457 | 0.05879 | NEI 2019
Louisiana 1 | 1391_B_2A | 1391 | B | 2A | 937 | Fossil Waste | MIS_LA | Louisiana | East Baton Rouge | 21.3 | 1954 | 9999 | 2019 | 3.4 | 135745.4457 | 0.05009 | NEI 2019
Louisiana 1 | 1391_B_3A | 1391 | B | 3A | 938 | Fossil Waste | MIS_LA | Louisiana | East Baton Rouge | 23.5 | 1953 | 9999 | 2019 | 4.21 | 149867.7706 | 0.05618 | NEI 2019
Louisiana 1 | 1391_B_4A | 1391 | B | 4A | 939 | Fossil Waste | MIS_LA | Louisiana | East Baton Rouge | 21.3 | 1987 | 9999 |  |  |  | 0.17237 | Default Emission Factor
Louisiana 1 | 1391_B_5A | 1391 | B | 5A | 940 | Fossil Waste | MIS_LA | Louisiana | East Baton Rouge | 36 | 1999 | 9999 |  |  |  | 0.17237 | Default Emission Factor
Louisiana 1 | 1391_B_9 | 1391 | B | 9 |  | Fossil Waste | MIS_LA | Louisiana | East Baton Rouge | 4.4 | 1949 | 9999 |  |  |  | 0.17237 | Default Emission Factor
R S Nelson | 1393_B_1A | 1393 | B | 1A | 90014 | Coal Steam | MIS_WOTA | Louisiana | Calcasieu | 104 | 1992 | 9999 | 2017 | 15.95 | 822469 | 0.03879 | NEI 2019
R S Nelson | 1393_B_2A | 1393 | B | 2A | 90015 | Coal Steam | MIS_WOTA | Louisiana | Calcasieu | 100 | 1992 | 9999 | 2019 | 15.98 | 705891 | 0.04528 | NEI 2019
R S Nelson | 1393_B_6 | 1393 | B | 6 | 950 | Coal Steam | MIS_WOTA | Louisiana | Calcasieu | 550 | 1982 | 9999 | 2017 | 32.23 | 2714083 | 0.02375 | NEI 2019
Teche | 1400_B_3 | 1400 | B | 3 | 962 | O/G Steam | MIS_LA | Louisiana | St Mary | 331 | 1971 | 9999 | 2019 | 29.61 | 989464 | 0.05985 | NEI 2019
Little Gypsy | 1402_B_2 | 1402 | B | 2 | 964 | O/G Steam | MIS_AMSO | Louisiana | St Charles | 416 | 1966 | 2025 | 2019 | 46.35 | 1080892 | 0.08576 | NEI 2019
Little Gypsy | 1402_B_3 | 1402 | B | 3 | 965 | O/G Steam | MIS_AMSO | Louisiana | St Charles | 524 | 1969 | 9999 | 2019 | 46.95 | 1627984 | 0.05768 | NEI 2019
Nine Mile Point | 1403_B_4 | 1403 | B | 4 | 969 | O/G Steam | MIS_AMSO | Louisiana | Jefferson | 737 | 1971 | 9999 | 2019 | 81.58 | 2920161.5 | 0.05587 | NEI 2019
Nine Mile Point | 1403_B_5 | 1403 | B | 5 | 970 | O/G Steam | MIS_AMSO | Louisiana | Jefferson | 737 | 1973 | 9999 | 2019 | 74.23 | 2920161.5 | 0.05084 | NEI 2019
Agua Fria | 141_B_1 | 141 | B | 1 | 86 | O/G Steam | WECC_AZ | Arizona | Maricopa | 113 | 1958 | 9999 | 2017 | 1.9281 | 54257 | 0.07107 | NEI 2019
Agua Fria | 141_B_2 | 141 | B | 2 | 87 | O/G Steam | WECC_AZ | Arizona | Maricopa | 113 | 1957 | 9999 | 2019 | 1.6282 | 45545 | 0.0715 | NEI 2019
Agua Fria | 141_B_3 | 141 | B | 3 | 88 | O/G Steam | WECC_AZ | Arizona | Maricopa | 181 | 1961 | 9999 | 2019 | 3.5484 | 116246 | 0.06105 | NEI 2019
Arsenal Hill | 1416_B_5A | 1416 | B | 5A | 979 | O/G Steam | SPP_WEST | Louisiana | Caddo | 116 | 1960 | 2025 | 2019 | 2.5 | 61216 | 0.08168 | NEI 2019
Lieberman | 1417_B_3 | 1417 | B | 3 | 980 | O/G Steam | SPP_WEST | Louisiana | Caddo | 109 | 1957 | 9999 | 2019 | 1.3 | 40142 | 0.06477 | NEI 2019
Lieberman | 1417_B_4 | 1417 | B | 4 | 981 | O/G Steam | SPP_WEST | Louisiana | Caddo | 108 | 1959 | 9999 | 2019 | 1 | 30979 | 0.06456 | NEI 2019
Houma | 1439_B_14 | 1439 | B | 14 |  | O/G Steam | MIS_AMSO | Louisiana | Terrebonne | 10 | 1994 | 9999 |  |  |  | 0.13352 | Default Emission Factor
Houma | 1439_B_15 | 1439 | B | 15 | 982 | O/G Steam | MIS_AMSO | Louisiana | Terrebonne | 23.5 | 1969 | 9999 | 2019 | 0.62 | 32343 | 0.03834 | NEI 2019
Houma | 1439_B_16 | 1439 | B | 16 | 983 | O/G Steam | MIS_AMSO | Louisiana | Terrebonne | 39 | 1976 | 9999 | 2019 | 0.95 | 22328 | 0.0851 | NEI 2019
Big Cajun 1 | 1464_B_1B1 | 1464 | B | 1B1 | 994 | O/G Steam | MIS_LA | Louisiana | Pointe Coupee | 110 | 1972 | 9999 | 2019 | 1.3685 | 42544 | 0.06433 | NEI 2019
Big Cajun 1 | 1464_B_1B2 | 1464 | B | 1B2 | 995 | O/G Steam | MIS_LA | Louisiana | Pointe Coupee | 110 | 1972 | 9999 | 2019 | 1.2263 | 38969 | 0.06294 | NEI 2019
William F Wyman | 1507_B_3 | 1507 | B | 3 | 1002 | O/G Steam | NENG_ME | Maine | Cumberland | 111 | 1965 | 9999 | 2019 | 0.083 | 2069 | 0.08023 | NEI 2019
William F Wyman | 1507_B_4 | 1507 | B | 4 | 1003 | O/G Steam | NENG_ME | Maine | Cumberland | 602 | 1978 | 9999 | 2017 | 0.212 | 89985 | 0.00471 | NEI 2019
Herbert A Wagner | 1554_B_1 | 1554 | B | 1 | 1007 | O/G Steam | PJM_SMAC | Maryland | Anne Arundel | 126 | 1956 | 9999 |  |  |  | 0.13352 | Default Emission Factor
Herbert A Wagner | 1554_B_3 | 1554 | B | 3 | 1009 | Coal Steam | PJM_SMAC | Maryland | Anne Arundel | 305 | 1966 | 2025 | 2017 | 2.223 | 171631 | 0.0259 | NEI 2019
Herbert A Wagner | 1554_B_4 | 1554 | B | 4 | 1010 | O/G Steam | PJM_SMAC | Maryland | Anne Arundel | 397 | 1972 | 9999 |  |  |  | 0.08376 | Default Emission Factor
Vienna Operations | 1564_B_8 | 1564 | B | 8 | 1043 | O/G Steam | PJM_EMAC | Maryland | Dorchester | 153 | 1971 | 9999 |  |  |  | 0.08376 | Default Emission Factor
Chalk Point LLC | 1571_B_3 | 1571 | B | 3 | 1052 | O/G Steam | PJM_SMAC | Maryland | Prince Georges | 582 | 1975 | 9999 |  |  |  | 0.13352 | Default Emission Factor
Chalk Point LLC | 1571_B_4 | 1571 | B | 4 | 1053 | O/G Steam | PJM_SMAC | Maryland | Prince Georges | 582 | 1981 | 9999 |  |  |  | 0.13352 | Default Emission Factor
Canal | 1599_B_1 | 1599 | B | 1 | 1102 | O/G Steam | NENGREST | Massachusetts | Barnstable | 560 | 1968 | 9999 | 2019 | 0.8275 | 21589 | 0.07666 | NEI 2019
Canal | 1599_B_2 | 1599 | B | 2 | 1103 | O/G Steam | NENGREST | Massachusetts | Barnstable | 553 | 1976 | 9999 | 2019 | 0.5454 | 14023 | 0.07779 | NEI 2019
Apache Station | 160_B_1 | 160 | B | 1 | 92 | O/G Steam | WECC_AZ | Arizona | Cochise | 72 | 1979 | 9999 |  |  |  | 0.13352 | Default Emission Factor
Apache Station | 160_B_2 | 160 | B | 2 | 93 | O/G Steam | WECC_AZ | Arizona | Cochise | 175 | 1979 | 9999 |  |  |  | 0.13352 | Default Emission Factor
Apache Station | 160_B_3 | 160 | B | 3 | 94 | Coal Steam | WECC_AZ | Arizona | Cochise | 175 | 1979 | 9999 |  |  |  | 0.03136 | Default Emission Factor
GREC | 165_B_2 | 165 | B | 2 | 96 | Coal Steam | SPP_WEST | Oklahoma | Mayes | 492 | 1982 | 9999 | 2019 | 2.9 | 77426 | 0.07491 | NEI 2019
Lake Catherine | 170_B_4 | 170 | B | 4 | 107 | O/G Steam | MIS_AR | Arkansas | Hot Spring | 522 | 1970 | 2025 | 2019 | 4.7061 | 127495 | 0.07382 | NEI 2019
Dan E Karn | 1702_B_3 | 1702 | B | 3 | 1155 | O/G Steam | MIS_LMI | Michigan | Bay | 600 | 1974 | 9999 |  |  |  | 0.13352 | Default Emission Factor
Dan E Karn | 1702_B_4 | 1702 | B | 4 | 1156 | O/G Steam | MIS_LMI | Michigan | Bay | 603 | 1977 | 9999 |  |  |  | 0.13352 | Default Emission Factor
J H Campbell | 1710_B_1 | 1710 | B | 1 | 1157 | Coal Steam | MIS_LMI | Michigan | Ottawa | 260 | 1962 | 2025 | 2019 | 26.5555 | 1453194 | 0.03655 | NEI 2019
J H Campbell | 1710_B_2 | 1710 | B | 2 | 1158 | Coal Steam | MIS_LMI | Michigan | Ottawa | 348 | 1967 | 2025 | 2017 | 30.2942 | 1178883 | 0.0514 | NEI 2019
J H Campbell | 1710_B_3 | 1710 | B | 3 | 1159 | Coal Steam | MIS_LMI | Michigan | Ottawa | 838 | 1980 | 2025 | 2019 | 88.2458 | 5273925 | 0.03347 | NEI 2019
Monroe (MI) | 1733_B_1 | 1733 | B | 1 | 1182 | Coal Steam | MIS_LMI | Michigan | Monroe | 758 | 1972 | 2040 | 2019 | 21.6421 | 4348989 | 0.00995 | NEI 2019
Monroe (MI) | 1733_B_2 | 1733 | B | 2 | 1183 | Coal Steam | MIS_LMI | Michigan | Monroe | 773 | 1973 | 2040 | 2019 | 5.2473 | 4045189 | 0.00259 | NEI 2019
Monroe (MI) | 1733_B_3 | 1733 | B | 3 | 1184 | Coal Steam | MIS_LMI | Michigan | Monroe | 773 | 1973 | 2040 | 2019 | 8.734 | 3020007 | 0.00578 | NEI 2019
Monroe (MI) | 1733_B_4 | 1733 | B | 4 | 1185 | Coal Steam | MIS_LMI | Michigan | Monroe | 762 | 1974 | 2040 | 2019 | 4.4038 | 3907692 | 0.00225 | NEI 2019
John H Warden | 1772_B_1 | 1772 | B | 1 |  | Biomass | MIS_WUMS | Michigan | Baraga | 17.7 | 2009 | 9999 | 2019 | 0.8325 | 122768 | 0.01356 | NEI 2019
Wyandotte | 1866_B_5 | 1866 | B | 5 | 1223 | O/G Steam | MIS_LMI | Michigan | Wayne | 21.25 | 1958 | 9999 | 2019 | 0.3696 | 563 | 1.313 | NEI 2019
Wyandotte | 1866_B_7 | 1866 | B | 7 | 1224 | O/G Steam | MIS_LMI | Michigan | Wayne | 21.25 | 1958 | 9999 | 2019 | 0.05215 | 563 | 0.18526 | NEI 2019
Syl Laskin | 1891_B_1 | 1891 | B | 1 | 1229 | O/G Steam | MIS_MNWI | Minnesota | St Louis | 44 | 1953 | 9999 | 2017 | 0.1522 | 3113 | 0.09778 | NEI 2019
Syl Laskin | 1891_B_2 | 1891 | B | 2 | 1230 | O/G Steam | MIS_MNWI | Minnesota | St Louis | 44 | 1953 | 9999 | 2017 | 0.1188 | 2505 | 0.09485 | NEI 2019
Clay Boswell | 1893_B_3 | 1893 | B | 3 | 1233 | Coal Steam | MIS_MNWI | Minnesota | Itasca | 364 | 1973 | 2030 | 2019 | 6.3582 | 1571076 | 0.00809 | NEI 2019
Clay Boswell | 1893_B_4 | 1893 | B | 4 | 1234 | Coal Steam | MIS_MNWI | Minnesota | Itasca | 584 | 1980 | 9999 |  |  |  | 0.03136 | Default Emission Factor
M L Hibbard | 1897_B_3 | 1897 | B | 3 | 1235 | Biomass | MIS_MNWI | Minnesota | St Louis | 30 | 1988 | 9999 |  |  |  | 0.47976 | Default Emission Factor
M L Hibbard | 1897_B_4 | 1897 | B | 4 | 1236 | Biomass | MIS_MNWI | Minnesota | St Louis | 30 | 1988 | 9999 | 2017 | 7.9955 | 2178.5 | 7.3404 | NEI 2019
Allen S King | 1915_B_1 | 1915 | B | 1 | 1248 | Coal Steam | MIS_MNWI | Minnesota | Washington | 511 | 1968 | 2028 | 2017 | 56.0952 | 2913347 | 0.03851 | NEI 2019
Red Wing | 1926_B_1 | 1926 | B | 1 |  | Municipal Solid Waste | MIS_MNWI | Minnesota | Goodhue | 9 | 1986 | 2027 | 2017 | 0.03503 | 53896 | 0.0013 | NEI 2019
Red Wing | 1926_B_2 | 1926 | B | 2 |  | Municipal Solid Waste | MIS_MNWI | Minnesota | Goodhue | 9 | 1986 | 2027 | 2017 | 0.041049 | 53896 | 0.00152 | NEI 2019
Wilmarth | 1934_B_1 | 1934 | B | 1 |  | Municipal Solid Waste | MIS_MNWI | Minnesota | Blue Earth | 9 | 1987 | 2027 | 2019 | 0.055868 | 53629 | 0.00208 | NEI 2019
Wilmarth | 1934_B_2 | 1934 | B | 2 |  | Municipal Solid Waste | MIS_MNWI | Minnesota | Blue Earth | 9 | 1987 | 2027 | 2019 | 0.055708 | 53629 | 0.00208 | NEI 2019
Hibbing | 1979_B_1 | 1979 | B | 1 |  | Coal Steam | MIS_MNWI | Minnesota | St Louis | 7.6 | 1952 | 9999 |  |  |  | 0.03136 | Default Emission Factor
Hibbing | 1979_B_2 | 1979 | B | 2 |  | Coal Steam | MIS_MNWI | Minnesota | St Louis | 7.6 | 1952 | 9999 |  |  |  | 0.03136 | Default Emission Factor
Hibbing | 1979_B_3 | 1979 | B | 3 |  | Coal Steam | MIS_MNWI | Minnesota | St Louis | 7.6 | 1974 | 9999 | 2017 | 0.7224 | 34433.5 | 0.04196 | NEI 2019
Hibbing | 1979_B_4 | 1979 | B | 4 |  | Coal Steam | MIS_MNWI | Minnesota | St Louis | 7.6 | 2006 | 9999 |  |  |  | 0.03136 | Default Emission Factor
New Ulm | 2001_B_1 | 2001 | B | 1 |  | O/G Steam | MIS_MNWI | Minnesota | Brown | 1.6 | 1941 | 9999 | 2017 | 0.1493 | 192.3314 | 1.5525 | NEI 2019
New Ulm | 2001_B_2 | 2001 | B | 2 |  | O/G Steam | MIS_MNWI | Minnesota | Brown | 1.6 | 1947 | 9999 |  |  |  | 0.13352 | Default Emission Factor
New Ulm | 2001_B_4 | 2001 | B | 4 |  | O/G Steam | MIS_MNWI | Minnesota | Brown | 14.8 | 1965 | 9999 | 2019 | 0.1719 | 4160.3315 | 0.08264 | NEI 2019
Virginia | 2018_B_10 | 2018 | B | 10 |  | Biomass | MIS_MNWI | Minnesota | St Louis | 6.2 | 1993 | 9999 |  |  |  | 0.47976 | Default Emission Factor
Virginia | 2018_B_11 | 2018 | B | 11 |  | Biomass | MIS_MNWI | Minnesota | St Louis | 6.2 | 2006 | 9999 | 2017 | 4.3001 | 32643.75 | 0.26346 | NEI 2019
Virginia | 2018_B_7 | 2018 | B | 7 |  | Biomass | MIS_MNWI | Minnesota | St Louis | 6.2 | 1954 | 9999 |  |  |  | 0.47976 | Default Emission Factor
Virginia | 2018_B_9 | 2018 | B | 9 |  | Biomass | MIS_MNWI | Minnesota | St Louis | 6.2 | 1975 | 9999 |  |  |  | 0.47976 | Default Emission Factor
Carl Bailey | 202_B_01 | 202 | B | 01 | 111 | O/G Steam | MIS_AR | Arkansas | Woodruff | 122 | 1966 | 9999 | 2019 | 0.5037 | 15894 | 0.06338 | NEI 2019
McClellan (AR) | 203_B_01 | 203 | B | 01 | 112 | O/G Steam | MIS_AR | Arkansas | Ouachita | 134 | 1972 | 9999 | 2019 | 1.1363 | 34073 | 0.0667 | NEI 2019
Jack Watson | 2049_B_4 | 2049 | B | 4 | 1291 | O/G Steam | S_SOU | Mississippi | Harrison | 236 | 1968 | 9999 | 2019 | 15.52 | 722954 | 0.04294 | NEI 2019
Jack Watson | 2049_B_5 | 2049 | B | 5 | 1292 | O/G Steam | S_SOU | Mississippi | Harrison | 480 | 1973 | 9999 | 2019 | 20.45 | 1831419 | 0.02233 | NEI 2019
Moselle | 2070_B_3 | 2070 | B | 3 | 1309 | O/G Steam | MIS_MS | Mississippi | Jones | 59 | 1970 | 2025 | 2019 | 0.51682 | 14256 | 0.07251 | NEI 2019
Hawthorn | 2079_B_5A | 2079 | B | 5A | 1315 | Coal Steam | SPP_N | Missouri | Jackson | 564 | 2000 | 9999 |  |  |  | 0.03136 | Default Emission Factor
Lake Road (MO) | 2098_B_1 | 2098 | B | 1 |  | O/G Steam | SPP_N | Missouri | Buchanan | 5.6 | 1961 | 9999 |  |  |  | 0.13352 | Default Emission Factor
Lake Road (MO) | 2098_B_2 | 2098 | B | 2 |  | O/G Steam | SPP_N | Missouri | Buchanan | 5.6 | 1961 | 9999 |  |  |  | 0.13352 | Default Emission Factor
Lake Road (MO) | 2098_B_3 | 2098 | B | 3 |  | O/G Steam | SPP_N | Missouri | Buchanan | 1.1 | 1938 | 9999 |  |  |  | 0.13352 | Default Emission Factor
Lake Road (MO) | 2098_B_4 | 2098 | B | 4 |  | O/G Steam | SPP_N | Missouri | Buchanan | 12.4 | 1951 | 2024 |  |  |  | 0.13352 | Default Emission Factor
Lake Road (MO) | 2098_B_5 | 2098 | B | 5 |  | O/G Steam | SPP_N | Missouri | Buchanan | 15.5 | 1957 | 9999 |  |  |  | 0.13352 | Default Emission Factor
Lake Road (MO) | 2098_B_8 | 2098 | B | 8 |  | O/G Steam | SPP_N | Missouri | Buchanan | 1.9 | 2006 | 9999 |  |  |  | 0.13352 | Default Emission Factor
Labadie | 2103_B_1 | 2103 | B | 1 | 1328 | Coal Steam | MIS_MO | Missouri | Franklin | 593 | 1970 | 2036 | 2019 | 57.5815 | 3445715 | 0.03342 | NEI 2019
Labadie | 2103_B_2 | 2103 | B | 2 | 1329 | Coal Steam | MIS_MO | Missouri | Franklin | 593 | 1971 | 2036 | 2017 | 56.0175 | 4211503 | 0.0266 | NEI 2019
Labadie | 2103_B_3 | 2103 | B | 3 | 1330 | Coal Steam | MIS_MO | Missouri | Franklin | 593 | 1972 | 2042 | 2019 | 74.9774 | 4198554 | 0.03572 | NEI 2019
Labadie | 2103_B_4 | 2103 | B | 4 | 1331 | Coal Steam | MIS_MO | Missouri | Franklin | 593 | 1973 | 2042 | 2019 | 69.4206 | 3704184 | 0.03748 | NEI 2019
Sioux | 2107_B_1 | 2107 | B | 1 | 1336 | Coal Steam | MIS_MO | Missouri | St Charles | 487 | 1967 | 2029 | 2019 | 72.3402 | 2446814 | 0.05913 | NEI 2019
Sioux | 2107_B_2 | 2107 | B | 2 | 1337 | Coal Steam | MIS_MO | Missouri | St Charles | 487 | 1968 | 2029 | 2019 | 45.3336 | 1438752 | 0.06302 | NEI 2019
Columbia (MO) | 2123_B_8 | 2123 | B | 8 | 1341 | O/G Steam | MIS_MO | Missouri | Boone | 35 | 1970 | 9999 | 2019 | 0.8195 | 7492.9251 | 0.21874 | NEI 2019
New Madrid | 2167_B_1 | 2167 | B | 1 | 1357 | Coal Steam | S_D_AECI | Missouri | New Madrid | 579 | 1972 | 9999 | 2019 | 105.0784 | 3316776 | 0.06336 | NEI 2019
New Madrid | 2167_B_2 | 2167 | B | 2 | 1358 | Coal Steam | S_D_AECI | Missouri | New Madrid | 575 | 1977 | 9999 | 2019 | 113.2993 | 3563777 | 0.06358 | NEI 2019
Thomas Hill | 2168_B_MB1 | 2168 | B | MB1 | 1359 | Coal Steam | S_D_AECI | Missouri | Randolph | 165 | 1966 | 9999 | 2019 | 36.4285 | 1116739 | 0.06524 | NEI 2019
Thomas Hill | 2168_B_MB2 | 2168 | B | MB2 | 1360 | Coal Steam | S_D_AECI | Missouri | Randolph | 270 | 1969 | 9999 | 2019 | 52.3647 | 1652820 | 0.06336 | NEI 2019
Thomas Hill | 2168_B_MB3 | 2168 | B | MB3 | 1361 | Coal Steam | S_D_AECI | Missouri | Randolph | 699 | 1982 | 9999 | 2019 | 90.5413 | 5352693 | 0.03383 | NEI 2019
Canaday | 2226_B_1 | 2226 | B | 1 | 1367 | O/G Steam | SPP_NEBR | Nebraska | Gosper | 99 | 1958 | 9999 | 2017 | 0.031103 | 1899 | 0.03276 | NEI 2019
Lon Wright | 2240_B_6 | 2240 | B | 6 |  | Coal Steam | SPP_NEBR | Nebraska | Dodge | 15.5 | 1958 | 9999 | 2019 | 0.64382 | 25565 | 0.05037 | NEI 2019
Lon Wright | 2240_B_7 | 2240 | B | 7 |  | Coal Steam | SPP_NEBR | Nebraska | Dodge | 21 | 1963 | 9999 | 2019 | 1.5109 | 62160 | 0.04861 | NEI 2019
Lon Wright | 2240_B_8 | 2240 | B | 8 | 1371 | Coal Steam | SPP_NEBR | Nebraska | Dodge | 82 | 1976 | 9999 | 2019 | 7.2595 | 359108 | 0.04043 | NEI 2019
North Denver | 2244_B_4 | 2244 | B | 4 |  | O/G Steam | SPP_NEBR | Nebraska | Adams | 16 | 1957 | 9999 |  |  |  | 0.13352 | Default Emission Factor
North Denver | 2244_B_5 | 2244 | B | 5 |  | O/G Steam | SPP_NEBR | Nebraska | Adams | 25 | 1957 | 9999 |  |  |  | 0.13352 | Default Emission Factor
Sheldon | 2277_B_1 | 2277 | B | 1 | 1379 | Coal Steam | SPP_NEBR | Nebraska | Lancaster | 104 | 1968 | 9999 | 2019 | 13.8776 | 370614 | 0.07489 | NEI 2019
Sheldon | 2277_B_2 | 2277 | B | 2 | 1380 | Coal Steam | SPP_NEBR | Nebraska | Lancaster | 115 | 1961 | 9999 | 2017 | 13.995 | 429574 | 0.06516 | NEI 2019
North Omaha | 2291_B_1 | 2291 | B | 1 | 1381 | O/G Steam | SPP_NEBR | Nebraska | Douglas | 65 | 1954 | 2024 |  |  |  | 0.13352 | Default Emission Factor
North Omaha | 2291_B_2 | 2291 | B | 2 | 1382 | O/G Steam | SPP_NEBR | Nebraska | Douglas | 91 | 1957 | 2024 |  |  |  | 0.13352 | Default Emission Factor
North Omaha | 2291_B_3 | 2291 | B | 3 | 1383 | O/G Steam | SPP_NEBR | Nebraska | Douglas | 86 | 1959 | 2024 |  |  |  | 0.13352 | Default Emission Factor
North Omaha | 2291_B_4 | 2291 | B | 4 | 1384 | Coal Steam | SPP_NEBR | Nebraska | Douglas | 120 | 1963 | 9999 | 2019 | 13.06 | 669627 | 0.03901 | NEI 2019
North Omaha | 2291_B_5 | 2291 | B | 5 | 1385 | Coal Steam | SPP_NEBR | Nebraska | Douglas | 216 | 1968 | 9999 | 2019 | 21.89 | 1150577 | 0.03805 | NEI 2019
Fort Churchill | 2330_B_1 | 2330 | B | 1 | 1406 | O/G Steam | WECC_NNV | Nevada | Lyon | 113 | 1968 | 2029 | 2019 | 67.6632 | 344679 | 0.39262 | NEI 2019
Tracy | 2336_B_3 | 2336 | B | 3 | 1410 | O/G Steam | WECC_NNV | Nevada | Storey | 108 | 1974 | 9999 | 2019 | 18.9172 | 284785 | 0.13285 | NEI 2019
Merrimack | 2364_B_1 | 2364 | B | 1 | 1417 | Coal Steam | NENGREST | New Hampshire | Merrimack | 108 | 1960 | 9999 | 2019 | 1.5814 | 65697 | 0.04814 | NEI 2019
Merrimack | 2364_B_2 | 2364 | B | 2 | 1418 | Coal Steam | NENGREST | New Hampshire | Merrimack | 330 | 1968 | 9999 | 2019 | 5.599 | 235588 | 0.04753 | NEI 2019
Schiller | 2367_B_4 | 2367 | B | 4 | 1421 | Coal Steam | NENGREST | New Hampshire | Rockingham | 48 | 1952 | 9999 |  |  |  | 0.03136 | Default Emission Factor
Schiller | 2367_B_5W | 2367 | B | 5W | 1422 | Biomass | NENGREST | New Hampshire | Rockingham | 43 | 2006 | 9999 | 2019 | 8.8332 | 211338 | 0.08359 | NEI 2019
Schiller | 2367_B_6 | 2367 | B | 6 | 1423 | Coal Steam | NENGREST | New Hampshire | Rockingham | 48 | 1957 | 9999 |  |  |  | 0.03136 | Default Emission Factor
Four Corners | 2442_B_4 | 2442 | B | 4 | 1584 | Coal Steam | WECC_NM | New Mexico | San Juan | 770 | 1969 | 2031 | 2017 | 79.7585 | 3879779 | 0.04112 | NEI 2019
Four Corners | 2442_B_5 | 2442 | B | 5 | 1585 | Coal Steam | WECC_NM | New Mexico | San Juan | 770 | 1963 | 2031 | 2017 | 69.1154 | 2642880 | 0.0523 | NEI 2019
Rio Grande | 2444_B_8 | 2444 | B | 8 | 1588 | O/G Steam | WECC_NM | New Mexico | Dona Ana | 142 | 1972 | 9999 | 2017 | 15.482 | 503689 | 0.06147 | NEI 2019
Maddox | 2446_B_051B | 2446 | B | 051B | 1590 | O/G Steam | SPP_SPS | New Mexico | Lea | 112 | 1967 | 9999 | 2019 | 16.7 | 580795 | 0.05751 | NEI 2019
Reeves | 2450_B_1 | 2450 | B | 1 | 1593 | O/G Steam | WECC_NM | New Mexico | Bernalillo | 44 | 1959 | 9999 | 2019 | 1.7775 | 52517 | 0.06769 | NEI 2019
Reeves | 2450_B_2 | 2450 | B | 2 | 1594 | O/G Steam | WECC_NM | New Mexico | Bernalillo | 44 | 1960 | 9999 | 2019 | 1.2639 | 32899 | 0.07684 | NEI 2019
Reeves | 2450_B_3 | 2450 | B | 3 | 1595 | O/G Steam | WECC_NM | New Mexico | Bernalillo | 66 | 1962 | 9999 | 2019 | 3.3618 | 102020 | 0.06591 | NEI 2019
Cunningham | 2454_B_122B | 2454 | B | 122B | 1601 | O/G Steam | SPP_SPS | New Mexico | Lea | 183 | 1965 | 2025 | 2019 | 3.9 | 548422 | 0.01422 | NEI 2019
Danskammer Generating Station | 2480_B_1 | 2480 | B | 1 | 1606 | O/G Steam | NY_Z_G-I | New York | Orange | 71 | 1951 | 9999 | 2019 | 0.05225 | 1244 | 0.084 | NEI 2019
Danskammer Generating Station | 2480_B_2 | 2480 | B | 2 | 1607 | O/G Steam | NY_Z_G-I | New York | Orange | 66 | 1954 | 9999 | 2019 | 0.05225 | 1249 | 0.08367 | NEI 2019
Danskammer Generating Station | 2480_B_3 | 2480 | B | 3 | 1608 | O/G Steam | NY_Z_G-I | New York | Orange | 138 | 1987 | 9999 | 2019 | 0.027405 | 2774 | 0.01976 | NEI 2019
Danskammer Generating Station | 2480_B_4 | 2480 | B | 4 | 1609 | O/G Steam | NY_Z_G-I | New York | Orange | 222 | 1987 | 9999 | 2019 | 0.09075 | 3910 | 0.04642 | NEI 2019
Arthur Kill Generating Station | 2490_B_20 | 2490 | B | 20 | 1610 | O/G Steam | NY_Z_J | New York | Richmond | 338 | 1959 | 9999 |  |  |  | 0.06164 | NEI 2019
Arthur Kill Generating Station | 2490_B_30 | 2490 | B | 30 | 1611 | O/G Steam | NY_Z_J | New York | Richmond | 508 | 1969 | 9999 | 2019 | 27.8296 | 902931 | 0.06164 | NEI 2019
East River | 2493_B_60 | 2493 | B | 60 | 1617 | O/G Steam | NY_Z_J | New York | New York | 145 | 1951 | 9999 |  |  |  | 0.09051 | NEI 2019
East River | 2493_B_70 | 2493 | B | 70 | 1618 | O/G Steam | NY_Z_J | New York | New York | 182 | 1955 | 9999 | 2019 | 27.9162 | 616885 | 0.09051 | NEI 2019
Ravenswood | 2500_B_10 | 2500 | B | 10 | 1675 | O/G Steam | NY_Z_J | New York | Queens | 368 | 1963 | 9999 | 2019 | 7.747 | 248876 | 0.06226 | NEI 2019
Ravenswood | 2500_B_20 | 2500 | B | 20 | 1676 | O/G Steam | NY_Z_J | New York | Queens | 372 | 1963 | 9999 | 2019 | 12.3994 | 404195 | 0.06135 | NEI 2019
Ravenswood | 2500_B_30 | 2500 | B | 30 | 1677 | O/G Steam | NY_Z_J | New York | Queens | 973 | 1965 | 9999 | 2019 | 10.5842 | 117344 | 0.1804 | NEI 2019
E F Barrett | 2511_B_10 | 2511 | B | 10 | 1719 | O/G Steam | NY_Z_K | New York | Nassau | 193 | 1956 | 9999 | 2019 | 25.7131 | 861896 | 0.05967 | NEI 2019
E F Barrett | 2511_B_20 | 2511 | B | 20 | 1720 | O/G Steam | NY_Z_K | New York | Nassau | 193 | 1963 | 9999 | 2019 | 13.8795 | 475320 | 0.0584 | NEI 2019
Northport | 2516_B_1 | 2516 | B | 1 | 1743 | O/G Steam | NY_Z_K | New York | Suffolk | 400 | 1967 | 9999 | 2019 | 59.8749 | 2029167 | 0.05901 | NEI 2019
Northport | 2516_B_2 | 2516 | B | 2 | 1744 | O/G Steam | NY_Z_K | New York | Suffolk | 399 | 1968 | 9999 |  |  |  | 0.05901 | NEI 2019
Northport | 2516_B_3 | 2516 | B | 3 | 1745 | O/G Steam | NY_Z_K | New York | Suffolk | 390 | 1972 | 9999 |  |  |  | 0.05901 | NEI 2019
Northport | 2516_B_4 | 2516 | B | 4 | 1746 | O/G Steam | NY_Z_K | New York | Suffolk | 392 | 1977 | 9999 |  |  |  | 0.05901 | NEI 2019
Port Jefferson | 2517_B_3 | 2517 | B | 3 | 1750 | O/G Steam | NY_Z_K | New York | Suffolk | 190 | 1958 | 9999 | 2019 | 3.2735 | 109544 | 0.05977 | NEI 2019
Port Jefferson | 2517_B_4 | 2517 | B | 4 | 1751 | O/G Steam | NY_Z_K | New York | Suffolk | 190 | 1960 | 9999 | 2019 | 5.4865 | 147856 | 0.07421 | NEI 2019
Greenidge Generation LLC | 2527_B_6 | 2527 | B | 6 | 1759 | O/G Steam | NY_Z_C&E | New York | Yates | 104 | 1953 | 9999 | 2019 | 1.7886 | 55675 | 0.06425 | NEI 2019
Oswego Harbor Power | 2594_B_5 | 2594 | B | 5 | 1791 | O/G Steam | NY_Z_C&E | New York | Oswego | 822 | 1976 | 9999 | 2019 | 0.47217 | 4218 | 0.22388 | NEI 2019
Oswego Harbor Power | 2594_B_6 | 2594 | B | 6 | 1792 | O/G Steam | NY_Z_C&E | New York | Oswego | 816 | 1980 | 9999 | 2019 | 0.60306 | 12595 | 0.09576 | NEI 2019
E C Gaston | 26_B_1 | 26 | B | 1 | 30 | O/G Steam | S_SOU | Alabama | Shelby | 254 | 1960 | 9999 | 2019 | 16.13 | 709065 | 0.0455 | NEI 2019
E C Gaston | 26_B_2 | 26 | B | 2 | 31 | O/G Steam | S_SOU | Alabama | Shelby | 256 | 1960 | 9999 | 2019 | 15.78 | 693638 | 0.0455 | NEI 2019
E C Gaston | 26_B_3 | 26 | B | 3 | 32 | O/G Steam | S_SOU | Alabama | Shelby | 254 | 1961 | 9999 | 2019 | 14.41 | 648686 | 0.04443 | NEI 2019
E C Gaston | 26_B_4 | 26 | B | 4 | 33 | O/G Steam | S_SOU | Alabama | Shelby | 256 | 1962 | 9999 | 2019 | 11.97 | 581714 | 0.04115 | NEI 2019
E C Gaston | 26_B_5 | 26 | B | 5 | 34 | Coal Steam | S_SOU | Alabama | Shelby | 832 | 1974 | 9999 |  |  |  | 0.03136 | Default Emission Factor
Bowline Point | 2625_B_1 | 2625 | B | 1 | 1793 | O/G Steam | NY_Z_G-I | New York | Rockland | 575 | 1972 | 9999 | 2019 | 4.4027 | 139747.66 | 0.06301 | NEI 2019
Bowline Point | 2625_B_2 | 2625 | B | 2 | 1794 | O/G Steam | NY_Z_G-I | New York | Rockland | 562 | 1974 | 9999 | 2017 | 5.0194 | 228426 | 0.04395 | NEI 2019
S A Carlson | 2682_B_10 | 2682 | B | 10 | 1811 | O/G Steam | NY_Z_A | New York | Chautauqua | 15 | 1945 | 9999 | 2019 | 0.029975 | 10964.8903 | 0.00547 | NEI 2019
S A Carlson | 2682_B_9 | 2682 | B | 9 | 1815 | O/G Steam | NY_Z_A | New York | Chautauqua | 15 | 1945 | 9999 |  |  |  | 0.13352 | Default Emission Factor
S A Carlson | 2682_B_HRSG | 2682 | B | HRSG | 1814 | O/G Steam | NY_Z_A | New York | Chautauqua | 15 | 2001 | 9999 |  |  |  | 0.13352 | Default Emission Factor
Roxboro | 2712_B_1 | 2712 | B | 1 | 1831 | Coal Steam | S_VACA | North Carolina | Person | 379 | 1966 | 2028 | 2019 | 8.13 | 603828 | 0.02693 | NEI 2019
Roxboro | 2712_B_2 | 2712 | B | 2 | 1832 | Coal Steam | S_VACA | North Carolina | Person | 668 | 1968 | 2028 | 2019 | 15.61 | 1347349 | 0.02317 | NEI 2019
Roxboro | 2712_B_3A | 2712 | B | 3A | 1833 | Coal Steam | S_VACA | North Carolina | Person | 347 | 1973 | 2027 |  |  |  | 0.02436 | NEI 2019
Roxboro | 2712_B_3B | 2712 | B | 3B | 1834 | Coal Steam | S_VACA | North Carolina | Person | 347 | 1973 | 2027 | 2019 | 28.87 | 2369844 | 0.02436 | NEI 2019
Roxboro | 2712_B_4A | 2712 | B | 4A | 1835 | Coal Steam | S_VACA | North Carolina | Person | 349 | 1980 | 2027 |  |  |  | 0.02592 | NEI 2019
Roxboro | 2712_B_4B | 2712 | B | 4B | 1836 | Coal Steam | S_VACA | North Carolina | Person | 349 | 1980 | 2027 | 2019 | 34.03 | 2626046 | 0.02592 | NEI 2019
G G Allen | 2718_B_1 | 2718 | B | 1 | 1843 | Coal Steam | S_VACA | North Carolina | Gaston | 162 | 1957 | 2024 | 2019 | 8.76 | 568335 | 0.03083 | NEI 2019
G G Allen | 2718_B_5 | 2718 | B | 5 | 1847 | Coal Steam | S_VACA | North Carolina | Gaston | 259 | 1961 | 9999 |  |  |  | 0.03083 | NEI 2019
James E. Rogers Energy Complex | 2721_B_5 | 2721 | B | 5 | 1857 | Coal Steam | S_VACA | North Carolina | Cleveland | 544 | 1972 | 9999 | 2019 | 29.34 | 1753450 | 0.03347 | NEI 2019
James E. Rogers Energy Complex | 2721_B_6 | 2721 | B | 6 | 90414 | Coal Steam | S_VACA | North Carolina | Cleveland | 844 | 2012 | 2048 | 2019 | 16.61 | 4614722 | 0.0072 | NEI 2019
Marshall (NC) | 2727_B_1 | 2727 | B | 1 | 1861 | Coal Steam | S_VACA | North Carolina | Catawba | 370 | 1965 | 2025 | 2019 | 25.84 | 2011698 | 0.02569 | NEI 2019
Marshall (NC) | 2727_B_2 | 2727 | B | 2 | 1862 | Coal Steam | S_VACA | North Carolina | Catawba | 370 | 1966 | 2025 |  |  |  | 0.02569 | NEI 2019
Marshall (NC) | 2727_B_3 | 2727 | B | 3 | 1863 | Coal Steam | S_VACA | North Carolina | Catawba | 658 | 1969 | 2034 | 2019 | 29.06 | 2418178 | 0.02404 | NEI 2019
Marshall (NC) | 2727_B_4 | 2727 | B | 4 | 1864 | Coal Steam | S_VACA | North Carolina | Catawba | 660 | 1965 | 2034 | 2019 | 39.36 | 3357064 | 0.02345 | NEI 2019
Leland Olds | 2817_B_1 | 2817 | B | 1 | 1876 | Coal Steam | SPP_WAUE | North Dakota | Mercer | 222 | 1966 | 9999 | 2017 | 21.7346 | 1077392 | 0.04035 | NEI 2019
Leland Olds | 2817_B_2 | 2817 | B | 2 | 1877 | Coal Steam | SPP_WAUE | North Dakota | Mercer | 445 | 1975 | 9999 | 2019 | 71.4273 | 2394769 | 0.05965 | NEI 2019
Milton R Young | 2823_B_B1 | 2823 | B | B1 | 1878 | Coal Steam | MIS_MAPP | North Dakota | Oliver | 237 | 1970 | 9999 | 2017 | 56.4332 | 1851254 | 0.06097 | NEI 2019
Milton R Young | 2823_B_B2 | 2823 | B | B2 | 1879 | Coal Steam | MIS_MAPP | North Dakota | Oliver | 447 | 1977 | 9999 | 2019 | 87.4841 | 2871091 | 0.06094 | NEI 2019
Cardinal | 2828_B_1 | 2828 | B | 1 | 1883 | Coal Steam | PJM_West | Ohio | Jefferson | 585 | 1966 | 2030 | 2017 | 43.61 | 3218509 | 0.0271 | NEI 2019
Cardinal | 2828_B_2 | 2828 | B | 2 | 1884 | Coal Steam | PJM_West | Ohio | Jefferson | 585 | 1967 | 9999 | 2019 | 36.74 | 3190061 | 0.02303 | NEI 2019
Cardinal | 2828_B_3 | 2828 | B | 3 | 1885 | Coal Steam | PJM_West | Ohio | Jefferson | 620 | 1977 | 9999 | 2017 | 32.91 | 3105772 | 0.02119 | NEI 2019
Miami Fort | 2832_B_7 | 2832 | B | 7 | 1895 | Coal Steam | PJM_West | Ohio | Hamilton | 510 | 1975 | 2027 | 2019 | 43.1364 | 3295525 | 0.02618 | NEI 2019
Miami Fort | 2832_B_8 | 2832 | B | 8 | 1896 | Coal Steam | PJM_West | Ohio | Hamilton | 510 | 1978 | 2027 | 2019 | 45.1004 | 3678628 | 0.02452 | NEI 2019
FirstEnergy W H Sammis | 2866_B_5 | 2866 | B | 5 | 1960 | Coal Steam | PJM_ATSI | Ohio | Jefferson | 290 | 1967 | 2028 | 2019 | 11.7 | 785619 | 0.02979 | NEI 2019
FirstEnergy W H Sammis | 2866_B_6 | 2866 | B | 6 | 1961 | Coal Steam | PJM_ATSI | Ohio | Jefferson | 600 | 1969 | 2028 | 2017 | 17.5 | 2025114 | 0.01728 | NEI 2019
FirstEnergy W H Sammis | 2866_B_7 | 2866 | B | 7 | 1962 | Coal Steam | PJM_ATSI | Ohio | Jefferson | 600 | 1971 | 2028 | 2019 | 26 | 1935270 | 0.02687 | NEI 2019
Kyger Creek | 2876_B_1 | 2876 | B | 1 | 1971 | Coal Steam | PJM_West | Ohio | Gallia | 194 | 1955 | 9999 | 2019 | 15.64 | 1013204 | 0.03087 | NEI 2019
Kyger Creek | 2876_B_2 | 2876 | B | 2 | 1972 | Coal Steam | PJM_West | Ohio | Gallia | 192 | 1955 | 9999 | 2019 | 17.82 | 1137275 | 0.03134 | NEI 2019
Kyger Creek | 2876_B_3 | 2876 | B | 3 | 1973 | Coal Steam | PJM_West | Ohio | Gallia | 192 | 1955 | 9999 | 2019 | 16.79 | 1059128 | 0.03171 | NEI 2019
Kyger Creek | 2876_B_4 | 2876 | B | 4 | 1974 | Coal Steam | PJM_West | Ohio | Gallia | 192 | 1955 | 9999 | 2019 | 18.41 | 1194536 | 0.03082 | NEI 2019
Kyger Creek | 2876_B_5 | 2876 | B | 5 | 1975 | Coal Steam | PJM_West | Ohio | Gallia | 192 | 1955 | 9999 | 2019 | 17.04 | 1110867 | 0.03068 | NEI 2019
FirstEnergy Bay Shore | 2878_B_1 | 2878 | B | 1 | 1984 | Coal Steam | PJM_ATSI | Ohio | Lucas | 136 | 2000 | 9999 | 2017 | 0.495 | 1037508 | 0.00095 | NEI 2019
Dover | 2914_B_4 | 2914 | B | 4 |  | Coal Steam | PJM_West | Ohio | Tuscarawas | 23.2 | 1962 | 9999 | 2019 | 0.87334 | 55168 | 0.03166 | NEI 2019
Orrville | 2935_B_10 | 2935 | B | 10 |  | Coal Steam | PJM_West | Ohio | Wayne | 11.5 | 1951 | 9999 | 2019 | 0.02455 | 894.3244 | 0.0549 | NEI 2019
Orrville | 2935_B_11 | 2935 | B | 11 |  | Coal Steam | PJM_West | Ohio | Wayne | 11.5 | 1956 | 9999 | 2019 | 0.04718 | 894.3244 | 0.10551 | NEI 2019
Orrville | 2935_B_12 | 2935 | B | 12 |  | Coal Steam | PJM_West | Ohio | Wayne | 23 | 1963 | 9999 | 2019 | 0.13925 | 6968.3244 | 0.03997 | NEI 2019
Orrville | 2935_B_13 | 2935 | B | 13 |  | Coal Steam | PJM_West | Ohio | Wayne | 20 | 1969 | 9999 | 2019 | 0.2479 | 6074 | 0.08163 | NEI 2019
Painesville | 2936_B_3 | 2936 | B | 3 |  | Coal Steam | PJM_ATSI | Ohio | Lake | 9.8 | 1954 | 9999 |  |  |  | 0.03136 | Default Emission Factor
Painesville | 2936_B_4 | 2936 | B | 4 |  | Coal Steam | PJM_ATSI | Ohio | Lake | 18.6 | 1959 | 9999 | 2019 | 0.01058 | 1285.4992 | 0.01646 | NEI 2019
Painesville | 2936_B_5 | 2936 | B | 5 |  | Coal Steam | PJM_ATSI | Ohio | Lake | 18.6 | 1975 | 9999 | 2019 | 0.04119 | 1285.4992 | 0.06408 | NEI 2019
Horseshoe Lake | 2951_B_6 | 2951 | B | 6 | 2000 | O/G Steam | SPP_WEST | Oklahoma | Oklahoma | 163 | 1958 | 2024 | 2019 | 10.7124 | 342767 | 0.06251 | NEI 2019
Horseshoe Lake | 2951_B_7 | 2951 | B | 7 | 2001 | O/G Steam | SPP_WEST | Oklahoma | Oklahoma | 211 | 1963 | 9999 | 2019 | 13.5214 | 433915 | 0.06232 | NEI 2019
Horseshoe Lake | 2951_B_8 | 2951 | B | 8 | 2002 | O/G Steam | SPP_WEST | Oklahoma | Oklahoma | 403 | 1969 | 9999 | 2019 | 0.47064 | 14355 | 0.06557 | NEI 2019
Muskogee | 2952_B_4 | 2952 | B | 4 | 2005 | Coal Steam | SPP_WEST | Oklahoma | Muskogee | 493 | 1977 | 9999 |  |  |  | 0.03136 | Default Emission Factor
Muskogee | 2952_B_5 | 2952 | B | 5 | 2006 | Coal Steam | SPP_WEST | Oklahoma | Muskogee | 498 | 1978 | 9999 |  |  |  | 0.03136 | Default Emission Factor
Muskogee | 2952_B_6 | 2952 | B | 6 | 2007 | Coal Steam | SPP_WEST | Oklahoma | Muskogee | 503 | 1984 | 2049 |  |  |  | 0.03136 | Default Emission Factor
Seminole (OK) | 2956_B_1 | 2956 | B | 1 | 2012 | O/G Steam | SPP_WEST | Oklahoma | Seminole | 426 | 1971 | 9999 | 2019 | 17.2565 | 576726 | 0.05984 | NEI 2019
Northeastern | 2963_B_3302 | 2963 | B | 3302 | 2018 | O/G Steam | SPP_WEST | Oklahoma | Rogers | 462 | 1970 | 9999 |  |  |  | 0.13352 | Default Emission Factor
Northeastern | 2963_B_3313 | 2963 | B | 3313 | 2019 | Coal Steam | SPP_WEST | Oklahoma | Rogers | 313 | 1979 | 2025 | 2019 | 44.0064 | 2323967 | 0.03787 | NEI 2019
Southwestern | 2964_B_8003 | 2964 | B | 8003 | 2022 | O/G Steam | SPP_WEST | Oklahoma | Caddo | 295 | 1967 | 9999 | 2019 | 16.4904 | 462090 | 0.07137 | NEI 2019
Southwestern | 2964_B_801N | 2964 | B | 801N | 2023 | O/G Steam | SPP_WEST | Oklahoma | Caddo | 39 | 1952 | 2024 | 2019 | 0.57468 | 14272 | 0.08053 | NEI 2019
Southwestern | 2964_B_801S | 2964 | B | 801S | 2024 | O/G Steam | SPP_WEST | Oklahoma | Caddo | 39 | 1952 | 2024 | 2017 | 0.57019 | 2389.5 | 0.47725 | NEI 2019
Tulsa | 2965_B_1402 | 2965 | B | 1402 | 2025 | O/G Steam | SPP_WEST | Oklahoma | Tulsa | 150 | 1956 | 9999 | 2019 | 5.4436 | 155114 | 0.07019 | NEI 2019
Tulsa | 2965_B_1404 | 2965 | B | 1404 | 2027 | O/G Steam | SPP_WEST | Oklahoma | Tulsa | 155 | 1958 | 9999 | 2019 | 6.8475 | 178143 | 0.07688 | NEI 2019
Limestone | 298_B_LIM1 | 298 | B | LIM1 | 176 | Coal Steam | ERC_REST | Texas | Limestone | 831 | 1985 | 2029 | 2019 | 11.335 | 3907866 | 0.0058 | NEI 2019
Limestone | 298_B_LIM2 | 298 | B | LIM2 | 177 | Coal Steam | ERC_REST | Texas | Limestone | 858 | 1986 | 2029 | 2019 | 13.9101 | 4792523 | 0.00581 | NEI 2019
Barry | 3_B_1 | 3 | B | 1 | 1 | O/G Steam | S_SOU | Alabama | Mobile | 56 | 1954 | 9999 |  |  |  | 0.13352 | Default Emission Factor
Barry | 3_B_2 | 3 | B | 2 | 2 | O/G Steam | S_SOU | Alabama | Mobile | 56 | 1954 | 9999 |  |  |  | 0.13352 | Default Emission Factor
Barry | 3_B_4 | 3 | B | 4 | 4 | Coal Steam | S_SOU | Alabama | Mobile | 362 | 1969 | 9999 | 2019 | 9.66 | 503828 | 0.03835 | NEI 2019
Barry | 3_B_5 | 3 | B | 5 | 5 | Coal Steam | S_SOU | Alabama | Mobile | 756 | 1971 | 2028 | 2019 | 69.69 | 3797494 | 0.0367 | NEI 2019
Anadarko Plant | 3006_B_1 | 3006 | B | 1 |  | O/G Steam | SPP_WEST | Oklahoma | Caddo | 12 | 1953 | 9999 |  |  |  | 0.13352 | Default Emission Factor
Anadarko Plant | 3006_B_2 | 3006 | B | 2 |  | O/G Steam | SPP_WEST | Oklahoma | Caddo | 12 | 1953 | 9999 |  |  |  | 0.13352 | Default Emission Factor
Anadarko Plant | 3006_B_3 | 3006 | B | 3 | 2028 | O/G Steam | SPP_WEST | Oklahoma | Caddo | 44 | 1959 | 9999 | 2017 | 0.025163 | 474 | 0.10617 | NEI 2019
Mooreland | 3008_B_1 | 3008 | B | 1 | 2029 | O/G Steam | SPP_WEST | Oklahoma | Woodward | 50 | 1964 | 9999 | 2019 | 0.0165 | 445 | 0.07416 | NEI 2019
Mooreland | 3008_B_2 | 3008 | B | 2 | 2030 | O/G Steam | SPP_WEST | Oklahoma | Woodward | 132 | 1968 | 9999 | 2019 | 1.5355 | 45263 | 0.06785 | NEI 2019
Mooreland | 3008_B_3 | 3008 | B | 3 | 2031 | O/G Steam | SPP_WEST | Oklahoma | Woodward | 140 | 1975 | 9999 | 2019 | 1.213 | 34631 | 0.07006 | NEI 2019
Conemaugh | 3118_B_1 | 3118 | B | 1 | 2065 | Coal Steam | PJM_PENE | Pennsylvania | Indiana | 850 | 1970 | 2028 | 2019 | 8.3371 | 5383004 | 0.0031 | NEI 2019
Conemaugh | 3118_B_2 | 3118 | B | 2 | 2066 | Coal Steam | PJM_PENE | Pennsylvania | Indiana | 850 | 1971 | 2028 | 2019 | 14.0584 | 5622512 | 0.005 | NEI 2019
Homer City Generating Station | 3122_B_1 | 3122 | B | 1 | 2072 | Coal Steam | PJM_PENE | Pennsylvania | Indiana | 620 | 1969 | 9999 | 2019 | 8.26 | 2218271 | 0.00745 | NEI 2019
Homer City Generating Station | 3122_B_2 | 3122 | B | 2 | 2073 | Coal Steam | PJM_PENE | Pennsylvania | Indiana | 616 | 1969 | 9999 | 2019 | 6.66 | 1712338 | 0.00778 | NEI 2019
Homer City Generating Station | 3122_B_3 | 3122 | B | 3 | 2074 | Coal Steam | PJM_PENE | Pennsylvania | Indiana | 657 | 1977 | 9999 | 2019 | 6.2 | 2897273 | 0.00428 | NEI 2019
Seward (PA) | 3130_B_1 | 3130 | B | 1 | 88264 | Coal Steam | PJM_PENE | Pennsylvania | Indiana | 260 | 2004 | 9999 | 2019 | 3.64 | 933316.5 | 0.0078 | NEI 2019
Seward (PA) | 3130_B_2 | 3130 | B | 2 | 88265 | Coal Steam | PJM_PENE | Pennsylvania | Indiana | 260 | 2004 | 9999 | 2019 | 3.3 | 933316.5 | 0.00707 | NEI 2019
Shawville | 3131_B_1 | 3131 | B | 1 | 2078 | O/G Steam | PJM_PENE | Pennsylvania | Clearfield | 118 | 1954 | 9999 | 2019 | 0.2779 | 40614 | 0.01369 | NEI 2019
Shawville | 3131_B_2 | 3131 | B | 2 | 2079 | O/G Steam | PJM_PENE | Pennsylvania | Clearfield | 121 | 1954 | 9999 | 2019 | 0.1046 | 53198 | 0.00393 | NEI 2019
Shawville | 3131_B_3 | 3131 | B | 3 | 2080 | O/G Steam | PJM_PENE | Pennsylvania | Clearfield | 163 | 1959 | 9999 | 2019 | 0.5222 | 90694 | 0.01152 | NEI 2019
Shawville | 3131_B_4 | 3131 | B | 4 | 2081 | O/G Steam | PJM_PENE | Pennsylvania | Clearfield | 163 | 1960 | 9999 | 2019 | 0.4951 | 86818 | 0.01141 | NEI 2019
Keystone | 3136_B_1 | 3136 | B | 1 | 2089 | Coal Steam | PJM_PENE | Pennsylvania | Armstrong | 850 | 1967 | 2028 | 2017 | 24.74 | 5354923 | 0.00924 | NEI 2019
Keystone | 3136_B_2 | 3136 | B | 2 | 2090 | Coal Steam | PJM_PENE | Pennsylvania | Armstrong | 850 | 1968 | 2028 | 2017 | 25.25 | 6463198 | 0.00781 | NEI 2019
New Castle Plant | 3138_B_3 | 3138 | B | 3 | 2093 | O/G Steam | PJM_ATSI | Pennsylvania | Lawrence | 88 | 1952 | 9999 | 2019 | 0.4398 | 99003 | 0.00889 | NEI 2019
New Castle Plant | 3138_B_4 | 3138 | B | 4 | 2094 | O/G Steam | PJM_ATSI | Pennsylvania | Lawrence | 87 | 1958 | 9999 | 2019 | 0.4482 | 107756 | 0.00832 | NEI 2019
New Castle Plant | 3138_B_5 | 3138 | B | 5 | 2095 | O/G Steam | PJM_ATSI | Pennsylvania | Lawrence | 130 | 1964 | 9999 | 2019 | 0.5633 | 141302 | 0.00797 | NEI 2019
Brunner Island | 3140_B_1 | 3140 | B | 1 | 2100 | Coal Steam | PJM_WMAC | Pennsylvania | York | 306 | 1961 | 9999 | 2019 | 1.15 | 569449 | 0.00404 | NEI 2019
Brunner Island | 3140_B_2 | 3140 | B | 2 | 2101 | O/G Steam | PJM_WMAC | Pennsylvania | York | 363 | 1965 | 9999 |  |  |  | 0.13352 | Default Emission Factor
Brunner Island | 3140_B_3 | 3140 | B | 3 | 2102 | O/G Steam | PJM_WMAC | Pennsylvania | York | 742 | 1969 | 9999 |  |  |  | 0.13352 | Default Emission Factor
TalenEnergy Martins Creek | 3148_B_3 | 3148 | B | 3 | 2117 | O/G Steam | PJM_WMAC | Pennsylvania | Northampton | 865 | 1975 | 9999 | 2017 | 9.7108 | 413106 | 0.04701 | NEI 2019
TalenEnergy Martins Creek | 3148_B_4 | 3148 | B | 4 | 2118 | O/G Steam | PJM_WMAC | Pennsylvania | Northampton | 859 | 1977 | 9999 | 2019 | 3.7985 | 111654 | 0.06804 | NEI 2019
TalenEnergy Montour | 3149_B_1 | 3149 | B | 1 | 2124 | Coal Steam | PJM_WMAC | Pennsylvania | Montour | 752 | 1972 | 9999 | 2019 | 4.6139 | 403025 | 0.0229 | NEI 2019
TalenEnergy Montour | 3149_B_2 | 3149 | B | 2 | 2125 | Coal Steam | PJM_WMAC | Pennsylvania | Montour | 752 | 1973 | 9999 | 2019 | 7.7878 | 652926 | 0.02386 | NEI 2019
Eddystone Generating Station | 3161_B_3 | 3161 | B | 3 | 2152 | O/G Steam | PJM_EMAC | Pennsylvania | Delaware | 380 | 1974 | 9999 | 2019 | 0.2975 | 5071 | 0.11733 | NEI 2019
Eddystone Generating Station | 3161_B_4 | 3161 | B | 4 | 2154 | O/G Steam | PJM_EMAC | Pennsylvania | Delaware | 380 | 1976 | 9999 | 2019 | 0.4281 | 7399 | 0.11572 | NEI 2019
W S Lee | 3264_B_3 | 3264 | B | 3 | 2218 | O/G Steam | S_VACA | South Carolina | Anderson | 170 | 1958 | 9999 |  |  |  | 0.13352 | Default Emission Factor
McMeekin | 3287_B_MCM1 | 3287 | B | MCM1 | 2226 | O/G Steam | S_VACA | South Carolina | Lexington | 125 | 1958 | 9999 | 2019 | 10.6198 | 383824 | 0.05534 | NEI 2019
McMeekin | 3287_B_MCM2 | 3287 | B | MCM2 | 2227 | O/G Steam | S_VACA | South Carolina | Lexington | 125 | 1958 | 9999 | 2019 | 10.0738 | 369018 | 0.0546 | NEI 2019
Urquhart | 3295_B_URQ3 | 3295 | B | URQ3 | 2230 | O/G Steam | S_VACA | South Carolina | Aiken | 95 | 1955 | 9999 | 2019 | 1.4241 | 45662 | 0.06238 | NEI 2019
Wateree | 3297_B_WAT1 | 3297 | B | WAT1 | 2232 | Coal Steam | S_VACA | South Carolina | Richland | 342 | 1970 | 2028 | 2017 | 13.7808 | 1784714 | 0.01544 | NEI 2019
Wateree | 3297_B_WAT2 | 3297 | B | WAT2 | 2233 | Coal Steam | S_VACA | South Carolina | Richland | 342 | 1971 | 2028 | 2019 | 11.992 | 942060 | 0.02546 | NEI 2019
Williams | 3298_B_WIL1 | 3298 | B | WIL1 | 2234 | Coal Steam | S_VACA | South Carolina | Berkeley | 605 | 1973 | 2028 | 2019 | 32.1979 | 2557055 | 0.02518 | NEI 2019
Bull Run | 3396_B_1 | 3396 | B | 1 | 2251 | Coal Steam | S_C_TVA | Tennessee | Anderson | 870 | 1967 | 2024 | 2019 | 19.0144 | 1551288 | 0.02451 | NEI 2019
Cumberland (TN) | 3399_B_1 | 3399 | B | 1 | 2252 | Coal Steam | S_C_TVA | Tennessee | Stewart | 1239 | 1973 | 2029 | 2019 | 64.2311 | 5157053 | 0.02491 | NEI 2019
Cumberland (TN) | 3399_B_2 | 3399 | B | 2 | 2253 | Coal Steam | S_C_TVA | Tennessee | Stewart | 1231 | 1973 | 2025 | 2019 | 57.5088 | 4252208 | 0.02705 | NEI 2019
Gallatin (TN) | 3403_B_1 | 3403 | B | 1 | 2254 | Coal Steam | S_C_TVA | Tennessee | Sumner | 225 | 1956 | 2032 | 2019 | 22.0687 | 1130416 | 0.03905 | NEI 2019
Gallatin (TN) | 3403_B_2 | 3403 | B | 2 | 2255 | Coal Steam | S_C_TVA | Tennessee | Sumner | 225 | 1957 | 2032 | 2019 | 20.7821 | 1089121 | 0.03816 | NEI 2019
Gallatin (TN) | 3403_B_3 | 3403 | B | 3 | 2256 | Coal Steam | S_C_TVA | Tennessee | Sumner | 263 | 1959 | 2032 | 2019 | 18.2517 | 970732 | 0.0376 | NEI 2019
Gallatin (TN) | 3403_B_4 | 3403 | B | 4 | 2257 | Coal Steam | S_C_TVA | Tennessee | Sumner | 263 | 1959 | 2032 | 2019 | 18.1954 | 869864 | 0.04184 | NEI 2019
Kingston | 3407_B_1 | 3407 | B | 1 | 2280 | Coal Steam | S_C_TVA | Tennessee | Roane | 132 | 1954 | 2027 | 2019 | 5.9807 | 334495 | 0.03576 | NEI 2019
Kingston | 3407_B_2 | 3407 | B | 2 | 2281 | Coal Steam | S_C_TVA | Tennessee | Roane | 132 | 1954 | 2027 | 2019 | 6.6971 | 369993 | 0.0362 | NEI 2019
Kingston | 3407_B_3 | 3407 | B | 3 | 2282 | Coal Steam | S_C_TVA | Tennessee | Roane | 132 | 1954 | 2027 | 2019 | 3.4087 | 193747 | 0.03519 | NEI 2019
Kingston | 3407_B_4 | 3407 | B | 4 | 2283 | Coal Steam | S_C_TVA | Tennessee | Roane | 132 | 1954 | 2027 | 2019 | 5.5603 | 315673 | 0.03523 | NEI 2019
Kingston | 3407_B_5 | 3407 | B | 5 | 2284 | Coal Steam | S_C_TVA | Tennessee | Roane | 174 | 1955 | 2027 | 2019 | 7.0594 | 359289 | 0.0393 | NEI 2019
Kingston | 3407_B_6 | 3407 | B | 6 | 2285 | Coal Steam | S_C_TVA | Tennessee | Roane | 174 | 1955 | 2027 | 2019 | 6.9306 | 418794 | 0.0331 | NEI 2019
Kingston | 3407_B_7 | 3407 | B | 7 | 2286 | Coal Steam | S_C_TVA | Tennessee | Roane | 174 | 1955 | 2025 | 2019 | 6.5929 | 378630 | 0.03483 | NEI 2019
Kingston | 3407_B_8 | 3407 | B | 8 | 2287 | Coal Steam | S_C_TVA | Tennessee | Roane | 174 | 1955 | 2025 | 2019 | 7.4814 | 442840 | 0.03379 | NEI 2019
Kingston | 3407_B_9 | 3407 | B | 9 | 2288 | Coal Steam | S_C_TVA | Tennessee | Roane | 174 | 1955 | 2025 | 2019 | 9.1927 | 506545 | 0.0363 | NEI 2019
Lake Hubbard | 3452_B_1 | 3452 | B | 1 | 2313 | O/G Steam | ERC_REST | Texas | Dallas | 392 | 1970 | 9999 | 2017 | 7.4398 | 22635 | 0.65737 | NEI 2019
Lake Hubbard | 3452_B_2 | 3452 | B | 2 | 2314 | O/G Steam | ERC_REST | Texas | Dallas | 523 | 1973 | 9999 | 2019 | 6.0778 | 194481 | 0.0625 | NEI 2019
Mountain Creek | 3453_B_6 | 3453 | B | 6 | 2318 | O/G Steam | ERC_REST | Texas | Dallas | 122 | 1956 | 9999 | 2019 | 1.8868 | 39071 | 0.09658 | NEI 2019
Mountain Creek | 3453_B_7 | 3453 | B | 7 | 2319 | O/G Steam | ERC_REST | Texas | Dallas | 118 | 1958 | 9999 | 2019 | 1.8466 | 47923 | 0.07707 | NEI 2019
Mountain Creek | 3453_B_8 | 3453 | B | 8 | 2320 | O/G Steam | ERC_REST | Texas | Dallas | 568 | 1967 | 9999 | 2019 | 10.9796 | 325983 | 0.06736 | NEI 2019
Newman | 3456_B_3 | 3456 | B | 3 | 2331 | O/G Steam | WECC_NM | Texas | El Paso | 97 | 1966 | 2025 | 2019 | 10.8366 | 346679 | 0.06252 | NEI 2019
Lewis Creek | 3457_B_1 | 3457 | B | 1 | 2332 | O/G Steam | MIS_WOTA | Texas | Montgomery | 252 | 1970 | 9999 | 2019 | 28.8502 | 1049475 | 0.05498 | NEI 2019
Lewis Creek | 3457_B_2 | 3457 | B | 2 | 2333 | O/G Steam | MIS_WOTA | Texas | Montgomery | 253 | 1971 | 9999 | 2019 | 30.1548 | 1142689 | 0.05278 | NEI 2019
Sabine | 3459_B_3 | 3459 | B | 3 | 2340 | O/G Steam | MIS_WOTA | Texas | Orange | 411 | 1966 | 2025 | 2019 | 18.9824 | 685777 | 0.05536 | NEI 2019
Sabine | 3459_B_4 | 3459 | B | 4 | 2341 | O/G Steam | MIS_WOTA | Texas | Orange | 533 | 1974 | 2025 | 2019 | 43.1403 | 1612591 | 0.0535 | NEI 2019
Sabine | 3459_B_5 | 3459 | B | 5 | 2342 | O/G Steam | MIS_WOTA | Texas | Orange | 448 | 1979 | 9999 | 2019 | 20.4874 | 665499 | 0.06157 | NEI 2019
Cedar Bayou | 3460_B_CBY1 | 3460 | B | CBY1 | 2343 | O/G Steam | ERC_REST | Texas | Chambers | 746 | 1970 | 9999 | 2019 | 35.1248 | 1216575 | 0.05774 | NEI 2019
Cedar Bayou | 3460_B_CBY2 | 3460 | B | CBY2 | 2344 | O/G Steam | ERC_REST | Texas | Chambers | 749 | 1972 | 9999 | 2019 | 27.1957 | 968974 | 0.05613 | NEI 2019
W A Parish | 3470_B_WAP1 | 3470 | B | WAP1 | 2374 | O/G Steam | ERC_REST | Texas | Fort Bend | 169 | 1958 | 2025 |  |  |  | 0.13352 | Default Emission Factor
W A Parish | 3470_B_WAP2 | 3470 | B | WAP2 | 2375 | O/G Steam | ERC_REST | Texas | Fort Bend | 169 | 1958 | 2025 |  |  |  | 0.13352 | Default Emission Factor
W A Parish | 3470_B_WAP3 | 3470 | B | WAP3 | 2376 | O/G Steam | ERC_REST | Texas | Fort Bend | 273 | 1961 | 2025 |  |  |  | 0.13352 | Default Emission Factor
W A Parish | 3470_B_WAP4 | 3470 | B | WAP4 | 2377 | O/G Steam | ERC_REST | Texas | Fort Bend | 552 | 1968 | 2025 |  |  |  | 0.13352 | Default Emission Factor
W A Parish | 3470_B_WAP5 | 3470 | B | WAP5 | 2378 | Coal Steam | ERC_REST | Texas | Fort Bend | 659 | 1977 | 9999 | 2019 | 22.9887 | 2908535 | 0.01581 | NEI 2019
W A Parish | 3470_B_WAP6 | 3470 | B | WAP6 | 2379 | Coal Steam | ERC_REST | Texas | Fort Bend | 653 | 1978 | 9999 | 2019 | 25.3064 | 3285006 | 0.01541 | NEI 2019
W A Parish | 3470_B_WAP7 | 3470 | B | WAP7 | 2380 | Coal Steam | ERC_REST | Texas | Fort Bend | 577 | 1980 | 9999 | 2019 | 26.5134 | 3130721 | 0.01694 | NEI 2019
W A Parish | 3470_B_WAP8 | 3470 | B | WAP8 | 2381 | Coal Steam | ERC_REST | Texas | Fort Bend | 610 | 1982 | 9999 | 2019 | 5.8795 | 3959824 | 0.00297 | NEI 2019
Wilkes | 3478_B_1 | 3478 | B | 1 | 2390 | O/G Steam | SPP_WEST | Texas | Marion | 174 | 1964 | 9999 | 2019 | 9.384 | 282714 | 0.06639 | NEI 2019
Wilkes | 3478_B_2 | 3478 | B | 2 | 2391 | O/G Steam | SPP_WEST | Texas | Marion | 355 | 1970 | 9999 | 2019 | 4.952 | 157382 | 0.06293 | NEI 2019
Wilkes | 3478_B_3 | 3478 | B | 3 | 2392 | O/G Steam | SPP_WEST | Texas | Marion | 354 | 1971 | 9999 | 2019 | 5.792 | 190816 | 0.06071 | NEI 2019
Jones | 3482_B_151B | 3482 | B | 151B | 2394 | O/G Steam | SPP_SPS | Texas | Lubbock | 243 | 1971 | 2031 | 2019 | 35.1518 | 1220201 | 0.05762 | NEI 2019
Nichols | 3484_B_143B | 3484 | B | 143B | 2400 | O/G Steam | SPP_SPS | Texas | Potter | 244 | 1968 | 2031 | 2019 | 18.0739 | 579034 | 0.06243 | NEI 2019
Plant X | 3485_B_114B | 3485 | B | 114B | 2404 | O/G Steam | SPP_SPS | Texas | Lamb | 190 | 1964 | 2027 | 2019 | 12.7175 | 434283 | 0.05857 | NEI 2019
Graham | 3490_B_1 | 3490 | B | 1 | 2408 | O/G Steam | ERC_WEST | Texas | Young | 234 | 1960 | 9999 | 2019 | 4.474 | 96214 | 0.093 | NEI 2019
Graham | 3490_B_2 | 3490 | B | 2 | 2409 | O/G Steam | ERC_WEST | Texas | Young | 390 | 1969 | 9999 | 2019 | 5.3844 | 181630 | 0.05929 | NEI 2019
Handley | 3491_B_3 | 3491 | B | 3 | 2413 | O/G Steam | ERC_REST | Texas | Tarrant | 395 | 1963 | 9999 | 2017 | 8.8868 | 153783 | 0.11558 | NEI 2019
Handley | 3491_B_4 | 3491 | B | 4 | 2414 | O/G Steam | ERC_REST | Texas | Tarrant | 435 | 1976 | 9999 | 2019 | 6.0945 | 172784 | 0.07055 | NEI 2019
Handley | 3491_B_5 | 3491 | B | 5 | 2415 | O/G Steam | ERC_REST | Texas | Tarrant | 435 | 1977 | 9999 | 2019 | 6.9539 | 187535 | 0.07416 | NEI 2019
Stryker Creek | 3504_B_1 | 3504 | B | 1 | 2429 | O/G Steam | ERC_REST | Texas | Cherokee | 167 | 1958 | 9999 | 2019 | 3.9236 | 61045 | 0.12855 | NEI 2019
Stryker Creek | 3504_B_2 | 3504 | B | 2 | 2430 | O/G Steam | ERC_REST | Texas | Cherokee | 502 | 1965 | 9999 | 2019 | 5.15 | 192136 | 0.05361 | NEI 2019
Trinidad (TX) | 3507_B_9 | 3507 | B | 9 | 2435 | O/G Steam | ERC_REST | Texas | Henderson | 235 | 1965 | 9999 | 2019 | 4.7895 | 65586 | 0.14605 | NEI 2019
Decker Creek | 3548_B_2 | 3548 | B | 2 | 2455 | O/G Steam | ERC_REST | Texas | Travis | 404 | 1977 | 9999 | 2019 | 7.4698 | 512456 | 0.02915 | NEI 2019
Ray Olinger | 3576_B_BW2 | 3576 | B | BW2 | 2464 | O/G Steam | ERC_REST | Texas | Collin | 107 | 1971 | 9999 | 2019 | 1.0034 | 27481 | 0.07303 | NEI 2019
Ray Olinger | 3576_B_BW3 | 3576 | B | BW3 | 2465 | O/G Steam | ERC_REST | Texas | Collin | 138 | 1975 | 9999 | 2019 | 1.5445 | 48333 | 0.06391 | NEI 2019
Ray Olinger | 3576_B_CE1 | 3576 | B | CE1 | 2466 | O/G Steam | ERC_REST | Texas | Collin | 75 | 1967 | 9999 | 2019 | 0.2561 | 6762 | 0.07575 | NEI 2019
Sim Gideon | 3601_B_1 | 3601 | B | 1 | 2468 | O/G Steam | ERC_REST | Texas | Bastrop | 136 | 1965 | 9999 | 2019 | 1.206 | 122975 | 0.01961 | NEI 2019
Sim Gideon | 3601_B_2 | 3601 | B | 2 | 2469 | O/G Steam | ERC_REST | Texas | Bastrop | 136 | 1968 | 9999 |  |  |  | 0.13352 | Default Emission Factor
Sim Gideon | 3601_B_3 | 3601 | B | 3 | 2470 | O/G Steam | ERC_REST | Texas | Bastrop | 335 | 1972 | 9999 | 2019 | 1.0449 | 493392 | 0.00424 | NEI 2019
Ty Cooke | 3602_B_1 | 3602 | B | 1 | 2471 | O/G Steam | SPP_SPS | Texas | Lubbock | 42 | 1965 | 9999 |  |  |  | 0.13352 | Default Emission Factor
Ty Cooke | 3602_B_2 | 3602 | B | 2 | 2472 | O/G Steam | SPP_SPS | Texas | Lubbock | 46 | 1978 | 9999 |  |  |  | 0.13352 | Default Emission Factor
O W Sommers | 3611_B_1 | 3611 | B | 1 | 2479 | O/G Steam | ERC_REST | Texas | Bexar | 420 | 1972 | 2025 | 2019 | 16.396 | 559747 | 0.05858 | NEI 2019
O W Sommers | 3611_B_2 | 3611 | B | 2 | 2480 | O/G Steam | ERC_REST | Texas | Bexar | 410 | 1974 | 9999 | 2019 | 17.697 | 548880 | 0.06448 | NEI 2019
V H Braunig | 3612_B_1 | 3612 | B | 1 | 2481 | O/G Steam | ERC_REST | Texas | Bexar | 217 | 1966 | 2024 | 2019 | 6 | 194983 | 0.06154 | NEI 2019
V H Braunig | 3612_B_2 | 3612 | B | 2 | 2482 | O/G Steam | ERC_REST | Texas | Bexar | 230 | 1968 | 2024 | 2019 | 4.2 | 134405 | 0.0625 | NEI 2019
V H Braunig | 3612_B_3 | 3612 | B | 3 | 2483 | O/G Steam | ERC_REST | Texas | Bexar | 412 | 1970 | 2024 | 2019 | 16.3 | 534270 | 0.06102 | NEI 2019
R W Miller | 3628_B_1 | 3628 | B | 1 | 2493 | O/G Steam | ERC_REST | Texas | Palo Pinto | 66 | 1968 | 9999 | 2017 | 1.9056 | 4044 | 0.94243 | NEI 2019
R W Miller | 3628_B_2 | 3628 | B | 2 | 2494 | O/G Steam | ERC_REST | Texas | Palo Pinto | 100 | 1972 | 9999 | 2019 | 6.2456 | 94212 | 0.13259 | NEI 2019
R W Miller | 3628_B_3 | 3628 | B | 3 | 2495 | O/G Steam | ERC_REST | Texas | Palo Pinto | 200 | 1975 | 9999 | 2019 | 11.2508 | 168742 | 0.13335 | NEI 2019
Gadsby | 3648_B_1 | 3648 | B | 1 | 2498 | O/G Steam | WECC_UT | Utah | Salt Lake | 64 | 1951 | 9999 | 2019 | 0.68321 | 8951 | 0.15266 | NEI 2019
Gadsby | 3648_B_2 | 3648 | B | 2 | 2499 | O/G Steam | WECC_UT | Utah | Salt Lake | 69 | 1952 | 9999 | 2019 | 1.4478 | 24311 | 0.11911 | NEI 2019
Gadsby | 3648_B_3 | 3648 | B | 3 | 2500 | O/G Steam | WECC_UT | Utah | Salt Lake | 104 | 1955 | 9999 | 2019 | 3.1311 | 81690 | 0.07666 | NEI 2019
Grayson | 377_B_3 | 377 | B | 3 |  | Landfill Gas | WEC_LADW | California | Los Angeles | 18 | 1977 | 9999 |  |  |  | 1.5652 | Default Emission Factor
Grayson | 377_B_4 | 377 | B | 4 | 248 | O/G Steam | WEC_LADW | California | Los Angeles | 40 | 1959 | 9999 |  |  |  | 0.13352 | Default Emission Factor
Grayson | 377_B_5 | 377 | B | 5 | 249 | O/G Steam | WEC_LADW | California | Los Angeles | 40 | 1964 | 9999 |  |  |  | 0.13352 | Default Emission Factor
Clinch River | 3775_B_1 | 3775 | B | 1 | 2502 | O/G Steam | PJM_West | Virginia | Russell | 230 | 1958 | 9999 |  |  |  | 0.13352 | Default Emission Factor
Clinch River | 3775_B_2 | 3775 | B | 2 | 2503 | O/G Steam | PJM_West | Virginia | Russell | 230 | 1958 | 9999 |  |  |  | 0.13352 | Default Emission Factor
Joliet 29 | 384_B_71 | 384 | B | 71 | 250 | O/G Steam | PJM_COMD | Illinois | Will | 259 | 1965 | 2045 |  |  |  | 0.13352 | Default Emission Factor
Joliet 29 | 384_B_72 | 384 | B | 72 | 251 | O/G Steam | PJM_COMD | Illinois | Will | 259 | 1965 | 2045 |  |  |  | 0.13352 | Default Emission Factor
Joliet 29 | 384_B_81 | 384 | B | 81 | 252 | O/G Steam | PJM_COMD | Illinois | Will | 259 | 1965 | 2045 |  |  |  | 0.00613 | NEI 2019
Joliet 29 | 384_B_82 | 384 | B | 82 | 253 | O/G Steam | PJM_COMD | Illinois | Will | 259 | 1965 | 2045 | 2017 | 0.35894 | 117111 | 0.00613 | NEI 2019
Transalta Centralia Generation | 3845_B_BW22 | 3845 | B | BW22 | 2534 | Coal Steam | WECC_PNW | Washington | Lewis | 670 | 2002 | 2025 | 2019 | 268.1 | 3731262 | 0.14371 | NEI 2019
El Centro Hybrid | 389_B_4 | 389 | B | 4 | 257 | O/G Steam | WECC_IID | California | Imperial | 70 | 1968 | 9999 | 2019 | 0.051672 | 10095 | 0.01024 | NEI 2019
John E Amos | 3935_B_1 | 3935 | B | 1 | 2538 | Coal Steam | PJM_West | West Virginia | Putnam | 800 | 1971 | 2040 | 2019 | 32.128 | 2762957 | 0.02326 | NEI 2019
John E Amos | 3935_B_2 | 3935 | B | 2 | 2539 | Coal Steam | PJM_West | West Virginia | Putnam | 800 | 1972 | 2040 | 2019 | 37.08 | 3025324 | 0.02451 | NEI 2019
John E Amos | 3935_B_3 | 3935 | B | 3 | 2540 | Coal Steam | PJM_West | West Virginia | Putnam | 1300 | 1973 | 2040 | 2019 | 49.148 | 4007926 | 0.02453 | NEI 2019
FirstEnergy Fort Martin Power Station | 3943_B_1 | 3943 | B | 1 | 2551 | Coal Steam | PJM_AP | West Virginia | Monongalia | 552 | 1967 | 2035 | 2019 | 40.4585 | 3318406 | 0.02438 | NEI 2019
FirstEnergy Fort Martin Power Station | 3943_B_2 | 3943 | B | 2 | 2552 | Coal Steam | PJM_AP | West Virginia | Monongalia | 546 | 1968 | 2035 | 2019 | 39.8611 | 3382620 | 0.02357 | NEI 2019
FirstEnergy Harrison Power Station | 3944_B_1 | 3944 | B | 1 | 2553 | Coal Steam | PJM_AP | West Virginia | Harrison | 652 | 1972 | 2040 | 2019 | 54.6236 | 4587926 | 0.02381 | NEI 2019
FirstEnergy Harrison Power Station | 3944_B_2 | 3944 | B | 2 | 2554 | Coal Steam | PJM_AP | West Virginia | Harrison | 651 | 1973 | 2040 | 2019 | 45.2264 | 3819575 | 0.02368 | NEI 2019
FirstEnergy Harrison Power Station | 3944_B_3 | 3944 | B | 3 | 2555 | Coal Steam | PJM_AP | West Virginia | Harrison | 651 | 1974 | 2040 | 2019 | 53.5664 | 4486704 | 0.02388 | NEI 2019
Mitchell (WV) | 3948_B_1 | 3948 | B | 1 | 2563 | Coal Steam | PJM_West | West Virginia | Marshall | 770 | 1971 | 2040 | 2017 | 31.128 | 3135779 | 0.01985 | NEI 2019
Mitchell (WV) | 3948_B_2 | 3948 | B | 2 | 2564 | Coal Steam | PJM_West | West Virginia | Marshall | 790 | 1971 | 2040 | 2017 | 34.125 | 4551068 | 0.015 | NEI 2019
Mt Storm | 3954_B_1 | 3954 | B | 1 | 2565 | Coal Steam | PJM_AP | West Virginia | Grant | 554 | 1965 | 9999 | 2019 | 22.5949 | 1767893 | 0.02556 | NEI 2019
Mt Storm | 3954_B_2 | 3954 | B | 2 | 2566 | Coal Steam | PJM_AP | West Virginia | Grant | 555 | 1966 | 9999 | 2017 | 21.2737 | 2819752 | 0.01509 | NEI 2019
Mt Storm | 3954_B_3 | 3954 | B | 3 | 2567 | Coal Steam | PJM_AP | West Virginia | Grant | 520 | 1973 | 9999 | 2019 | 14.7987 | 1087086 | 0.02723 | NEI 2019
Bay Front | 3982_B_1 | 3982 | B | 1 | 2568 | Biomass | MIS_MNWI | Wisconsin | Ashland | 13.7 | 1959 | 9999 | 2019 | 86.7792 | 61864.6667 | 2.8054 | NEI 2019
Bay Front | 3982_B_2 | 3982 | B | 2 | 2569 | Biomass | MIS_MNWI | Wisconsin | Ashland | 13.7 | 1954 | 9999 | 2019 | 95.7277 | 61864.6667 | 3.0947 | NEI 2019
Bay Front | 3982_B_5 | 3982 | B | 5 | 2572 | Biomass | MIS_MNWI | Wisconsin | Ashland | 13.7 | 1959 | 9999 |  |  |  | 0.47976 | Default Emission Factor
Blount Street | 3992_B_8 | 3992 | B | 8 | 2578 | O/G Steam | MIS_WUMS | Wisconsin | Dane | 47 | 1957 | 9999 |  |  |  | 0.13352 | Default Emission Factor
Blount Street | 3992_B_9 | 3992 | B | 9 | 2579 | O/G Steam | MIS_WUMS | Wisconsin | Dane | 47 | 1961 | 9999 |  |  |  | 0.13352 | Default Emission Factor
Haynes | 400_B_1 | 400 | B | 1 | 271 | O/G Steam | WEC_LADW | California | Los Angeles | 222 | 1962 | 9999 | 2017 | 2.54 | 80541 | 0.06307 | NEI 2019
Haynes | 400_B_2 | 400 | B | 2 | 272 | O/G Steam | WEC_LADW | California | Los Angeles | 222 | 1963 | 9999 | 2017 | 3.48 | 114235 | 0.06093 | NEI 2019
French Island | 4005_B_1 | 4005 | B | 1 |  | Biomass | MIS_MNWI | Wisconsin | La Crosse | 8 | 1987 | 2024 | 2019 | 24.7878 | 30334.5 | 1.6343 | NEI 2019
French Island | 4005_B_2 | 4005 | B | 2 |  | Biomass | MIS_MNWI | Wisconsin | La Crosse | 8 | 1987 | 2024 | 2019 | 26.1777 | 30334.5 | 1.7259 | NEI 2019
Scattergood | 404_B_1 | 404 | B | 1 | 277 | O/G Steam | WEC_LADW | California | Los Angeles | 112 | 1959 | 2024 |  |  |  | 0.13352 | Default Emission Factor
Scattergood | 404_B_2 | 404 | B | 2 | 278 | O/G Steam | WEC_LADW | California | Los Angeles | 156 | 1959 | 2024 |  |  |  | 0.13352 | Default Emission Factor
South Oak Creek | 4041_B_5 | 4041 | B | 5 | 2590 | Coal Steam | MIS_WUMS | Wisconsin | Milwaukee | 241 | 1959 | 2024 | 2019 | 20.0548 | 816670 | 0.04911 | NEI 2019
South Oak Creek | 4041_B_6 | 4041 | B | 6 | 2591 | Coal Steam | MIS_WUMS | Wisconsin | Milwaukee | 245 | 1961 | 2024 | 2019 | 17.3046 | 764700 | 0.04526 | NEI 2019
South Oak Creek | 4041_B_7 | 4041 | B | 7 | 2592 | Coal Steam | MIS_WUMS | Wisconsin | Milwaukee | 303 | 1965 | 2025 | 2019 | 23.3454 | 1153144 | 0.04049 | NEI 2019
South Oak Creek | 4041_B_8 | 4041 | B | 8 | 2593 | Coal Steam | MIS_WUMS | Wisconsin | Milwaukee | 309 | 1967 | 2025 | 2019 | 22.8835 | 1071498 | 0.04271 | NEI 2019
Valley (WI) | 4042_B_1 | 4042 | B | 1 | 2594 | O/G Steam | MIS_WUMS | Wisconsin | Milwaukee | 64 | 1968 | 9999 | 2019 | 5.8208 | 128806.5 | 0.09038 | NEI 2019
Valley (WI) | 4042_B_2 | 4042 | B | 2 | 2595 | O/G Steam | MIS_WUMS | Wisconsin | Milwaukee | 64 | 1968 | 9999 | 2019 | 5.4654 | 128806.5 | 0.08486 | NEI 2019
Valley (WI) | 4042_B_3 | 4042 | B | 3 | 2596 | O/G Steam | MIS_WUMS | Wisconsin | Milwaukee | 70 | 1969 | 9999 | 2019 | 3.4692 | 61094 | 0.11357 | NEI 2019
Valley (WI) | 4042_B_4 | 4042 | B | 4 | 2597 | O/G Steam | MIS_WUMS | Wisconsin | Milwaukee | 70 | 1969 | 9999 | 2019 | 3.9826 | 61094 | 0.13038 | NEI 2019
Weston | 4078_B_2 | 4078 | B | 2 | 2614 | O/G Steam | MIS_WUMS | Wisconsin | Marathon | 78 | 1960 | 2024 |  |  |  | 0.13352 | Default Emission Factor
Weston | 4078_B_3 | 4078 | B | 3 | 2615 | Coal Steam | MIS_WUMS | Wisconsin | Marathon | 327 | 1981 | 9999 | 2019 | 16.5192 | 1075031 | 0.03073 | NEI 2019
Weston | 4078_B_4 | 4078 | B | 4 | 89565 | Coal Steam | MIS_WUMS | Wisconsin | Marathon | 550 | 2008 | 9999 | 2019 | 50.1361 | 3330924 | 0.0301 | NEI 2019
Manitowoc | 4125_B_8 | 4125 | B | 8 | 2621 | Biomass | MIS_WUMS | Wisconsin | Manitowoc | 44 | 1990 | 9999 |  |  |  | 0.47976 | Default Emission Factor
Manitowoc | 4125_B_9 | 4125 | B | 9 | 2622 | Coal Steam | MIS_WUMS | Wisconsin | Manitowoc | 58 | 2005 | 9999 |  |  |  | 0.03836 | Default Emission Factor
Dave Johnston | 4158_B_BW41 | 4158 | B | BW41 | 2633 | Coal Steam | WECC_WY | Wyoming | Converse | 93 | 1959 | 9999 | 2017 | 14.3 | 693652 | 0.04123 | NEI 2019
Dave Johnston | 4158_B_BW42 | 4158 | B | BW42 | 2634 | Coal Steam | WECC_WY | Wyoming | Converse | 105 | 1961 | 9999 | 2019 | 15.9 | 757332 | 0.04199 | NEI 2019
Dave Johnston | 4158_B_BW43 | 4158 | B | BW43 | 2635 | Coal Steam | WECC_WY | Wyoming | Converse | 220 | 1964 | 9999 | 2019 | 24.36 | 1163624 | 0.04187 | NEI 2019
Dave Johnston | 4158_B_BW44 | 4158 | B | BW44 | 2636 | Coal Steam | WECC_WY | Wyoming | Converse | 330 | 1959 | 2027 | 2019 | 40.94 | 2076539 | 0.03943 | NEI 2019
Naughton | 4162_B_1 | 4162 | B | 1 | 2637 | Coal Steam | WECC_WY | Wyoming | Lincoln | 156 | 1963 | 9999 | 2019 | 18.78 | 1182784 | 0.03176 | NEI 2019
Naughton | 4162_B_2 | 4162 | B | 2 | 2638 | Coal Steam | WECC_WY | Wyoming | Lincoln | 201 | 1968 | 9999 | 2019 | 24.71 | 1478378 | 0.03343 | NEI 2019
Naughton | 4162_B_3 | 4162 | B | 3 | 2639 | Coal Steam | WECC_WY | Wyoming | Lincoln | 330 | 1963 | 2025 | 2019 | 3.48 | 179508 | 0.03877 | NEI 2019
Powerlane Plant | 4195_B_1 | 4195 | B | 1 |  | O/G Steam | ERC_REST | Texas | Hunt | 17.5 | 1965 | 9999 |  |  |  | 0.13352 | Default Emission Factor
Powerlane Plant | 4195_B_2 | 4195 | B | 2 | 2640 | O/G Steam | ERC_REST | Texas | Hunt | 24 | 1967 | 9999 | 2019 | 0.2269 | 4934 | 0.09197 | NEI 2019
Powerlane Plant | 4195_B_3 | 4195 | B | 3 | 2641 | O/G Steam | ERC_REST | Texas | Hunt | 41 | 1977 | 9999 | 2019 | 0.1466 | 3002 | 0.09767 | NEI 2019
Spencer | 4266_B_4 | 4266 | B | 4 | 2651 | O/G Steam | ERC_REST | Texas | Denton | 61 | 1966 | 9999 | 2019 | 0.5304 | 13239 | 0.08013 | NEI 2019
Spencer | 4266_B_5 | 4266 | B | 5 | 2652 | O/G Steam | ERC_REST | Texas | Denton | 61 | 1973 | 9999 | 2017 | 0.5921 | 2906 | 0.4075 | NEI 2019
John P Madgett | 4271_B_B1 | 4271 | B | B1 | 2653 | Coal Steam | MIS_MNWI | Wisconsin | Buffalo | 390 | 1979 | 9999 | 2019 | 35.3071 | 1534882 | 0.04601 | NEI 2019
Cherokee | 469_B_4 | 469 | B | 4 | 298 | O/G Steam | WECC_CO | Colorado | Adams | 310 | 1968 | 2027 | 2019 | 14.5284 | 943508 | 0.0308 | NEI 2019
Comanche (CO) | 470_B_2 | 470 | B | 2 | 300 | Coal Steam | WECC_CO | Colorado | Pueblo | 335 | 1975 | 2025 | 2019 | 33.0177 | 1818763 | 0.03631 | NEI 2019
Comanche (CO) | 470_B_3 | 470 | B | 3 | 89734 | Coal Steam | WECC_CO | Colorado | Pueblo | 750 | 2010 | 2040 |  |  |  | 0.03136 | Default Emission Factor
George Birdsall | 493_B_1 | 493 | B | 1 |  | O/G Steam | WECC_CO | Colorado | El Paso | 16 | 1953 | 9999 | 2017 | 0.06 | 1250 | 0.096 | NEI 2019
George Birdsall | 493_B_2 | 493 | B | 2 |  | O/G Steam | WECC_CO | Colorado | El Paso | 16 | 1954 | 9999 | 2017 | 0.049174 | 1174 | 0.08377 | NEI 2019
George Birdsall | 493_B_3 | 493 | B | 3 |  | O/G Steam | WECC_CO | Colorado | El Paso | 23 | 1957 | 9999 | 2017 | 0.092482 | 2207 | 0.08381 | NEI 2019
Barney M Davis | 4939_B_1 | 4939 | B | 1 | 2658 | O/G Steam | ERC_REST | Texas | Nueces | 300 | 1974 | 9999 | 2019 | 6.1923 | 185939 | 0.06661 | NEI 2019
Riverside (OK) | 4940_B_1502 | 4940 | B | 1502 | 2661 | O/G Steam | SPP_WEST | Oklahoma | Tulsa | 455 | 1976 | 2024 | 2019 | 13.3365 | 410720 | 0.06494 | NEI 2019
Plant 31 Paper Mill | 50028_B_1FW | 50028 | B | 1FW |  | Non-Fossil Waste | MIS_LA | Louisiana | Ouachita | 8.3 | 1964 | 9999 |  |  |  | 0.42147 | Default Emission Factor
Plant 31 Paper Mill | 50028_B_1HP | 50028 | B | 1HP |  | Non-Fossil Waste | MIS_LA | Louisiana | Ouachita | 8.3 | 1977 | 9999 |  |  |  | 0.42147 | Default Emission Factor
Plant 31 Paper Mill | 50028_B_2FW | 50028 | B | 2FW |  | Non-Fossil Waste | MIS_LA | Louisiana | Ouachita | 8.3 | 1964 | 9999 |  |  |  | 0.42147 | Default Emission Factor
Plant 31 Paper Mill | 50028_B_4BW | 50028 | B | 4BW |  | Non-Fossil Waste | MIS_LA | Louisiana | Ouachita | 8.3 | 1975 | 9999 |  |  |  | 0.42147 | Default Emission Factor
Plant 31 Paper Mill | 50028_B_5CE | 50028 | B | 5CE |  | Non-Fossil Waste | MIS_LA | Louisiana | Ouachita | 8.3 | 1988 | 9999 |  |  |  | 0.42147 | Default Emission Factor
Plant 31 Paper Mill | 50028_B_HRSG | 50028 | B | HRSG |  | Non-Fossil Waste | MIS_LA | Louisiana | Ouachita | 3.3 | 1964 | 9999 |  |  |  | 0.42147 | Default Emission Factor
Humboldt Sawmill Company | 50049_B_BLRA | 50049 | B | BLRA |  | Biomass | WEC_CALN | California | Humboldt | 16.2 | 1988 | 9999 | 2017 | 12.0082 | 23043.1029 | 1.0422 | NEI 2019
Humboldt Sawmill Company | 50049_B_BLRB | 50049 | B | BLRB |  | Biomass | WEC_CALN | California | Humboldt | 8.7 | 1988 | 9999 | 2017 | 11.4407 | 23043.1029 | 0.99298 | NEI 2019
Humboldt Sawmill Company | 50049_B_BLRC | 50049 | B | BLRC |  | Biomass | WEC_CALN | California | Humboldt | 8.7 | 1988 | 9999 |  |  |  | 0.47976 | Default Emission Factor
Penobscot Energy Recovery | 50051_B_BLR A | 50051 | B | BLR A |  | Municipal Solid Waste | NENG_ME | Maine | Penobscot | 10.6 | 1987 | 9999 | 2017 | 0.323 | 84660 | 0.00763 | NEI 2019
Penobscot Energy Recovery | 50051_B_BLR B | 50051 | B | BLR B |  | Municipal Solid Waste | NENG_ME | Maine | Penobscot | 10.6 | 1987 | 9999 | 2019 | 0.372 | 42651.5 | 0.01744 | NEI 2019
Borger Plant | 50067_B_1 | 50067 | B | 1 |  | Fossil Waste | SPP_SPS | Texas | Hutchinson | 13.8 | 1974 | 9999 |  |  |  | 0.17237 | Default Emission Factor
Borger Plant | 50067_B_2 | 50067 | B | 2 |  | Fossil Waste | SPP_SPS | Texas | Hutchinson | 13.8 | 2009 | 9999 |  |  |  | 0.17237 | Default Emission Factor
Palm Beach Renewable Energy Facility 1 | 50071_B_BLR1 | 50071 | B | BLR1 |  | Municipal Solid Waste | FRCC | Florida | Palm Beach | 25 | 1989 | 9999 |  |  |  | 0.05402 | Default Emission Factor
Palm Beach Renewable Energy Facility 1 | 50071_B_BLR2 | 50071 | B | BLR2 |  | Municipal Solid Waste | FRCC | Florida | Palm Beach | 25 | 1989 | 9999 |  |  |  | 0.05402 | Default Emission Factor
Sierra Pacific Burney Facility | 50110_B_BLR1 | 50110 | B | BLR1 |  | Biomass | WEC_CALN | California | Shasta | 18.9 | 1986 | 9999 | 2017 | 42.66 | 98421 | 0.86689 | NEI 2019
Sierra Pacific Quincy Facility | 50112_B_BLR1 | 50112 | B | BLR1 |  | Biomass | WEC_CALN | California | Plumas | 12 | 1986 | 9999 | 2017 | 2.32 | 51729.5 | 0.0897 | NEI 2019
Sierra Pacific Quincy Facility | 50112_B_BLR2 | 50112 | B | BLR2 |  | Biomass | WEC_CALN | California | Plumas | 12 | 1998 | 9999 | 2017 | 30.5 | 51729.5 | 1.1792 | NEI 2019
Columbus MS | 50184_B_PKG | 50184 | B | PKG |  | O/G Steam | S_C_TVA | Mississippi | Lowndes | 18.6 | 1993 | 9999 |  |  |  | 0.13352 | Default Emission Factor
Columbus MS | 50184_B_REC | 50184 | B | REC |  | Non-Fossil Waste | S_C_TVA | Mississippi | Lowndes | 64 | 1990 | 9999 | 2019 | 37.18 | 358363.36 | 0.2075 | NEI 2019
Domtar Paper Co LLC Plymouth NC | 50189_B_1HFB | 50189 | B | 1HFB |  | Biomass | PJM_Dom | North Carolina | Martin | 21.7 | 1977 | 9999 | 2019 | 11.8 | 46684.9193 | 0.50552 | NEI 2019
Domtar Paper Co LLC Plymouth NC | 50189_B_2HFB | 50189 | B | 2HFB |  | Biomass | PJM_Dom | North Carolina | Martin | 21.7 | 1982 | 9999 | 2019 | 55.39 | 46684.9193 | 2.3729 | NEI 2019
Domtar Paper Co LLC Plymouth NC | 50189_B_5REC | 50189 | B | 5REC |  | Non-Fossil Waste | PJM_Dom | North Carolina | Martin | 71 | 1965 | 9999 | 2019 | 46.02 | 261953.0014 | 0.35136 | NEI 2019
Multitrade Rabun Gap, LLC | 50201_B_WB1 | 50201 | B | WB1 |  | Biomass | S_SOU | Georgia | RABUN | 18 | 2010 | 9999 | 2017 | 19 | 116861 | 0.32517 | NEI 2019
Pinetree Power | 50208_B_B1 | 50208 | B | B1 |  | Biomass | NENGREST | New Hampshire | Grafton | 15 | 1986 | 9999 | 2017 | 5.4523 | 121438 | 0.0898 | NEI 2019
York County Resource Recovery | 50215_B_101 | 50215 | B | 101 |  | Municipal Solid Waste | PJM_WMAC | Pennsylvania | York | 9.6 | 1989 | 9999 | 2019 | 0.4 | 85018.4831 | 0.00941 | NEI 2019
York County Resource Recovery | 50215_B_102 | 50215 | B | 102 |  | Municipal Solid Waste | PJM_WMAC | Pennsylvania | York | 9.6 | 1989 | 9999 | 2019 | 0.2 | 85018.4831 | 0.00471 | NEI 2019
York County Resource Recovery | 50215_B_103 | 50215 | B | 103 |  | Municipal Solid Waste | PJM_WMAC | Pennsylvania | York | 9.6 | 1989 | 9999 | 2019 | 0.4 | 85018.4831 | 0.00941 | NEI 2019
Regional Waste Systems | 50225_B_1SG1A | 50225 | B | 1SG1A |  | Municipal Solid Waste | NENG_ME | Maine | Cumberland | 5.8 | 1988 | 9999 | 2019 | 4.022 | 39707.5 | 0.20258 | NEI 2019
Regional Waste Systems | 50225_B_1SG1B | 50225 | B | 1SG1B |  | Municipal Solid Waste | NENG_ME | Maine | Cumberland | 5.8 | 1988 | 9999 | 2019 | 4.022 | 39707.5 | 0.20258 | NEI 2019
Texas Petrochemicals | 50229_B_TPCBLR | 50229 | B | TPCBLR |  | O/G Steam | ERC_REST | Texas | Harris | 35 | 1972 | 9999 |  |  |  | 0.13352 | Default Emission Factor
Archbald Power Station | 50279_B_MAIN | 50279 | B | MAIN |  | Landfill Gas | PJM_WMAC | Pennsylvania | Lackawanna | 20 | 1998 | 9999 |  |  |  | 1.5652 | Default Emission Factor
SEMASS Resource Recovery | 50290_B_1 | 50290 | B | 1 |  | Municipal Solid Waste | NENGREST | Massachusetts | Plymouth | 27 | 1988 | 9999 | 2019 | 3.4262 | 194576.0542 | 0.03522 | NEI 2019
SEMASS Resource Recovery | 50290_B_2 | 50290 | B | 2 |  | Municipal Solid Waste | NENGREST | Massachusetts | Plymouth | 27 | 1988 | 9999 | 2019 | 7.3491 | 194576.0542 | 0.07554 | NEI 2019
SEMASS Resource Recovery | 50290_B_3 | 50290 | B | 3 |  | Municipal Solid Waste | NENGREST | Massachusetts | Plymouth | 27 | 1993 | 9999 | 2019 | 5.119 | 194576.0542 | 0.05262 | NEI 2019
Wadham Energy LP | 50293_B_BLR100 | 50293 | B | BLR100 |  | Biomass | WEC_CALN | California | Colusa | 26 | 1989 | 9999 | 2017 | 0.76186 | 187139 | 0.00814 | NEI 2019
University of Oklahoma | 50307_B_B1 | 50307 | B | B1 |  | O/G Steam | SPP_WEST | Oklahoma | Cleveland | 7.5 | 1964 | 9999 |  |  |  | 0.13352 | Default Emission Factor
University of Oklahoma | 50307_B_B2 | 50307 | B | B2 |  | O/G Steam | SPP_WEST | Oklahoma | Cleveland | 2.5 | 1964 | 9999 |  |  |  | 0.13352 | Default Emission Factor
University of Oklahoma | 50307_B_B3 | 50307 | B | B3 |  | O/G Steam | SPP_WEST | Oklahoma | Cleveland | 2.5 | 1964 | 9999 |  |  |  | 0.13352 | Default Emission Factor
University of Oklahoma | 50307_B_B4 | 50307 | B | B4 |  | O/G Steam | SPP_WEST | Oklahoma | Cleveland | 4.3 | 2001 | 9999 |  |  |  | 0.13352 | Default Emission Factor
University of Notre Dame | 50366_B_BLR1 | 50366 | B | BLR1 |  | O/G Steam | PJM_West | Indiana | St Joseph | 2.6 | 1961 | 9999 |  |  |  | 0.13352 | Default Emission Factor
University of Notre Dame | 50366_B_BLR2 | 50366 | B | BLR2 |  | Coal Steam | PJM_West | Indiana | St Joseph | 2.6 | 1952 | 9999 |  |  |  | 0.03136 | Default Emission Factor
University of Notre Dame | 50366_B_BLR3 | 50366 | B | BLR3 |  | Coal Steam | PJM_West | Indiana | St Joseph | 2.6 | 2007 | 9999 |  |  |  | 0.03136 | Default Emission Factor
University of Notre Dame | 50366_B_BLR4 | 50366 | B | BLR4 |  | O/G Steam | PJM_West | Indiana | St Joseph | 2.6 | 1967 | 9999 |  |  |  | 0.13352 | Default Emission Factor
University of Notre Dame | 50366_B_BLR5 | 50366 | B | BLR5 |  | O/G Steam | PJM_West | Indiana | St Joseph | 2.6 | 1973 | 9999 |  |  |  | 0.13352 | Default Emission Factor
University of Notre Dame | 50366_B_BLR6 | 50366 | B | BLR6 |  | O/G Steam | PJM_West | Indiana | St Joseph | 2.6 | 2007 | 9999 |  |  |  | 0.13352 | Default Emission Factor
University of Notre Dame | 50366_B_BLR7 | 50366 | B | BLR7 |  | O/G Steam | PJM_West | Indiana | St Joseph | 2.6 | 2019 | 9999 |  |  |  | 0.02345 | Default Emission Factor
University of Notre Dame | 50366_B_BLR8 | 50366 | B | BLR8 |  | O/G Steam | PJM_West | Indiana | St Joseph | 2.6 | 2019 | 9999 |  |  |  | 0.02345 | Default Emission Factor
Phillips 66 Carbon Plant | 50388_B_K1 | 50388 | B | K1 |  | Coal Steam | WEC_CALN | California | Contra Costa | 8.5 | 1983 | 9999 |  |  |  | 0.03136 | Default Emission Factor
Phillips 66 Carbon Plant | 50388_B_K2 | 50388 | B | K2 |  | Coal Steam | WEC_CALN | California | Contra Costa | 8.5 | 1983 | 9999 |  |  |  | 0.03136 | Default Emission Factor
Dillard Complex | 50396_B_BLR1 | 50396 | B | BLR1 |  | Biomass | WECC_PNW | Oregon | Douglas | 13.3 | 1974 | 9999 | 2019 | 10.947 | 44545.5545 | 0.4915 | NEI 2019
Dillard Complex | 50396_B_BLR2 | 50396 | B | BLR2 |  | Biomass | WECC_PNW | Oregon | Douglas | 13.3 | 1977 | 9999 | 2017 | 11.6 | 44631.5537 | 0.51981 | NEI 2019
Dillard Complex | 50396_B_BLR6 | 50396 | B | BLR6 |  | Biomass | WECC_PNW | Oregon | Douglas | 13.3 | 1974 | 9999 | 2019 | 24.348 | 44545.5545 | 1.0932 | NEI 2019
Pixelle Specialty Solutions LLC - Spring Grove Facility | 50397_B_5PB036 | 50397 | B | 5PB036 | 3656 | Coal Steam | PJM_WMAC | Pennsylvania | York | 53 | 1989 | 9999 |  |  |  | 0.03836 | Default Emission Factor
Pixelle Specialty Solutions LLC - Spring Grove Facility | 50397_B_6PB038 | 50397 | B | 6PB038 |  | O/G Steam | PJM_WMAC | Pennsylvania | York | 1.8 | 2017 | 9999 |  |  |  | 0.13352 | Default Emission Factor
Pixelle Specialty Solutions LLC - Spring Grove Facility | 50397_B_7PB039 | 50397 | B | 7PB039 |  | O/G Steam | PJM_WMAC | Pennsylvania | York | 11.7 | 2017 | 9999 |  |  |  | 0.13352 | Default Emission Factor
Pixelle Specialty Solutions LLC - Spring Grove Facility | 50397_B_REC037 | 50397 | B | REC037 |  | Non-Fossil Waste | PJM_WMAC | Pennsylvania | York | 18.4 | 1993 | 9999 | 2019 | 1.4 | 112232.0811 | 0.02495 | NEI 2019
S D Warren Westbrook | 50447_B_17 | 50447 | B | 17 |  | Biomass | NENG_ME | Maine | Cumberland | 18.8 | 1948 | 9999 | 2019 | 0.0248 | 24415.0892 | 0.00203 | NEI 2019
S D Warren Westbrook | 50447_B_18 | 50447 | B | 18 |  | Biomass | NENG_ME | Maine | Cumberland | 18.8 | 1948 | 9999 |  |  |  | 0.47976 | Default Emission Factor
S D Warren Westbrook | 50447_B_21 | 50447 | B | 21 |  | Biomass | NENG_ME | Maine | Cumberland | 18.8 | 1948 | 9999 | 2017 | 50.527 | 26358.0697 | 3.8339 | NEI 2019
Flint River Operations | 50465_B_PB | 50465 | B | PB |  | Biomass | S_SOU | Georgia | Macon | 39 | 1980 | 9999 | 2019 | 42.8908 | 221532.31 | 0.38722 | NEI 2019
Flint River Operations | 50465_B_RB | 50465 | B | RB |  | Non-Fossil Waste | S_SOU | Georgia | Macon | 39 | 1980 | 9999 | 2019 | 6.65 | 221532.31 | 0.06004 | NEI 2019
Buckeye Florida LP | 50466_B_1BB | 50466 | B | 1BB |  | Non-Fossil Waste | FRCC | Florida | Taylor | 5.7 | 1954 | 9999 |  |  |  | 0.42147 | Default Emission Factor
Buckeye Florida LP | 50466_B_1PB | 50466 | B | 1PB |  | Non-Fossil Waste | FRCC | Florida | Taylor | 5.7 | 1954 | 9999 |  |  |  | 0.42147 | Default Emission Factor
Buckeye Florida LP | 50466_B_2BB | 50466 | B | 2BB |  | Non-Fossil Waste | FRCC | Florida | Taylor | 5.7 | 1954 | 9999 |  |  |  | 0.42147 | Default Emission Factor
Buckeye Florida LP | 50466_B_2PB | 50466 | B | 2PB |  | Non-Fossil Waste | FRCC | Florida | Taylor | 5.7 | 1954 | 9999 |  |  |  | 0.42147 | Default Emission Factor
Buckeye Florida LP | 50466_B_2RB | 50466 | B | 2RB |  | Non-Fossil Waste | FRCC | Florida | Taylor | 5.7 | 1958 | 9999 |  |  |  | 0.42147 | Default Emission Factor
Buckeye Florida LP | 50466_B_3RB | 50466 | B | 3RB |  | Non-Fossil Waste | FRCC | Florida | Taylor | 5.7 | 1966 | 9999 |  |  |  | 0.42147 | Default Emission Factor
Buckeye Florida LP | 50466_B_4RB | 50466 | B | 4RB |  | Non-Fossil Waste | FRCC | Florida | Taylor | 5.7 | 1975 | 9999 |  |  |  | 0.42147 | Default Emission Factor
Covanta Niagara I, LLC | 50472_B_BLR1 | 50472 | B | BLR1 | 3667 | Municipal Solid Waste | NY_Z_A | New York | Niagara | 12 | 1981 | 9999 |  |  |  | 0.08256 | NEI 2019
Covanta Niagara I, LLC | 50472_B_BLR3 | 50472 | B | BLR3 |  | Municipal Solid Waste | NY_Z_A | New York | Niagara | 12 | 1996 | 9999 |  |  |  | 0.08256 | NEI 2019
Covanta Niagara I, LLC | 50472_B_BLR4 | 50472 | B | BLR4 |  | Municipal Solid Waste | NY_Z_A | New York | Niagara | 12 | 1981 | 9999 | 2019 | 6.7219 | 162839.3716 | 0.08256 | NEI 2019
Clewiston Sugar House | 50482_B_B7 | 50482 | B | B7 |  | Biomass | FRCC | Florida | Hendry | 20 | 1996 | 9999 | 2019 | 37.7948 | 106472.7336 | 0.70994 | NEI 2019
Clewiston Sugar House | 50482_B_B8 | 50482 | B | B8 |  | Biomass | FRCC | Florida | Hendry | 20 | 2005 | 9999 | 2019 | 30.3483 | 106472.7336 | 0.57007 | NEI 2019
Clewiston Sugar House | 50482_B_B9 | 50482 | B | B9 |  | Biomass | FRCC | Florida | Hendry | 4.7 | 2019 | 9999 |  |  |  | 0.15454 | Default Emission Factor
PPG Powerhouse C | 50489_B_C1 | 50489 | B | C1 |  | O/G Steam | MIS_WOTA | Louisiana | Calcasieu | 26 | 1977 | 9999 |  |  |  | 0.13352 | Default Emission Factor
PPG Powerhouse C | 50489_B_C2 | 50489 | B | C2 |  | O/G Steam | MIS_WOTA | Louisiana | Calcasieu | 26 | 1979 | 9999 |  |  |  | 0.13352 | Default Emission Factor
PPG Powerhouse C | 50489_B_C4 | 50489 | B | C4 |  | O/G Steam | MIS_WOTA | Louisiana | Calcasieu | 0.04 | 1986 | 9999 |  |  |  | 0.13352 | Default Emission Factor
PPG Powerhouse C | 50489_B_C5 | 50489 | B | C5 |  | O/G Steam | MIS_WOTA | Louisiana | Calcasieu | 0.04 | 1986 | 9999 |  |  |  | 0.13352 | Default Emission Factor
Pacific-Ultrapower Chinese Station | 50560_B_B101 | 50560 | B | B101 |  | Biomass | WEC_CALN | California | Tuolumne | 18 | 1986 | 9999 | 2017 | 0.27 | 118564 | 0.00456 | NEI 2019
Westwood Generation LLC | 50611_B_031 | 50611 | B | 031 | 3677 | Coal Steam | PJM_WMAC | Pennsylvania | Schuylkill | 30 | 1987 | 9999 | 2017 | 8.7648 | 21492 | 0.81563 | NEI 2019
ExxonMobil Beaumont Refinery | 50625_B_24 | 50625 | B | 24 |  | O/G Steam | MIS_WOTA | Texas | Jefferson | 5.7 | 1993 | 9999 |  |  |  | 0.13352 | Default Emission Factor
ExxonMobil Beaumont Refinery | 50625_B_33 | 50625 | B | 33 |  | Fossil Waste | MIS_WOTA | Texas | Jefferson | 8.9 | 1965 | 9999 |  |  |  | 0.17237 | Default Emission Factor
ExxonMobil Beaumont Refinery | 50625_B_34 | 50625 | B | 34 |  | Fossil Waste | MIS_WOTA | Texas | Jefferson | 8.9 | 1966 | 9999 |  |  |  | 0.17237 | Default Emission Factor
ExxonMobil Beaumont Refinery | 50625_B_41 | 50625 | B | 41 | 3679 | O/G Steam | MIS_WOTA | Texas | Jefferson | 38 | 2005 | 9999 |  |  |  | 0.13352 | Default Emission Factor
ExxonMobil Beaumont Refinery | 50625_B_42 | 50625 | B | 42 | 3680 | O/G Steam | MIS_WOTA | Texas | Jefferson | 38 | 2005 | 9999 |  |  |  | 0.13352 | Default Emission Factor
ExxonMobil Beaumont Refinery | 50625_B_43 | 50625 | B | 43 | 3681 | O/G Steam | MIS_WOTA | Texas | Jefferson | 38 | 1954 | 9999 |  |  |  | 0.13352 | Default Emission Factor
Paulsboro Refinery | 50628_B_2A | 50628 | B | 2A |  | Fossil Waste | PJM_EMAC | New Jersey | Gloucester | 7.2 | 1990 | 9999 |  |  |  | 0.17237 | Default Emission Factor
Paulsboro Refinery | 50628_B_2B | 50628 | B | 2B |  | Fossil Waste | PJM_EMAC | New Jersey | Gloucester | 7.2 | 1990 | 9999 |  |  |  | 0.17237 | Default Emission Factor
Paulsboro Refinery | 50628_B_2C | 50628 | B | 2C |  | Fossil Waste | PJM_EMAC | New Jersey | Gloucester | 7.2 | 1990 | 9999 |  |  |  | 0.17237 | Default Emission Factor
Paulsboro Refinery | 50628_B_HRSG | 50628 | B | HRSG |  | Fossil Waste | PJM_EMAC | New Jersey | Gloucester | 7.2 | 1990 | 9999 |  |  |  | 0.17237 | Default Emission Factor
Covanta Lake County Energy | 50629_B_1 | 50629 | B | 1 |  | Municipal Solid Waste | FRCC | Florida | Lake | 6.2 | 1991 | 9999 |  |  |  | 0.05402 | Default Emission Factor
Covanta Lake County Energy | 50629_B_2 | 50629 | B | 2 |  | Municipal Solid Waste | FRCC | Florida | Lake | 6.2 | 1991 | 9999 | 2019 | 0.033522 | 38646.5 | 0.00174 | NEI 2019
Covanta Marion Inc | 50630_B_BLR1 | 50630 | B | BLR1 |  | Municipal Solid Waste | WECC_PNW | Oregon | MARION | 5.8 | 1986 | 9999 |  |  |  | 0.05402 | Default Emission Factor
Covanta Marion Inc | 50630_B_BLR2 | 50630 | B | BLR2 |  | Municipal Solid Waste | WECC_PNW | Oregon | MARION | 5.8 | 1986 | 9999 |  |  |  | 0.05402 | Default Emission Factor
Covanta Stanislaus Energy | 50632_B_1 | 50632 | B | 1 |  | Municipal Solid Waste | WEC_CALN | California | Stanislaus | 10 | 1989 | 9999 |  |  |  | 0.00642 | NEI 2019
Covanta Stanislaus Energy | 50632_B_2 | 50632 | B | 2 |  | Municipal Solid Waste | WEC_CALN | California | Stanislaus | 10 | 1989 | 9999 | 2017 | 0.4926 | 153401 | 0.00642 | NEI 2019
Clearwater Paper IPP Lewiston | 50637_B_4PWR | 50637 | B | 4PWR |  | Biomass | WECC_PNW | Idaho | Nez Perce | 22.5 | 1981 | 9999 | 2019 | 12.2405 | 189070.0732 | 0.12948 | NEI 2019
Clearwater Paper IPP Lewiston | 50637_B_5REC | 50637 | B | 5REC |  | Non-Fossil Waste | WECC_PNW | Idaho | Nez Perce | 27 | 1987 | 9999 | 2019 | 27.067 | 223881.9268 | 0.2418 | NEI 2019
Covanta Bristol Energy | 50648_B_UNIT1 | 50648 | B | UNIT1 |  | Municipal Solid Waste | NENG_CT | Connecticut | Hartford | 6.6 | 1988 | 9999 | 2019 | 1.0995 | 50900.5 | 0.0432 | NEI 2019
Covanta Bristol Energy | 50648_B_UNIT2 | 50648 | B | UNIT2 |  | Municipal Solid Waste | NENG_CT | Connecticut | Hartford | 6.6 | 1988 | 9999 | 2019 | 1.1197 | 50900.5 | 0.04399 | NEI 2019
Covanta Babylon Inc | 50649_B_1 | 50649 | B | 1 |  | Municipal Solid Waste | NY_Z_K | New York | Suffolk | 7.2 | 1989 | 9999 |  |  |  | 0.05402 | Default Emission Factor
Covanta Babylon Inc | 50649_B_2 | 50649 | B | 2 |  | Municipal Solid Waste | NY_Z_K | New York | Suffolk | 7.2 | 1989 | 9999 |  |  |  | 0.05402 | Default Emission Factor
ReEnergy Stratton LLC | 50650_B_BLR1 | 50650 | B | BLR1 |  | Biomass | NENG_ME | Maine | Franklin | 46 | 1989 | 9999 | 2019 | 0.64633 | 208909 | 0.00619 | NEI 2019
Huntington Resource Recovery Facility | 50656_B_UNIT1 | 50656 | B | UNIT1 |  | Municipal Solid Waste | NY_Z_K | New York | Suffolk | 8.2 | 1991 | 9999 |  |  |  | 0.00967 | NEI 2019
Huntington Resource Recovery Facility | 50656_B_UNIT2 | 50656 | B | UNIT2 |  | Municipal Solid Waste | NY_Z_K | New York | Suffolk | 8.2 | 1991 | 9999 |  |  |  | 0.00967 | NEI 2019
Huntington Resource Recovery Facility | 50656_B_UNIT3 | 50656 | B | UNIT3 |  | Municipal Solid Waste | NY_Z_K | New York | Suffolk | 8.2 | 1991 | 9999 | 2019 | 0.89045 | 184117.1588 | 0.00967 | NEI 2019
Montgomery County Resource Recovery | 50657_B_1 | 50657 | B | 1 |  | Municipal Solid Waste | PJM_SMAC | Maryland | Montgomery | 18 | 1995 | 9999 |  |  |  | 0.05402 | Default Emission Factor
Montgomery County Resource Recovery | 50657_B_2 | 50657 | B | 2 |  | Municipal Solid Waste | PJM_SMAC | Maryland | Montgomery | 18 | 1995 | 9999 | 2019 | 0.138 | 91211.4212 | 0.00303 | NEI 2019
Montgomery County Resource Recovery | 50657_B_3 | 50657 | B | 3 |  | Municipal Solid Waste | PJM_SMAC | Maryland | Montgomery | 18 | 1995 | 9999 | 2019 | 0.164 | 91211.4212 | 0.0036 | NEI 2019
Covanta Fairfax Energy | 50658_B_1 | 50658 | B | 1 |  | Municipal Solid Waste | PJM_Dom | Virginia | Fairfax | 24.5 | 1990 | 9999 | 2017 | 0.44146 | 14391.25 | 0.06135 | NEI 2019
Covanta Fairfax Energy | 50658_B_2 | 50658 | B | 2 |  | Municipal Solid Waste | PJM_Dom | Virginia | Fairfax | 24.5 | 1990 | 9999 | 2017 | 0.34611 | 14391.25 | 0.0481 | NEI 2019
Covanta Fairfax Energy | 50658_B_3 | 50658 | B | 3 |  | Municipal Solid Waste | PJM_Dom | Virginia | Fairfax | 24.5 | 1990 | 9999 | 2019 | 0.44675 | 180821.5 | 0.00494 | NEI 2019
Covanta Fairfax Energy | 50658_B_4 | 50658 | B | 4 |  | Municipal Solid Waste | PJM_Dom | Virginia | Fairfax | 24.5 | 1990 | 9999 | 2019 | 0.32347 | 180821.5 | 0.00358 | NEI 2019
Covanta Tulsa Renewable Energy LLC | 50660_B_1 | 50660 | B | 1 |  | Municipal Solid Waste | SPP_WEST | Oklahoma | Tulsa | 5.2 | 1986 | 9999 |  |  |  | 0.05402 | Default Emission Factor
Covanta Tulsa Renewable Energy LLC | 50660_B_2 | 50660 | B | 2 |  | Municipal Solid Waste | SPP_WEST | Oklahoma | Tulsa | 5.2 | 1986 | 9999 |  |  |  | 0.05402 | Default Emission Factor
Covanta Tulsa Renewable Energy LLC | 50660_B_3 | 50660 | B | 3 |  | Municipal Solid Waste | SPP_WEST | Oklahoma | Tulsa | 5.2 | 1986 | 9999 |  |  |  | 0.05402 | Default Emission Factor
Covanta Haverhill | 50661_B_A | 50661 | B | A |  | Municipal Solid Waste | NENGREST | Massachusetts | Essex | 21.4 | 1989 | 9999 | 2019 | 3.228 | 169123.5 | 0.03817 | NEI 2019
Covanta Haverhill | 50661_B_B | 50661 | B | B |  | Municipal Solid Waste | NENGREST | Massachusetts | Essex | 21.4 | 1989 | 9999 | 2019 | 3.2208 | 169123.5 | 0.03809 | NEI 2019
Onondaga County Resource Recovery | 50662_B_UNIT1 | 50662 | B | UNIT1 |  | Municipal Solid Waste | NY_Z_C&E | New York | Onondaga | 10 | 1995 | 9999 |  |  |  | 0.03073 | NEI 2019
Onondaga County Resource Recovery | 50662_B_UNIT2 | 50662 | B | UNIT2 |  | Municipal Solid Waste | NY_Z_C&E | New York | Onondaga | 10 | 1995 | 9999 |  |  |  | 0.03073 | NEI 2019
Onondaga County Resource Recovery | 50662_B_UNIT3 | 50662 | B | UNIT3 |  | Municipal Solid Waste | NY_Z_C&E | New York | Onondaga | 10 | 1995 | 9999 | 2019 | 3.4234 | 222822.7718 | 0.03073 | NEI 2019
Covanta Alexandria/Arlington Energy | 50663_B_B100 | 50663 | B | B100 |  | Municipal Solid Waste | PJM_Dom | Virginia | Alexandria City | 9.7 | 1987 | 9999 | 2019 | 0.52431 | 46580.2009 | 0.02251 | NEI 2019
Covanta Alexandria/Arlington Energy | 50663_B_B200 | 50663 | B | B200 |  | Municipal Solid Waste | PJM_Dom | Virginia | Alexandria City | 9.7 | 1987 | 9999 | 2019 | 0.58388 | 46580.2009 | 0.02507 | NEI 2019
Covanta Alexandria/Arlington Energy | 50663_B_B300 | 50663 | B | B300 |  | Municipal Solid Waste | PJM_Dom | Virginia | Alexandria City | 9.7 | 1987 | 9999 | 2019 | 0.53358 | 46580.2009 | 0.02291 | NEI 2019
Pasco Cnty Solid Waste Resource Recovery | 50666_B_B1 | 50666 | B | B1 |  | Municipal Solid Waste | FRCC | Florida | Pasco | 8.7 | 1991 | 9999 | 2019 | 0.19079 | 61840.3816 | 0.00617 | NEI 2019
Pasco Cnty Solid Waste Resource Recovery | 50666_B_B2 | 50666 | B | B2 |  | Municipal Solid Waste | FRCC | Florida | Pasco | 8.7 | 1991 | 9999 | 2019 | 0.23884 | 61840.3816 | 0.00772 | NEI 2019
Pasco Cnty Solid Waste Resource Recovery | 50666_B_B3 | 50666 | B | B3 |  | Municipal Solid Waste | FRCC | Florida | Pasco | 8.7 | 1991 | 9999 | 2019 | 0.37293 | 61840.3816 | 0.01206 | NEI 2019
Pinetree Power Tamworth | 50739_B_0100 | 50739 | B | 0100 |  | Biomass | NENGREST | New Hampshire | Carroll | 20 | 1987 | 9999 | 2017 | 5.5196 | 155354 | 0.07106 | NEI 2019
Starrett City Cogen Facility | 50743_B_1 | 50743 | B | 1 |  | O/G Steam | NY_Z_J | New York | Kings | 2.8 | 1974 | 9999 |  |  |  | 0.13352 | Default Emission Factor
Starrett City Cogen Facility | 50743_B_2 | 50743 | B | 2 |  | O/G Steam | NY_Z_J | New York | Kings | 2.8 | 1974 | 9999 |  |  |  | 0.13352 | Default Emission Factor
Starrett City Cogen Facility | 50743_B_3 | 50743 | B | 3 |  | O/G Steam | NY_Z_J | New York | Kings | 2.8 | 1974 | 9999 |  |  |  | 0.13352 | Default Emission Factor
Starrett City Cogen Facility | 50743_B_4 | 50743 | B | 4 |  | O/G Steam | NY_Z_J | New York | Kings | 2.8 | 1974 | 9999 |  |  |  | 0.13352 | Default Emission Factor
Viking Energy of McBain | 50770_B_B1 | 50770 | B | B1 |  | Biomass | MIS_LMI | Michigan | Missaukee | 16.3 | 1989 | 9999 | 2019 | 1.1981 | 143482 | 0.0167 | NEI 2019
Viking Energy of Lincoln | 50772_B_B1 | 50772 | B | B1 |  | Biomass | MIS_LMI | Michigan | Alcona | 16.3 | 1989 | 9999 | 2019 | 0.8465 | 144027 | 0.01176 | NEI 2019
Panther Creek Energy Facility | 50776_B_BLR1 | 50776 | B | BLR1 | 3693 | Coal Steam | PJM_WMAC | Pennsylvania | Carbon | 42 | 1992 | 9999 | 2019 | 0.3951 | 52691.5 | 0.015 | NEI 2019
Panther Creek Energy Facility | 50776_B_BLR2 | 50776 | B | BLR2 | 3694 | Coal Steam | PJM_WMAC | Pennsylvania | Carbon | 42 | 1992 | 9999 | 2019 | 0.3771 | 52691.5 | 0.01431 | NEI 2019
Port Wentworth Mill | 50804_B_4 | 50804 | B | 4 |  | Non-Fossil Waste | S_SOU | Georgia | Chatham | 29 | 1991 | 9999 |  |  |  | 0.42147 | Default Emission Factor
Port Wentworth Mill | 50804_B_RE01 | 50804 | B | RE01 |  | Non-Fossil Waste | S_SOU | Georgia | Chatham | 29 | 1979 | 9999 |  |  |  | 0.42147 | Default Emission Factor
Florence Mill | 50806_B_PB1 | 50806 | B | PB1 |  | O/G Steam | S_VACA | South Carolina | Florence | 3.3 | 1963 | 9999 |  |  |  | 0.13352 | Default Emission Factor
Florence Mill | 50806_B_PB3 | 50806 | B | PB3 | 88341 | Biomass | S_VACA | South Carolina | Florence | 7.2 | 1963 | 9999 | 2019 | 14.4907 | 28703.1332 | 1.0097 | NEI 2019
Florence Mill | 50806_B_PB4 | 50806 | B | PB4 | 88341 | Biomass | S_VACA | South Carolina | Florence | 74 | 1987 | 9999 | 2019 | 41.9163 | 292532.35 | 0.28658 | NEI 2019
Florence Mill | 50806_B_RBF | 50806 | B | RBF |  | Non-Fossil Waste | S_VACA | South Carolina | Florence | 14.3 | 1974 | 9999 | 2019 | 84.3228 | 39140.1428 | 4.3088 | NEI 2019
Hopewell Mill | 50813_B_CB1 | 50813 | B | CB1 |  | Non-Fossil Waste | PJM_Dom | Virginia | Hopewell City | 20.4 | 1980 | 9999 | 2019 | 27.504 | 262082 | 0.20989 | NEI 2019
Hopewell Mill | 50813_B_RB1 | 50813 | B | RB1 |  | Non-Fossil Waste | PJM_Dom | Virginia | Hopewell City | 20.4 | 1980 | 9999 |  |  |  | 0.20989 | NEI 2019
TES Filer City Station | 50835_B_1 | 50835 | B | 1 | 90183 | Coal Steam | MIS_LMI | Michigan | Manistee | 30 | 1990 | 9999 |  |  |  | 0.01094 | NEI 2019
TES Filer City Station | 50835_B_2 | 50835 | B | 2 | 90184 | Coal Steam | MIS_LMI | Michigan | Manistee | 30 | 1990 | 9999 | 2019 | 2.477 | 452985 | 0.01094 | NEI 2019
Southeast Resource Recovery | 50837_B_UNIT1 | 50837 | B | UNIT1 |  | Municipal Solid Waste | WECC_SCE | California | Los Angeles | 9.3 | 1988 | 9999 | 2017 | 3.34 | 61459.7187 | 0.10869 | NEI 2019
Southeast Resource Recovery | 50837_B_UNIT2 | 50837 | B | UNIT2 |  | Municipal Solid Waste | WECC_SCE | California | Los Angeles | 9.3 | 1988 | 9999 | 2019 | 3.49 | 61882.7145 | 0.11279 | NEI 2019
Southeast Resource Recovery | 50837_B_UNIT3 | 50837 | B | UNIT3 |  | Municipal Solid Waste | WECC_SCE | California | Los Angeles | 9.3 | 1988 | 9999 | 2017 | 2.61 | 61459.7187 | 0.08493 | NEI 2019
Hillsborough County Resource Recovery | 50858_B_MWC1B | 50858 | B | MWC1B |  | Municipal Solid Waste | FRCC | Florida | Hillsborough | 10.5 | 1987 | 9999 | 2019 | 0.08676 | 52075 | 0.00333 | NEI 2019
Hillsborough County Resource Recovery | 50858_B_MWC2C | 50858 | B | MWC2C |  | Municipal Solid Waste | FRCC | Florida | Hillsborough | 10.5 | 1987 | 9999 | 2019 | 0.09797 | 52075 | 0.00376 | NEI 2019
Hillsborough County Resource Recovery | 50858_B_MWC3D | 50858 | B | MWC3D |  | Municipal Solid Waste | FRCC | Florida | Hillsborough | 10.5 | 1987 | 9999 | 2019 | 0.076323 | 52075 | 0.00293 | NEI 2019
Hillsborough County Resource Recovery | 50858_B_MWC4E | 50858 | B | MWC4E |  | Municipal Solid Waste | FRCC | Florida | Hillsborough | 10.5 | 1987 | 9999 |  |  |  | 0.05402 | Default Emission Factor
Lancaster County Resource Recovery | 50859_B_BLR1 | 50859 | B | BLR1 |  | Municipal Solid Waste | PJM_WMAC | Pennsylvania | Lancaster | 10.8 | 1991 | 9999 | 2019 | 0.308 | 65464.6787 | 0.00941 | NEI 2019
Lancaster County Resource Recovery | 50859_B_BLR2 | 50859 | B | BLR2 |  | Municipal Solid Waste | PJM_WMAC | Pennsylvania | Lancaster | 10.8 | 1991 | 9999 | 2019 | 0.275 | 65464.6787 | 0.0084 | NEI 2019
Lancaster County Resource Recovery | 50859_B_BLR3 | 50859 | B | BLR3 |  | Municipal Solid Waste | PJM_WMAC | Pennsylvania | Lancaster | 10.8 | 1991 | 9999 | 2019 | 0.391 | 65464.6787 | 0.01195 | NEI 2019
Kent County Waste to Energy Facility | 50860_B_BLR1 | 50860 | B | BLR1 |  | Municipal Solid Waste | MIS_LMI | Michigan | Kent | 7.8 | 1990 | 9999 | 2019 | 0.54758 | 48024 | 0.02281 | NEI 2019
Kent County Waste to Energy Facility | 50860_B_BLR2 | 50860 | B | BLR2 |  | Municipal Solid Waste | MIS_LMI | Michigan | Kent | 7.8 | 1990 | 9999 | 2019 | 0.55231 | 48024 | 0.023 | NEI 2019
Wheelabrator Concord Facility | 50873_B_B1 | 50873 | B | B1 |  | Municipal Solid Waste | NENGREST | New Hampshire | Merrimack | 6 | 1989 | 9999 | 2019 | 0.40315 | 49672 | 0.01623 | NEI 2019
Wheelabrator Concord Facility | 50873_B_B2 | 50873 | B | B2 |  | Municipal Solid Waste | NENGREST | New Hampshire | Merrimack | 6 | 1989 | 9999 | 2017 | 0.90696 | 49679 | 0.03651 | NEI 2019
McKay Bay Facility | 50875_B_1 | 50875 | B | 1 |  | Municipal Solid Waste | FRCC | Florida | Hillsborough | 4.5 | 2001 | 9999 |  |  |  | 0.05402 | Default Emission Factor
McKay Bay Facility | 50875_B_2 | 50875 | B | 2 |  | Municipal Solid Waste | FRCC | Florida | Hillsborough | 4.5 | 2001 | 9999 |  |  |  | 0.05402 | Default Emission Factor
McKay Bay Facility | 50875_B_3 | 50875 | B | 3 |  | Municipal Solid Waste | FRCC | Florida | Hillsborough | 4.5 | 2001 | 9999 | 2019 | 1.1809 | 36150.25 | 0.06534 | NEI 2019
McKay Bay Facility | 50875_B_4 | 50875 | B | 4 |  | Municipal Solid Waste | FRCC | Florida | Hillsborough | 4.5 | 2001 | 9999 | 2019 | 1.174 | 36150.25 | 0.06495 | NEI 2019
Wheelabrator North Andover | 50877_B_B1 | 50877 | B | B1 |  | Municipal Solid Waste | NENGREST | Massachusetts | Essex | 15 | 1985 | 9999 | 2019 | 2.1758 | 109187.5 | 0.03985 | NEI 2019
Wheelabrator North Andover | 50877_B_B2 | 50877 | B | B2 |  | Municipal Solid Waste | NENGREST | Massachusetts | Essex | 15 | 1985 | 9999 | 2019 | 2.1353 | 109187.5 | 0.03911 | NEI 2019
Wheelabrator Millbury Facility | 50878_B_UNIT1 | 50878 | B | UNIT1 |  | Municipal Solid Waste | NENGREST | Massachusetts | Worcester | 20 | 1987 | 9999 | 2019 | 2.3833 | 155190.5 | 0.03072 | NEI 2019
Wheelabrator Millbury Facility | 50878_B_UNIT2 | 50878 | B | UNIT2 |  | Municipal Solid Waste | NENGREST | Massachusetts | Worcester | 20 | 1987 | 9999 | 2019 | 2.4555 | 155190.5 | 0.03165 | NEI 2019
Wheelabrator Saugus | 50880_B_UNIT1 | 50880 | B | UNIT1 |  | Municipal Solid Waste | NENGREST | Massachusetts | Essex | 16 | 1975 | 9999 | 2019 | 1.9942 | 90423.5 | 0.04411 | NEI 2019
Wheelabrator Saugus | 50880_B_UNIT2 | 50880 | B | UNIT2 |  | Municipal Solid Waste | NENGREST | Massachusetts | Essex | 16 | 1975 | 9999 | 2019 | 1.9199 | 90423.5 | 0.04247 | NEI 2019
Wheelabrator Shasta | 50881_B_BLR1 | 50881 | B | BLR1 |  | Biomass | WEC_CALN | California | Shasta | 18.8 | 1987 | 9999 | 2019 | 19.22 | 87073.1293 | 0.44147 | NEI 2019
Wheelabrator Shasta | 50881_B_BLR2 | 50881 | B | BLR2 |  | Biomass | WEC_CALN | California | Shasta | 18.8 | 1987 | 9999 | 2019 | 14.63 | 87073.1293 | 0.33604 | NEI 2019
Wheelabrator Shasta | 50881_B_BLR3 | 50881 | B | BLR3 |  | Biomass | WEC_CALN | California | Shasta | 18.8 | 1987 | 9999 | 2019 | 31.15 | 87073.1293 | 0.71549 | NEI 2019
Wheelabrator Westchester | 50882_B_1 | 50882 | B | 1 |  | Municipal Solid Waste | NY_Z_G-I | New York | Westchester | 17 | 1984 | 9999 | 2019 | 11.8409 | 125666.41 | 0.18845 | NEI 2019
Wheelabrator Westchester | 50882_B_2 | 50882 | B | 2 |  | Municipal Solid Waste | NY_Z_G-I | New York | Westchester | 17 | 1984 | 9999 | 2019 | 10.4952 | 125666.41 | 0.16703 | NEI 2019
Wheelabrator Westchester | 50882_B_3 | 50882 | B | 3 |  | Municipal Solid Waste | NY_Z_G-I | New York | Westchester | 17 | 1984 | 9999 | 2019 | 11.8042 | 125666.41 | 0.18787 | NEI 2019
Wheelabrator Bridgeport | 50883_B_BLR1 | 50883 | B | BLR1 |  | Municipal Solid Waste | NENG_CT | Connecticut | Fairfield | 19.3 | 1988 | 9999 | 2019 | 2.5446 | 156293.4371 | 0.03256 | NEI 2019
Wheelabrator Bridgeport | 50883_B_BLR2 | 50883 | B | BLR2 |  | Municipal Solid Waste | NENG_CT | Connecticut | Fairfield | 19.3 | 1988 | 9999 | 2019 | 2.512 | 156293.4371 | 0.03214 | NEI 2019
Wheelabrator Bridgeport | 50883_B_BLR3 | 50883 | B | BLR3 |  | Municipal Solid Waste | NENG_CT | Connecticut | Fairfield | 19.3 | 1988 | 9999 | 2019 | 2.5681 | 156293.4371 | 0.03286 | NEI 2019
Pinellas County Resource Recovery | 50884_B_B101 | 50884 | B | B101 |  | Municipal Solid Waste | FRCC | Florida | Pinellas | 20.6 | 1983 | 9999 | 2019 | 3.3129 | 148204 | 0.04471 | NEI 2019
Pinellas County Resource Recovery | 50884_B_B102 | 50884 | B | B102 |  | Municipal Solid Waste | FRCC | Florida | Pinellas | 20.6 | 1983 | 9999 | 2019 | 3.3549 | 148204 | 0.04527 | NEI 2019
Pinellas County Resource Recovery | 50884_B_B103 | 50884 | B | B103 |  | Municipal Solid Waste | FRCC | Florida | Pinellas | 17 | 1986 | 9999 | 2019 | 3.0219 | 148539 | 0.04069 | NEI 2019
Wheelabrator Gloucester LP | 50885_B_BLR1 | 50885 | B | BLR1 |  | Municipal Solid Waste | PJM_EMAC | New Jersey | Gloucester | 6 | 1990 | 9999 |  |  |  | 0.06577 | NEI 2019
Wheelabrator Gloucester LP | 50885_B_BLR2 | 50885 | B | BLR2 |  | Municipal Solid Waste | PJM_EMAC | New Jersey | Gloucester | 6 | 1990 | 9999 | 2019 | 2.723 | 82810 | 0.06577 | NEI 2019
Spokane Waste to Energy | 50886_B_1-1A | 50886 | B | 1-1A |  | Municipal Solid Waste | WECC_PNW | Washington | Spokane | 11.4 | 1991 | 9999 | 2017 | 0.2 | 57937.5 | 0.0069 | NEI 2019
Spokane Waste to Energy | 50886_B_1-1B | 50886 | B | 1-1B |  | Municipal Solid Waste | WECC_PNW | Washington | Spokane | 11.4 | 1991 | 9999 | 2019 | 0.1 | 60515.5 | 0.00331 | NEI 2019
Wheelabrator South Broward | 50887_B_BLR1 | 50887 | B | BLR1 |  | Municipal Solid Waste | FRCC | Florida | Broward | 18 | 1991 | 9999 | 2019 | 3.4881 | 134788.6521 | 0.05176 | NEI 2019
Wheelabrator South Broward | 50887_B_BLR2 | 50887 | B | BLR2 |  | Municipal Solid Waste | FRCC | Florida | Broward | 18 | 1991 | 9999 | 2019 | 3.6344 | 134788.6521 | 0.05393 | NEI 2019
Wheelabrator South Broward | 50887_B_BLR3 | 50887 | B | BLR3 |  | Municipal Solid Waste | FRCC | Florida | Broward | 18 | 1991 | 9999 | 2019 | 3.7172 | 134788.6521 | 0.05516 | NEI 2019
Northampton Generating Company LP | 50888_B_BLR1 | 50888 | B | BLR1 | 3702 | Coal Steam | PJM_WMAC | Pennsylvania | Northampton | 112 | 1995 | 9999 | 2019 | 1.4 | 154377 | 0.01814 | NEI 2019
Covington Facility | 50900_B_10PB | 50900 | B | 10PB | 10098 | O/G Steam | PJM_Dom | Virginia | Covington City | 6.4 | 1962 | 9999 |  |  |  | 0.13352 | Default Emission Factor
Covington Facility | 50900_B_11PB | 50900 | B | 11PB | 10094 | O/G Steam | PJM_Dom | Virginia | Covington City | 6.7 | 1994 | 9999 |  |  |  | 0.13352 | Default Emission Factor
Covington Facility | 50900_B_1PB | 50900 | B | 1PB |  | Biomass | PJM_Dom | Virginia | Covington City | 37 | 2013 | 9999 | 2019 | 1.3068 | 194905.7216 | 0.01341 | NEI 2019
Covington Facility | 50900_B_1RB | 50900 | B | 1RB |  | Non-Fossil Waste | PJM_Dom | Virginia | Covington City | 17.1 | 1972 | 9999 | 2019 | 55.5924 | 108773.5805 | 1.0222 | NEI 2019
Covington Facility | 50900_B_2RB | 50900 | B | 2RB |  | Non-Fossil Waste | PJM_Dom | Virginia | Covington City | 64 | 1992 | 9999 | 2019 | 24.2921 | 356349.7504 | 0.13634 | NEI 2019
Covington Facility | 50900_B_6PB | 50900 | B | 6PB | 10093 | O/G Steam | PJM_Dom | Virginia | Covington City | 10.7 | 1926 | 9999 |  |  |  | 0.13352 | Default Emission Factor
Covington Facility | 50900_B_9PB | 50900 | B | 9PB | 10097 | Coal Steam | PJM_Dom | Virginia | Covington City | 14.7 | 1962 | 9999 |  |  |  | 0.03136 | Default Emission Factor
Yellowstone Energy LP | 50931_B_BLR1 | 50931 | B | BLR1 |  | Coal Steam | WECC_MT | Montana | Yellowstone | 26 | 1995 | 9999 | 2017 | 8.9811 | 229721.5 | 0.07819 | NEI 2019
Yellowstone Energy LP | 50931_B_BLR2 | 50931 | B | BLR2 |  | Coal Steam | WECC_MT | Montana | Yellowstone | 26 | 1995 | 9999 |  |  |  | 0.03836 | Default Emission Factor
Sunnyside Cogen Associates | 50951_B_1 | 50951 | B | 1 | 90986 | Coal Steam | WECC_UT | Utah | Carbon | 51 | 1993 | 9999 | 2017 | 9.9369 | 414371 | 0.04796 | NEI 2019
Union County Resource Recovery | 50960_B_UNIT1 | 50960 | B | UNIT1 |  | Municipal Solid Waste | PJM_EMAC | New Jersey | Union | 12.5 | 1994 | 9999 |  |  |  | 0.00413 | NEI 2019
Union County Resource Recovery | 50960_B_UNIT2 | 50960 | B | UNIT2 |  | Municipal Solid Waste | PJM_EMAC | New Jersey | Union | 12.5 | 1994 | 9999 |  |  |  | 0.00413 | NEI 2019
Union County Resource Recovery | 50960_B_UNIT3 | 50960 | B | UNIT3 |  | Municipal Solid Waste | PJM_EMAC | New Jersey | Union | 12.5 | 1994 | 9999 | 2019 | 0.6076 | 294397.056 | 0.00413 | NEI 2019
Scrubgrass Generating Plant | 50974_B_UNIT 1 | 50974 | B | UNIT 1 | 3706 | Coal Steam | PJM_PENE | Pennsylvania | Venango | 43 | 1993 | 9999 | 2019 | 1.7408 | 120538.5 | 0.02888 | NEI 2019
Scrubgrass Generating Plant | 50974_B_UNIT 2 | 50974 | B | UNIT 2 | 3707 | Coal Steam | PJM_PENE | Pennsylvania | Venango | 43 | 1993 | 9999 | 2019 | 1.5771 | 120538.5 | 0.02617 | NEI 2019
Ryegate Power Station | 51026_B_BLR1 | 51026 | B | BLR1 |  | Biomass | NENGREST | Vermont | Caledonia | 20 | 1992 | 9999 | 2017 | 4.7535 | 165945 | 0.05729 | NEI 2019
MacArthur Waste to Energy Facility | 51038_B_B1 | 51038 | B | B1 |  | Municipal Solid Waste | NY_Z_K | New York | Suffolk | 5.5 | 1990 | 9999 |  |  |  | 0.28687 | NEI 2019
MacArthur Waste to Energy Facility | 51038_B_B2 | 51038 | B | B2 |  | Municipal Solid Waste | NY_Z_K | New York | Suffolk | 5.5 | 1990 | 9999 | 2019 | 7.229 | 50399 | 0.28687 | NEI 2019
Lee County Solid Waste Energy | 52010_B_BLR1 | 52010 | B | BLR1 |  | Municipal Solid Waste | FRCC | Florida | Lee | 19.5 | 1994 | 9999 |  |  |  | 0.05402 | Default Emission Factor
Lee County Solid Waste Energy | 52010_B_BLR2 | 52010 | B | BLR2 |  | Municipal Solid Waste | FRCC | Florida | Lee | 19.5 | 1994 | 9999 |  |  |  | 0.05402 | Default Emission Factor
Lee County Solid Waste Energy | 52010_B_BLR3 | 52010 | B | BLR3 |  | Municipal Solid Waste | FRCC | Florida | Lee | 16 | 2007 | 9999 |  |  |  | 0.05402 | Default Emission Factor
Riverbay | 52168_B_U00003 | 52168 | B | U00003 |  | O/G Steam | NY_Z_J | New York | Bronx | 4.6 | 2011 | 9999 |  |  |  | 0.13352 | Default Emission Factor
Riverbay | 52168_B_U00004 | 52168 | B | U00004 |  | O/G Steam | NY_Z_J | New York | Bronx | 4.6 | 2011 | 9999 |  |  |  | 0.13352 | Default Emission Factor
Riverbay | 52168_B_U00006 | 52168 | B | U00006 |  | O/G Steam | NY_Z_J | New York | Bronx | 4.6 | 2011 | 9999 |  |  |  | 0.13352 | Default Emission Factor
Delaware City Plant | 52193_B_BLR2 | 52193 | B | BLR2 |  | Fossil Waste | PJM_EMAC | Delaware | New Castle | 25 | 1956 | 9999 | 2019 | 1.2 | 60478.9864 | 0.03968 | NEI 2019
Delaware City Plant | 52193_B_BLR3 | 52193 | B | BLR3 |  | Fossil Waste | PJM_EMAC | Delaware | New Castle | 27 | 1956 | 9999 | 2019 | 0.34 | 63431.0632 | 0.01072 | NEI 2019
Delaware City Plant | 52193_B_BLR4 | 52193 | B | BLR4 | 3736 | Fossil Waste | PJM_EMAC | Delaware | New Castle | 33 | 1962 | 9999 | 2019 | 0.70225 | 79657.8387 | 0.01763 | NEI 2019
Delaware City Plant | 52193_B_HRSG 1 | 52193 | B | HRSG 1 |  | Fossil Waste | PJM_EMAC | Delaware | New Castle | 24.8 | 2000 | 9999 |  |  |  | 0.17237 | Default Emission Factor
Delaware City Plant | 52193_B_HRSG 2 | 52193 | B | HRSG 2 |  | Fossil Waste | PJM_EMAC | Delaware | New Castle | 24.8 | 2000 | 9999 |  |  |  | 0.17237 | Default Emission Factor
Hayden | 525_B_H1 | 525 | B | H1 | 317 | Coal Steam | WECC_CO | Colorado | Routt | 179 | 1976 | 2028 | 2017 | 17.7095 | 1189363 | 0.02978 | NEI 2019
Hayden | 525_B_H2 | 525 | B | H2 | 318 | Coal Steam | WECC_CO | Colorado | Routt | 262 | 1976 | 2027 | 2017 | 20.4504 | 1409488 | 0.02902 | NEI 2019
WestRock Southeast, LLC. | 54004_B_HRSG | 54004 | B | HRSG |  | Biomass | S_SOU | Georgia | Laurens | 22 | 1989 | 9999 | 2019 | 0.040746 | 97692 | 0.00083 | NEI 2019
WestRock Southeast, LLC. | 54004_B_PB2 | 54004 | B | PB2 |  | Biomass | S_SOU | Georgia | Laurens | 22 | 1989 | 9999 | 2019 | 35.7654 | 97692 | 0.73221 | NEI 2019
Spruance Genco LLC | 54081_B_3A | 54081 | B | 3A | 88192 | O/G Steam | PJM_Dom | Virginia | Richmond City | 21.2 | 1992 | 9999 |  |  |  | 0.13352 | Default Emission Factor
Spruance Genco LLC | 54081_B_3B | 54081 | B | 3B | 88193 | O/G Steam | PJM_Dom | Virginia | Richmond City | 21.2 | 1992 | 9999 |  |  |  | 0.13352 | Default Emission Factor
Spruance Genco LLC | 54081_B_4A | 54081 | B | 4A | 88194 | O/G Steam | PJM_Dom | Virginia | Richmond City | 6.2 | 1992 | 9999 |  |  |  | 0.13352 | Default Emission Factor
Spruance Genco LLC | 54081_B_4B | 54081 | B | 4B | 88195 | O/G Steam | PJM_Dom | Virginia | Richmond City | 6.2 | 1992 | 9999 |  |  |  | 0.13352 | Default Emission Factor
ArcelorMittal Warren | 54207_B_1 | 54207 | B | 1 |  | Fossil Waste | PJM_ATSI | Ohio | Trumbull | 2.8 | 1965 | 9999 |  |  |  | 0.17237 | Default Emission Factor
ArcelorMittal Warren | 54207_B_2 | 54207 | B | 2 | 89332 | Fossil Waste | PJM_ATSI | Ohio | Trumbull | 7 | 1972 | 9999 | 2018 | 0.036649 | 17400 | 0.00421 | Ohio State Emissions Inventory
ArcelorMittal Warren | 54207_B_3 | 54207 | B | 3 | 9265 | Fossil Waste | PJM_ATSI | Ohio | Trumbull | 9.3 | 1981 | 9999 | 2018 | 0.048691 | 39520 | 0.00246 | Ohio State Emissions Inventory
Gillette SBMC | 54225_B_2 | 54225 | B | 2 |  | O/G Steam | NENGREST | Massachusetts | Suffolk | 2.5 | 1971 | 9999 |  |  |  | 0.13352 | Default Emission Factor
Gillette SBMC | 54225_B_3 | 54225 | B | 3 |  | O/G Steam | NENGREST | Massachusetts | Suffolk | 2.5 | 1971 | 9999 |  |  |  | 0.13352 | Default Emission Factor
Erving Paper Mills | 54228_B_2 | 54228 | B | 2 |  | O/G Steam | NENGREST | Massachusetts | Franklin | 0.3 | 2013 | 9999 |  |  |  | 0.13352 | Default Emission Factor
Stockton Biomass | 54238_B_BIOMS1 | 54238 | B | BIOMS1 | 90649 | Biomass | WEC_CALN | California | San Joaquin | 45 | 2014 | 9999 | 2017 | 1.5081 | 277873 | 0.01085 | NEI 2019
Goodyear Beaumont Chemical Plant | 54321_B_3B101 | 54321 | B | 3B101 |  | O/G Steam | MIS_WOTA | Texas | Jefferson | 1.6 | 1962 | 9999 |  |  |  | 0.13352 | Default Emission Factor
Goodyear Beaumont Chemical Plant | 54321_B_3B102 | 54321 | B | 3B102 |  | O/G Steam | MIS_WOTA | Texas | Jefferson | 1.6 | 1962 | 9999 |  |  |  | 0.13352 | Default Emission Factor
Goodyear Beaumont Chemical Plant | 54321_B_3B103 | 54321 | B | 3B103 |  | O/G Steam | MIS_WOTA | Texas | Jefferson | 1.6 | 1962 | 9999 |  |  |  | 0.13352 | Default Emission Factor
Goodyear Beaumont Chemical Plant | 54321_B_3B104 | 54321 | B | 3B104 |  | O/G Steam | MIS_WOTA | Texas | Jefferson | 1.6 | 1962 | 9999 |  |  |  | 0.13352 | Default Emission Factor
Goodyear Beaumont Chemical Plant | 54321_B_3B105 | 54321 | B | 3B105 |  | O/G Steam | MIS_WOTA | Texas | Jefferson | 1.6 | 1962 | 9999 |  |  |  | 0.13352 | Default Emission Factor
Goodyear Beaumont Chemical Plant | 54321_B_3B106 | 54321 | B | 3B106 |  | O/G Steam | MIS_WOTA | Texas | Jefferson | 1.6 | 1962 | 9999 |  |  |  | 0.13352 | Default Emission Factor
Goodyear Beaumont Chemical Plant | 54321_B_3B107 | 54321 | B | 3B107 |  | O/G Steam | MIS_WOTA | Texas | Jefferson | 1.6 | 1962 | 9999 |  |  |  | 0.13352 | Default Emission Factor
Goodyear Beaumont Chemical Plant | 54321_B_3B108 | 54321 | B | 3B108 |  | O/G Steam | MIS_WOTA | Texas | Jefferson | 1.6 | 1962 | 9999 |  |  |  | 0.13352 | Default Emission Factor
Rio Grande Valley Sugar Growers | 54338_B_1 | 54338 | B | 1 |  | Biomass | ERC_REST | Texas | Hidalgo | 3.5 | 1973 | 9999 |  |  |  | 0.47976 | Default Emission Factor
Rio Grande Valley Sugar Growers | 54338_B_2 | 54338 | B | 2 |  | Biomass | ERC_REST | Texas | Hidalgo | 3.5 | 1973 | 9999 |  |  |  | 0.47976 | Default Emission Factor
Rio Grande Valley Sugar Growers | 54338_B_3 | 54338 | B | 3 |  | Biomass | ERC_REST | Texas | Hidalgo | 3.5 | 1973 | 9999 |  |  |  | 0.47976 | Default Emission Factor
Rio Grande Valley Sugar Growers | 54338_B_4 | 54338 | B | 4 |  | Biomass | ERC_REST | Texas | Hidalgo | 3.5 | 1973 | 9999 |  |  |  | 0.47976 | Default Emission Factor
Rio Grande Valley Sugar Growers | 54338_B_6 | 54338 | B | 6 |  | Biomass | ERC_REST | Texas | Hidalgo | 3.5 | 2009 | 9999 |  |  |  | 0.47976 | Default Emission Factor
UW Madison Charter Street Plant | 54408_B_B05 | 54408 | B | B05 |  | O/G Steam | MIS_WUMS | Wisconsin | Dane | 1.9 | 2013 | 9999 |  |  |  | 0.13352 | Default Emission Factor
UW Madison Charter Street Plant | 54408_B_B06 | 54408 | B | B06 |  | O/G Steam | MIS_WUMS | Wisconsin | Dane | 1.9 | 2013 | 9999 |  |  |  | 0.13352 | Default Emission Factor
UW Madison Charter Street Plant | 54408_B_B07 | 54408 | B | B07 |  | O/G Steam | MIS_WUMS | Wisconsin | Dane | 1.9 | 2013 | 9999 |  |  |  | 0.13352 | Default Emission Factor
UW Madison Charter Street Plant | 54408_B_B08 | 54408 | B | B08 |  | O/G Steam | MIS_WUMS | Wisconsin | Dane | 1.9 | 2013 | 9999 |  |  |  | 0.13352 | Default Emission Factor
UW Madison Charter Street Plant | 54408_B_B09 | 54408 | B | B09 |  | O/G Steam | MIS_WUMS | Wisconsin | Dane | 1.9 | 2012 | 9999 |  |  |  | 0.13352 | Default Emission Factor
Cadillac Renewable Energy | 54415_B_101613 | 54415 | B | 101613 | 90201 | Biomass | MIS_LMI | Michigan | Wexford | 38 | 1993 | 9999 | 2019 | 0.749 | 95712 | 0.01565 | NEI 2019
Alabama Pine Pulp | 54429_B_PB2 | 54429 | B | PB2 |  | Non-Fossil Waste | S_SOU | Alabama | Monroe | 34 | 1991 | 9999 | 2019 | 0.895 | 217245.31 | 0.00824 | NEI 2019
Alabama Pine Pulp | 54429_B_RB2 | 54429 | B | RB2 |  | Non-Fossil Waste | S_SOU | Alabama | Monroe | 34 | 1991 | 9999 | 2019 | 8.162 | 217245.31 | 0.07514 | NEI 2019
Riverwood International Macon Mill | 54464_B_B002 | 54464 | B | B002 |  | O/G Steam | S_SOU | Georgia | Bibb | 12.3 | 1948 | 9999 |  |  |  | 0.13352 | Default Emission Factor
Riverwood International Macon Mill | 54464_B_B003 | 54464 | B | B003 |  | Biomass | S_SOU | Georgia | Bibb | 12.3 | 1980 | 9999 | 2019 | 28.5394 | 81213.0929 | 0.70283 | NEI 2019
Riverwood International Macon Mill | 54464_B_B004 | 54464 | B | B004 |  | Biomass | S_SOU | Georgia | Bibb | 40 | 2013 | 9999 | 2019 | 19.4229 | 236893.06 | 0.16398 | NEI 2019
Riverwood International Macon Mill | 54464_B_D001 | 54464 | B | D001 |  | Non-Fossil Waste | S_SOU | Georgia | Bibb | 12.3 | 1994 | 9999 | 2019 | 35.7178 | 81213.0929 | 0.87961 | NEI 2019
Formosa Plastics | 54518_B_HRSG2 | 54518 | B | HRSG2 |  | O/G Steam | MIS_LA | Louisiana | East Baton Rouge | 8 | 1990 | 9999 |  |  |  | 0.13352 | Default Emission Factor
Formosa Plastics | 54518_B_HRSG3 | 54518 | B | HRSG3 |  | O/G Steam | MIS_LA | Louisiana | East Baton Rouge | 8 | 1996 | 9999 |  |  |  | 0.13352 | Default Emission Factor
Ingredion Incorporated | 54556_B_BLR10 | 54556 | B | BLR10 | 89733 | Coal Steam | PJM_COMD | Illinois | Cook | 10.6 | 2006 | 2030 | 2019 | 2.2711 | 60438 | 0.07515 | NEI 2019
Ingredion Incorporated | 54556_B_BLR6 | 54556 | B | BLR6 | 10116 | Coal Steam | PJM_COMD | Illinois | Cook | 10.6 | 2003 | 2030 | 2019 | 2.0049 | 60438 | 0.06635 | NEI 2019
Ingredion Incorporated | 54556_B_BLR7 | 54556 | B | BLR7 | 88140 | Coal Steam | PJM_COMD | Illinois | Cook | 10.6 | 2004 | 2030 | 2019 | 1.4019 | 60438 | 0.04639 | NEI 2019
Ingredion Incorporated | 54556_B_BLR8 | 54556 | B | BLR8 | 88141 | Coal Steam | PJM_COMD | Illinois | Cook | 10.6 | 2018 | 2030 |  |  |  | 0.03836 | Default Emission Factor
Longview Fibre | 54562_B_PB20 | 54562 | B | PB20 |  | Non-Fossil Waste | WECC_PNW | Washington | Cowlitz | 15.7 | 1976 | 9999 |  |  |  | 0.42147 | Default Emission Factor
Longview Fibre | 54562_B_RF19 | 54562 | B | RF19 |  | Non-Fossil Waste | WECC_PNW | Washington | Cowlitz | 15.7 | 1976 | 9999 | 2019 | 3.98 | 73668.2633 | 0.10805 | NEI 2019
Longview Fibre | 54562_B_RF22 | 54562 | B | RF22 |  | Non-Fossil Waste | WECC_PNW | Washington | Cowlitz | 15.7 | 1992 | 9999 | 2019 | 8.62 | 73668.2633 | 0.23402 | NEI 2019
Montville Station | 546_B_5 | 546 | B | 5 | 343 | O/G Steam | NENG_CT | Connecticut | New London | 81 | 1954 | 9999 | 2019 | 0.27106 | 7676 | 0.07063 | NEI 2019
Montville Station | 546_B_6 | 546 | B | 6 | 344 | O/G Steam | NENG_CT | Connecticut | New London | 410 | 1971 | 9999 | 2019 | 0.10953 | 2358 | 0.0929 | NEI 2019
Pinetree Power Fitchburg | 54620_B_B1 | 54620 | B | B1 |  | Biomass | NENGREST | Massachusetts | Worcester | 16 | 1992 | 9999 | 2019 | 4.5515 | 91658 | 0.09932 | NEI 2019
Covanta Plymouth Renewable Energy | 54625_B_1 | 54625 | B | 1 |  | Municipal Solid Waste | PJM_EMAC | Pennsylvania | Montgomery | 14 | 1992 | 9999 | 2019 | 2.3624 | 101493 | 0.04655 | NEI 2019
Covanta Plymouth Renewable Energy | 54625_B_2 | 54625 | B | 2 |  | Municipal Solid Waste | PJM_EMAC | Pennsylvania | Montgomery | 14 | 1992 | 9999 | 2019 | 1.7296 | 101493 | 0.03408 | NEI 2019
Mt Poso Cogeneration | 54626_B_BL01 | 54626 | B | BL01 |  | Biomass | WEC_CALN | California | Kern | 42 | 1989 | 9999 |  |  |  | 0.47976 | Default Emission Factor
Okeelanta Cogeneration | 54627_B_A | 54627 | B | A |  | Biomass | FRCC | Florida | Palm Beach | 35 | 1995 | 9999 | 2019 | 27.2613 | 26290.6198 | 2.0738 | NEI 2019
Okeelanta Cogeneration | 54627_B_B | 54627 | B | B |  | Biomass | FRCC | Florida | Palm Beach | 35 | 1995 | 9999 | 2019 | 16.9569 | 26290.6198 | 1.29 | NEI 2019
Okeelanta Cogeneration | 54627_B_C | 54627 | B | C |  | Biomass | FRCC | Florida | Palm Beach | 35 | 1995 | 9999 | 2019 | 15.4955 | 26290.6198 | 1.1788 | NEI 2019
St Nicholas Cogen Project | 54634_B_1 | 54634 | B | 1 | 3787 | Coal Steam | PJM_WMAC | Pennsylvania | Schuylkill | 86 | 1990 | 9999 | 2019 | 22.9 | 600494 | 0.07627 | NEI 2019
CII Carbon LLC | 54677_B_HRB | 54677 | B | HRB |  | Non-Fossil Waste | MIS_AMSO | Louisiana | St Bernard | 46 | 1981 | 9999 |  |  |  | 0.42147 | Default Emission Factor
Wheelabrator Falls | 54746_B_1 | 54746 | B | 1 |  | Municipal Solid Waste | PJM_EMAC | Pennsylvania | Bucks | 22 | 1994 | 9999 | 2019 | 1.68 | 146633.5 | 0.02291 | NEI 2019
Wheelabrator Falls | 54746_B_2 | 54746 | B | 2 |  | Municipal Solid Waste | PJM_EMAC | Pennsylvania | Bucks | 22 | 1994 | 9999 | 2019 | 2.87 | 146633.5 | 0.03915 | NEI 2019
Genesee Power Station LP | 54751_B_BLR1 | 54751 | B | BLR1 | 90200 | Biomass | MIS_LMI | Michigan | Genesee | 35 | 1995 | 9999 | 2019 | 9.3398 | 86651 | 0.21557 | NEI 2019
Wheelabrator Lisbon | 54758_B_BW1 | 54758 | B | BW1 |  | Municipal Solid Waste | NENG_CT | Connecticut | New London | 7 | 1995 | 9999 | 2019 | 0.26158 | 50378 | 0.01039 | NEI 2019
Wheelabrator Lisbon | 54758_B_BW2 | 54758 | B | BW2 |  | Municipal Solid Waste | NENG_CT | Connecticut | New London | 7 | 1995 | 9999 | 2019 | 0.26475 | 50378 | 0.01051 | NEI 2019
University of Iowa Main Power Plant | 54775_B_BLR10 | 54775 | B | BLR10 |  | O/G Steam | MIS_MIDA | Iowa | Johnson | 7.7 | 1987 | 9999 | 2019 | 5.5925 | 13388.7427 | 0.8354 | NEI 2019
University of Iowa Main Power Plant | 54775_B_BLR11 | 54775 | B | BLR11 |  | O/G Steam | MIS_MIDA | Iowa | Johnson | 7.7 | 1987 | 9999 |  |  |  | 0.13352 | Default Emission Factor
University of Iowa Main Power Plant | 54775_B_BLR7 | 54775 | B | BLR7 |  | O/G Steam | MIS_MIDA | Iowa | Johnson | 7.7 | 1991 | 9999 |  |  |  | 0.13352 | Default Emission Factor
University of Iowa Main Power Plant | 54775_B_BLR8 | 54775 | B | BLR8 |  | O/G Steam | MIS_MIDA | Iowa | Johnson | 7.7 | 1991 | 9999 |  |  |  | 0.13352 | Default Emission Factor
Grays Ferry Cogeneration | 54785_B_1CT | 54785 | B | 1CT | 3798 | Combined Cycle | PJM_EMAC | Pennsylvania | Philadelphia | 27 | 1997 | 9999 |  |  |  | 0.01609 | Default Emission Factor
Grays Ferry Cogeneration | 54785_B_B25 | 54785 | B | B25 |  | Combined Cycle | PJM_EMAC | Pennsylvania | Philadelphia | 30 | 1997 | 9999 |  |  |  | 0.00112 | NEI 2019
Indiana Harbor E 5 AC Station | 54995_B_501 | 54995 | B | 501 |  | Fossil Waste | MIS_INKY | Indiana | Lake | 22.5 | 1978 | 9999 |  |  |  | 0.17237 | Default Emission Factor
Indiana Harbor E 5 AC Station | 54995_B_502 | 54995 | B | 502 |  | Fossil Waste | MIS_INKY | Indiana | Lake | 22.5 | 1978 | 9999 |  |  |  | 0.17237 | Default Emission Factor
Indiana Harbor E 5 AC Station | 54995_B_503 | 54995 | B | 503 |  | Fossil Waste | MIS_INKY | Indiana | Lake | 22.5 | 1978 | 9999 |  |  |  | 0.17237 | Default Emission Factor
Indiana Harbor E 5 AC Station | 54995_B_504 | 54995 | B | 504 |  | Fossil Waste | MIS_INKY | Indiana | Lake | 22.5 | 2012 | 9999 |  |  |  | 0.17237 | Default Emission Factor
Wheelabrator Portsmouth | 54998_B_12300 | 54998 | B | 12300 |  | Municipal Solid Waste | PJM_Dom | Virginia | Portsmouth City | 11.6 | 1988 | 9999 | 2017 | 0.8494 | 64014.25 | 0.02654 | NEI 2019
Wheelabrator Portsmouth | 54998_B_12400 | 54998 | B | 12400 |  | Municipal Solid Waste | PJM_Dom | Virginia | Portsmouth City | 11.6 | 1988 | 9999 | 2019 | 1.0736 | 49134.75 | 0.0437 | NEI 2019
Wheelabrator Portsmouth | 54998_B_12500 | 54998 | B | 12500 |  | Municipal Solid Waste | PJM_Dom | Virginia | Portsmouth City | 11.6 | 1988 | 9999 | 2017 | 0.88342 | 64014.25 | 0.0276 | NEI 2019
Wheelabrator Portsmouth | 54998_B_12600 | 54998 | B | 12600 |  | Municipal Solid Waste | PJM_Dom | Virginia | Portsmouth City | 11.6 | 1988 | 9999 | 2017 | 0.85926 | 64014.25 | 0.02685 | NEI 2019
Kettle Falls Generating Station | 550_B_1 | 550 | B | 1 |  | Biomass | WECC_PNW | Washington | Stevens | 50 | 1984 | 9999 | 2019 | 24.3 | 316112 | 0.15374 | NEI 2019
Red Hills Generating Facility | 55076_B_AA001 | 55076 | B | AA001 | 3856 | Coal Steam | S_C_TVA | Mississippi | Choctaw | 220 | 2002 | 9999 | 2019 | 19.58 | 1183433 | 0.03309 | NEI 2019
Red Hills Generating Facility | 55076_B_AA002 | 55076 | B | AA002 | 3857 | Coal Steam | S_C_TVA | Mississippi | Choctaw | 220 | 2002 | 9999 | 2019 | 20.34 | 1183433 | 0.03438 | NEI 2019
Dearborn Industrial Generation | 55088_B_EUCTG1 | 55088 | B | EUCTG1 | 89291 | Fossil Waste | MIS_LMI | Michigan | Wayne | 83 | 2001 | 9999 | 2019 | 0.222 | 588803.1119 | 0.00075 | NEI 2019
Dearborn Industrial Generation | 55088_B_EUCTG2 | 55088 | B | EUCTG2 | 89292 | Fossil Waste | MIS_LMI | Michigan | Wayne | 83 | 2001 | 9999 | 2019 | 0.5935 | 588803.1119 | 0.00202 | NEI 2019
Dearborn Industrial Generation | 55088_B_EUCTG3 | 55088 | B | EUCTG3 | 89293 | Fossil Waste | MIS_LMI | Michigan | Wayne | 83 | 2001 | 9999 | 2019 | 0.3585 | 588803.1119 | 0.00122 | NEI 2019
Portside Energy | 55096_B_HRSG1 | 55096 | B | HRSG1 |  | O/G Steam | MIS_INKY | Indiana | Porter | 19 | 1997 | 9999 | 2019 | 1.3322 | 32736 | 0.08139 | NEI 2019
Air Products Port Arthur | 55309_B_HRSG | 55309 | B | HRSG |  | Fossil Waste | MIS_WOTA | Texas | Jefferson | 20.5 | 2007 | 9999 |  |  |  | 0.17237 | Default Emission Factor
Wygen 1 | 55479_B_3 | 55479 | B | 3 | 4852 | Coal Steam | WECC_WY | Wyoming | Campbell | 85 | 2003 | 9999 |  |  |  | 0.03136 | Default Emission Factor
Nacogdoches Power | 55708_B_BLR1 | 55708 | B | BLR1 | 9227 | Biomass | ERC_REST | Texas | Nacogdoches | 100 | 2012 | 9999 | 2019 | 0.11 | 71646 | 0.00307 | NEI 2019
Hardin Generator Project | 55749_B_PC1 | 55749 | B | PC1 | 9114 | Coal Steam | WECC_MT | Montana | Big Horn | 107 | 2006 | 9999 | 2017 | 0.8866 | 118345 | 0.01498 | NEI 2019
Prairie State Generating Station | 55856_B_PC1 | 55856 | B | PC1 | 90192 | Coal Steam | MIS_IL | Illinois | St Clair | 815 | 2012 | 2045 | 2017 | 15.1556 | 5078866 | 0.00597 | NEI 2019
Prairie State Generating Station | 55856_B_PC2 | 55856 | B | PC2 | 90193 | Coal Steam | MIS_IL | Illinois | St Clair | 815 | 2012 | 2045 | 2017 | 10.4166 | 5731826 | 0.00364 | NEI 2019
Sierra Pacific Aberdeen | 55882_B_BLR1 | 55882 | B | BLR1 |  | Biomass | WECC_PNW | Washington | Grays Harbor | 17.4 | 2003 | 9999 | 2019 | 1.47 | 117831 | 0.02495 | NEI 2019
Elm Road Generating Station | 56068_B_18 | 56068 | B | 18 | 89796 | Coal Steam | MIS_WUMS | Wisconsin | Milwaukee | 633 | 2010 | 9999 |  |  |  | 0.03136 | Default Emission Factor
Elm Road Generating Station | 56068_B_19 | 56068 | B | 19 | 89798 | Coal Steam | MIS_WUMS | Wisconsin | Milwaukee | 633 | 2011 | 9999 | 2019 | 3.9349 | 3589037 | 0.00219 | NEI 2019
Riceland Foods Cogeneration Plant | 56079_B_North | 56079 | B | North |  | Biomass | MIS_AR | Arkansas | Arkansas | 4 | 1996 | 9999 |  |  |  | 0.05205 | NEI 2019
Riceland Foods Cogeneration Plant | 56079_B_South | 56079 | B | South |  | Biomass | MIS_AR | Arkansas | Arkansas | 4 | 1996 | 9999 | 2019 | 0.58 | 22286 | 0.05205 | NEI 2019
Middletown | 562_B_2 | 562 | B | 2 | 353 | O/G Steam | NENG_CT | Connecticut | Middlesex | 117 | 1958 | 9999 | 2019 | 3.5245 | 68228 | 0.10331 | NEI 2019
Middletown | 562_B_3 | 562 | B | 3 | 354 | O/G Steam | NENG_CT | Connecticut | Middlesex | 236 | 1964 | 9999 | 2019 | 4.0863 | 129494 | 0.06311 | NEI 2019
Middletown | 562_B_4 | 562 | B | 4 | 355 | O/G Steam | NENG_CT | Connecticut | Middlesex | 400 | 1973 | 9999 | 2017 | 0.1265 | 20729 | 0.01221 | NEI 2019
TS Power Plant | 56224_B_BLR100 | 56224 | B | BLR100 | 89529 | Coal Steam | WECC_NNV | Nevada | Eureka | 218 | 2008 | 9999 | 2019 | 4.0476 | 1049081 | 0.00772 | NEI 2019
Trigen St. Louis | 56309_B_HRSG1 | 56309 | B | HRSG1 |  | O/G Steam | MIS_MO | Missouri | St Louis | 1.5 | 1999 | 9999 |  |  |  | 0.13352 | Default Emission Factor
Trigen St. Louis | 56309_B_HRSG2 | 56309 | B | HRSG2 |  | O/G Steam | MIS_MO | Missouri | St Louis | 1.5 | 1999 | 9999 |  |  |  | 0.13352 | Default Emission Factor
Wygen 2 | 56319_B_1 | 56319 | B | 1 | 89633 | Coal Steam | WECC_WY | Wyoming | Campbell | 90 | 2008 | 2048 |  |  |  | 0.03136 | Default Emission Factor
Stanton Energy Center | 564_B_1 | 564 | B | 1 | 368 | Coal Steam | FRCC | Florida | Orange | 460 | 1987 | 2025 | 2019 | 31.17 | 2000950 | 0.03116 | NEI 2019
Stanton Energy Center | 564_B_2 | 564 | B | 2 | 369 | Coal Steam | FRCC | Florida | Orange | 466 | 1996 | 9999 | 2019 | 39.5 | 2539309 | 0.03111 | NEI 2019
Sierra Pacific Burlington Facility | 56406_B_BLR1 | 56406 | B | BLR1 |  | Biomass | WECC_PNW | Washington | Skagit | 24.6 | 2007 | 9999 | 2017 | 4.3 | 159287 | 0.05399 | NEI 2019
Plum Point Energy Station | 56456_B_BLR1 | 56456 | B | BLR1 | 90208 | Coal Steam | MIS_AR | Arkansas | Mississippi | 680 | 2010 | 9999 | 2019 | 64.6455 | 3944609 | 0.03278 | NEI 2019
Roseburg Forest Products Biomass | 56469_B_FW-1 | 56469 | B | FW-1 |  | Biomass | WECC_PNW | California | Siskiyou | 9 | 1996 | 9999 |  |  |  | 0.47976 | Default Emission Factor
John W Turk Jr Power Plant | 56564_B_1 | 56564 | B | 1 | 90325 | Coal Steam | SPP_WEST | Arkansas | Hempstead | 609 | 2012 | 9999 |  |  |  | 0.03136 | Default Emission Factor
Wygen III | 56596_B_1 | 56596 | B | 1 | 90109 | Coal Steam | WECC_WY | Wyoming | Campbell | 100 | 2010 | 9999 | 2019 | 2.3386 | 762334 | 0.00614 | NEI 2019
Dry Fork Station | 56609_B_1 | 56609 | B | 1 | 90531 | Coal Steam | WECC_WY | Wyoming | Campbell | 380 | 2011 | 9999 |  |  |  | 0.03136 | Default Emission Factor
Sandy Creek Energy Station | 56611_B_S01 | 56611 | B | S01 | 90551 | Coal Steam | ERC_REST | Texas | McLennan | 933 | 2013 | 9999 | 2019 | 10.3948 | 5026547 | 0.00414 | NEI 2019
Novo BioPower Plant | 56616_B_4PB | 56616 | B | 4PB |  | Biomass | WECC_AZ | Arizona | Navajo | 22.2 | 2008 | 9999 | 2019 | 92.544 | 200151 | 0.92474 | NEI 2019
St Paul Cogeneration | 56643_B_7 | 56643 | B | 7 |  | Biomass | MIS_MNWI | Minnesota | Ramsey | 33 | 2003 | 9999 | 2019 | 18.457 | 148761 | 0.24814 | NEI 2019
Longview Power Plant | 56671_B_UHA01 | 56671 | B | UHA01 | 90398 | Coal Steam | PJM_AP | West Virginia | Monongalia | 700 | 2011 | 9999 | 2019 | 16.8514 | 5264653 | 0.0064 | NEI 2019
Ampersand Chowchilla Biomass LLC | 56706_B_SD200 | 56706 | B | SD200 |  | Biomass | WEC_CALN | California | Madera | 10.5 | 2008 | 9999 |  |  |  | 0.47976 | Default Emission Factor
El Nido Facility | 56707_B_SD200 | 56707 | B | SD200 |  | Biomass | WEC_CALN | California | Merced | 10.5 | 2008 | 9999 | 2017 | 0.22856 | 75294 | 0.00607 | NEI 2019
CFB Power Plant | 56708_B_H1101 | 56708 | B | H1101 |  | O/G Steam | ERC_REST | Texas | Calhoun | 143 | 2012 | 9999 | 2019 | 1.1234 | 455232 | 0.00494 | NEI 2019
CFB Power Plant | 56708_B_H1201 | 56708 | B | H1201 |  | O/G Steam | ERC_REST | Texas | Calhoun | 143 | 2012 | 9999 | 2019 | 1.2591 | 493123 | 0.00511 | NEI 2019
Evergreen BioPower LLC | 56781_B_3 | 56781 | B | 3 |  | Biomass | WECC_PNW | Oregon | Linn | 10 | 2007 | 9999 |  |  |  | 0.47976 | Default Emission Factor
Spiritwood Station | 56786_B_1 | 56786 | B | 1 | 90511 | Coal Steam | MIS_MAPP | North Dakota | Stutsman | 92 | 2014 | 9999 | 2019 | 19.7689 | 181335 | 0.21804 | NEI 2019
Virginia City Hybrid Energy Center | 56808_B_1 | 56808 | B | 1 | 90448 | Coal Steam | PJM_West | Virginia | Wise | 305 | 2012 | 9999 | 2019 | 13.3448 | 592540 | 0.04504 | NEI 2019
Virginia City Hybrid Energy Center | 56808_B_2 | 56808 | B | 2 | 90449 | Coal Steam | PJM_West | Virginia | Wise | 305 | 2012 | 9999 | 2019 | 21.4364 | 592540 | 0.07235 | NEI 2019
Plainfield Renewable Energy LLC | 56847_B_Boil | 56847 | B | Boil |  | Biomass | NENG_CT | Connecticut | Windham | 38 | 2013 | 9999 | 2019 | 1.4409 | 269188 | 0.01071 | NEI 2019
Haverhill North Cogeneration Facility | 56848_B_HRSG10 | 56848 | B | HRSG10 |  | Fossil Waste | PJM_West | Ohio | Scioto | 10.6 | 2010 | 9999 |  |  |  | 0.17237 | Default Emission Factor
Haverhill North Cogeneration Facility | 56848_B_HRSG6 | 56848 | B | HRSG6 |  | Fossil Waste | PJM_West | Ohio | Scioto | 10.6 | 2010 | 9999 |  |  |  | 0.17237 | Default Emission Factor
Haverhill North Cogeneration Facility | 56848_B_HRSG7 | 56848 | B | HRSG7 |  | Fossil Waste | PJM_West | Ohio | Scioto | 10.6 | 2010 | 9999 |  |  |  | 0.17237 | Default Emission Factor
Haverhill North Cogeneration Facility | 56848_B_HRSG8 | 56848 | B | HRSG8 |  | Fossil Waste | PJM_West | Ohio | Scioto | 10.6 | 2010 | 9999 |  |  |  | 0.17237 | Default Emission Factor
Haverhill North Cogeneration Facility | 56848_B_HRSG9 | 56848 | B | HRSG9 |  | Fossil Waste | PJM_West | Ohio | Scioto | 10.6 | 2010 | 9999 |  |  |  | 0.17237 | Default Emission Factor
Archer Daniels Midland Columbus | 57046_B_CFB1 | 57046 | B | CFB1 | 88220 | Coal Steam | SPP_NEBR | Nebraska | Platte | 30 | 2009 | 9999 |  |  |  | 0.03836 | Default Emission Factor
Archer Daniels Midland Columbus | 57046_B_CFB2 | 57046 | B | CFB2 | 88221 | Coal Steam | SPP_NEBR | Nebraska | Platte | 30 | 2009 | 9999 |  |  |  | 0.03836 | Default Emission Factor
Granite City Works | 57072_B_PB-1 | 57072 | B | PB-1 |  | Non-Fossil Waste | MIS_IL | Illinois | Madison | 78 | 2010 | 9999 |  |  |  | 0.42147 | Default Emission Factor
WestRock (WA) | 57099_B_4RB | 57099 | B | 4RB |  | Non-Fossil Waste | WECC_PNW | Washington | Pierce | 28 | 1973 | 9999 | 2019 | 23.7 | 143894 | 0.32941 | NEI 2019
WestRock (WA) | 57099_B_7PB | 57099 | B | 7PB |  | Non-Fossil Waste | WECC_PNW | Washington | Pierce | 28 | 1991 | 9999 | 2019 | 27 | 143894 | 0.37528 | NEI 2019
Newark America Mill | 57103_B_2 | 57103 | B | 2 |  | O/G Steam | NENGREST | Massachusetts | Worcester | 3 | 2007 | 9999 |  |  |  | 0.13352 | Default Emission Factor
Koda Biomass Plant | 57119_B_1111 | 57119 | B | 1111 |  | Biomass | MIS_MNWI | Minnesota | Scott | 20.3 | 2009 | 9999 | 2017 | 1.2942 | 138304 | 0.01872 | NEI 2019
Savannah River Site Biomass Cogen | 57138_B_HRSG1 | 57138 | B | HRSG1 |  | Biomass | S_VACA | South Carolina | Aiken | 9.5 | 2012 | 9999 | 2017 | 9.996 | 47610 | 0.41991 | NEI 2019
Savannah River Site Biomass Cogen | 57138_B_HRSG2 | 57138 | B | HRSG2 |  | Biomass | S_VACA | South Carolina | Aiken | 9.5 | 2012 | 9999 | 2017 | 9.9957 | 47610 | 0.4199 | NEI 2019
Deerhaven Renewable | 57241_B_BLR1 | 57241 | B | BLR1 | 90626 | Biomass | FRCC | Florida | Alachua | 102 | 2013 | 9999 | 2019 | 3.7033 | 593693 | 0.01248 | NEI 2019
Seneca Sustainable Energy LLC | 57457_B_1 | 57457 | B | 1 |  | Biomass | WECC_PNW | Oregon | Lane | 19.8 | 2011 | 9999 | 2017 | 5.09 | 117961 | 0.0863 | NEI 2019
Westervelt Moundville Cogen | 57467_B_TE | 57467 | B | TE |  | Biomass | S_SOU | Alabama | Hale | 4.1 | 2011 | 9999 |  |  |  | 0.47976 | Default Emission Factor
Westervelt Moundville Cogen | 57467_B_WE | 57467 | B | WE |  | Biomass | S_SOU | Alabama | Hale | 4.1 | 2011 | 9999 |  |  |  | 0.47976 | Default Emission Factor
Marlboro Mill | 57470_B_RF-P1 | 57470 | B | RF-P1 | 88372 | Non-Fossil Waste | S_VACA | South Carolina | Marlboro | 17.1 | 1990 | 9999 |  |  |  | 0.42147 | Default Emission Factor
Marlboro Mill | 57470_B_UA-P2 | 57470 | B | UA-P2 | 88372 | Non-Fossil Waste | S_VACA | South Carolina | Marlboro | 17.1 | 1991 | 9999 |  |  |  | 0.42147 | Default Emission Factor
Goodsprings Waste Heat Recovery | 57684_B_1 | 57684 | B | 1 |  | Non-Fossil Waste | WECC_NNV | Nevada | Clark | 6.5 | 2010 | 9999 |  |  |  | 0.42147 | Default Emission Factor
Middletown Coke Company, LLC | 57822_B_HRSG1 | 57822 | B | HRSG1 |  | Fossil Waste | PJM_West | Ohio | Butler | 9.4 | 2011 | 9999 |  |  |  | 0.17237 | Default Emission Factor
Middletown Coke Company, LLC | 57822_B_HRSG2 | 57822 | B | HRSG2 |  | Fossil Waste | PJM_West | Ohio | Butler | 9.4 | 2011 | 9999 |  |  |  | 0.17237 | Default Emission Factor
Middletown Coke Company, LLC | 57822_B_HRSG3 | 57822 | B | HRSG3 |  | Fossil Waste | PJM_West | Ohio | Butler | 9.4 | 2011 | 9999 |  |  |  | 0.17237 | Default Emission Factor
Middletown Coke Company, LLC | 57822_B_HRSG4 | 57822 | B | HRSG4 |  | Fossil Waste | PJM_West | Ohio | Butler | 9.4 | 2011 | 9999 |  |  |  | 0.17237 | Default Emission Factor
Middletown Coke Company, LLC | 57822_B_HRSG5 | 57822 | B | HRSG5 |  | Fossil Waste | PJM_West | Ohio | Butler | 9.4 | 2011 | 9999 |  |  |  | 0.17237 | Default Emission Factor
Palm Beach Renewable Energy Facility 2 | 57898_B_BLR3 | 57898 | B | BLR3 |  | Municipal Solid Waste | FRCC | Florida | Palm Beach | 28 | 2015 | 9999 | 2019 | 5.9141 | 178299.8837 | 0.06634 | NEI 2019
Palm Beach Renewable Energy Facility 2 | 57898_B_BLR4 | 57898 | B | BLR4 |  | Municipal Solid Waste | FRCC | Florida | Palm Beach | 28 | 2015 | 9999 | 2019 | 4.9334 | 178299.8837 | 0.05534 | NEI 2019
Palm Beach Renewable Energy Facility 2 | 57898_B_BLR5 | 57898 | B | BLR5 |  | Municipal Solid Waste | FRCC | Florida | Palm Beach | 28 | 2015 | 9999 | 2019 | 1.7198 | 178299.8837 | 0.01929 | NEI 2019
Piedmont Green Power | 57909_B_BLR1 | 57909 | B | BLR1 |  | Biomass | S_SOU | Georgia | Lamar | 55 | 2013 | 9999 |  |  |  | 0.47976 | Default Emission Factor
Roquette America | 57953_B_COGEN | 57953 | B | COGEN |  | Coal Steam | MIS_MO | Iowa | Lee | 32 | 2007 | 9999 | 2019 | 0.090442 | 94536 | 0.00191 | NEI 2019
Burgess BioPower | 58054_B_ST01 | 58054 | B | ST01 | 90824 | Biomass | NENGREST | New Hampshire | Coos | 68 | 2013 | 9999 | 2019 | 7.562 | 538914 | 0.02806 | NEI 2019
Rothschild Biomass Cogen Facility | 58124_B_1 | 58124 | B | 1 | 90829 | Biomass | MIS_WUMS | Wisconsin | Marathon | 46 | 2013 | 9999 |  |  |  | 0.47976 | Default Emission Factor
Grand Ave Plant | 58205_B_1 | 58205 | B | 1 |  | O/G Steam | SPP_N | Missouri | Jackson | 4.8 | 1991 | 9999 | 2017 | 6.28 | 35320 | 0.35561 | NEI 2019
Lake Charles Plant | 58310_B_B-1 | 58310 | B | B-1 |  | Non-Fossil Waste | MIS_WOTA | Louisiana | Calcasieu | 28 | 2012 | 9999 |  |  |  | 0.42147 | Default Emission Factor
Buena Vista Biomass Power | 58472_B_1 | 58472 | B | 1 |  | Biomass | WEC_CALN | California | Amador | 17.8 | 2012 | 9999 |  |  |  | 0.47976 | Default Emission Factor
Halifax County Biomass | 58560_B_BLR1 | 58560 | B | BLR1 |  | Biomass | PJM_Dom | Virginia | Halifax | 44 | 2013 | 9999 | 2019 | 23.5984 | 206566 | 0.22848 | NEI 2019
Eagle Valley Clean Energy LLC Biomass | 58574_B_01 | 58574 | B | 01 |  | Biomass | WECC_CO | Colorado | Eagle | 12.6 | 2013 | 9999 | 2017 | 11.5949 | 90994 | 0.25485 | NEI 2019
Allendale Biomass | 58706_B_B001 | 58706 | B | B001 |  | Biomass | S_VACA | South Carolina | Allendale | 20 | 2013 | 9999 | 2017 | 22.2531 | 159562 | 0.27893 | NEI 2019
Dorchester Biomass | 58707_B_B001 | 58707 | B | B001 |  | Biomass | S_VACA | South Carolina | Dorchester | 20 | 2013 | 9999 | 2017 | 21.5694 | 147461 | 0.29254 | NEI 2019
J C McNeil | 589_B_1 | 589 | B | 1 | 377 | Biomass | NENGREST | Vermont | Chittenden | 52 | 1984 | 9999 | 2019 | 30.4995 | 227247 | 0.26843 | NEI 2019
Platte | 59_B_1 | 59 | B | 1 | 56 | Coal Steam | SPP_NEBR | Nebraska | Hall | 100 | 1982 | 9999 | 2019 | 10.8051 | 505226 | 0.04277 | NEI 2019
Cove Point LNG Terminal | 59073_B_5B921A | 59073 | B | 5B921A |  | O/G Steam | PJM_SMAC | Maryland | Calvert | 19 | 2018 | 9999 | 2019 | 0.6372 | 239218.7462 | 0.00533 | NEI 2019
Cove Point LNG Terminal | 59073_B_5B921B | 59073 | B | 5B921B |  | O/G Steam | PJM_SMAC | Maryland | Calvert | 19 | 2018 | 9999 |  |  |  | 0.00533 | NEI 2019
Cove Point LNG Terminal | 59073_B_5L501A | 59073 | B | 5L501A |  | O/G Steam | PJM_SMAC | Maryland | Calvert | 21 | 2018 | 9999 | 2019 | 0.459 | 263130.5738 | 0.00349 | NEI 2019
Cove Point LNG Terminal | 59073_B_5L501B | 59073 | B | 5L501B |  | O/G Steam | PJM_SMAC | Maryland | Calvert | 21 | 2018 | 9999 |  |  |  | 0.00349 | NEI 2019
Edge Moor | 593_B_3 | 593 | B | 3 | 382 | O/G Steam | PJM_EMAC | Delaware | New Castle | 86 | 1957 | 9999 | 2019 | 0.65423 | 17920 | 0.07302 | NEI 2019
Edge Moor | 593_B_4 | 593 | B | 4 | 383 | O/G Steam | PJM_EMAC | Delaware | New Castle | 174 | 1966 | 9999 | 2019 | 1.5078 | 50229 | 0.06004 | NEI 2019
Edge Moor | 593_B_5 | 593 | B | 5 | 384 | O/G Steam | PJM_EMAC | Delaware | New Castle | 450 | 1973 | 9999 | 2019 | 2.5981 | 69690 | 0.07456 | NEI 2019
Indian River Generating Station | 594_B_4 | 594 | B | 4 | 389 | Coal Steam | PJM_EMAC | Delaware | Sussex | 410 | 1980 | 2027 | 2019 | 2.5974 | 121015 | 0.04293 | NEI 2019
SPI Anderson 2 | 59658_B_BLR1 | 59658 | B | BLR1 |  | Biomass | WEC_CALN | California | Shasta | 27 | 2015 | 9999 | 2018 | 3.526 | 150437 | 0.04688 | California Air Resources Board
Whelan Energy Center | 60_B_1 | 60 | B | 1 | 57 | Coal Steam | SPP_NEBR | Nebraska | Adams | 77 | 1981 | 9999 | 2019 | 7.9259 | 305259 | 0.05193 | NEI 2019
Whelan Energy Center | 60_B_2 | 60 | B | 2 | 90669 | Coal Steam | SPP_NEBR | Nebraska | Adams | 232 | 2011 | 9999 | 2017 | 24.0307 | 821719 | 0.05849 | NEI 2019
James H Miller Jr | 6002_B_1 | 6002 | B | 1 | 2669 | Coal Steam | S_SOU | Alabama | Jefferson | 688 | 1978 | 9999 | 2019 | 104.5768 | 4841675 | 0.0432 | NEI 2019
James H Miller Jr | 6002_B_2 | 6002 | B | 2 | 2670 | Coal Steam | S_SOU | Alabama | Jefferson | 695 | 1985 | 9999 | 2017 | 97.4894 | 5539468 | 0.0352 | NEI 2019
James H Miller Jr | 6002_B_3 | 6002 | B | 3 | 2671 | Coal Steam | S_SOU | Alabama | Jefferson | 687 | 1989 | 9999 | 2019 | 94.0908 | 4559924 | 0.04127 | NEI 2019
James H Miller Jr | 6002_B_4 | 6002 | B | 4 | 2672 | Coal Steam | S_SOU | Alabama | Jefferson | 699 | 1991 | 9999 | 2019 | 98.8063 | 4579211 | 0.04315 | NEI 2019
PCA-Valdosta Mill | 60084_B_1005 | 60084 | B | 1005 |  | Biomass | S_SOU | Georgia | Lowndes | 4.4 | 1964 | 9999 |  |  |  | 0.47976 | Default Emission Factor
PCA-Valdosta Mill | 60084_B_1006 | 60084 | B | 1006 |  | Biomass | S_SOU | Georgia | Lowndes | 4.4 | 1954 | 9999 |  |  |  | 0.47976 | Default Emission Factor
PCA-Valdosta Mill | 60084_B_7020A | 60084 | B | 7020A |  | Biomass | S_SOU | Georgia | Lowndes | 4.4 | 2014 | 9999 |  |  |  | 0.47976 | Default Emission Factor
PCA-Valdosta Mill | 60084_B_7040 | 60084 | B | 7040 |  | Non-Fossil Waste | S_SOU | Georgia | Lowndes | 57 | 2011 | 9999 | 2019 | 81.8536 | 245348.441 | 0.66724 | NEI 2019
White Bluff | 6009_B_1 | 6009 | B | 1 | 2675 | Coal Steam | MIS_AR | Arkansas | Jefferson | 818 | 1980 | 2029 | 2019 | 67.9003 | 3335772 | 0.04071 | NEI 2019
White Bluff | 6009_B_2 | 6009 | B | 2 | 2676 | Coal Steam | MIS_AR | Arkansas | Jefferson | 819 | 1981 | 2029 | 2017 | 65.5945 | 3143820 | 0.04173 | NEI 2019
Dinuba Energy | 60100_B_B-1 | 60100 | B | B-1 |  | Biomass | WECC_SCE | California | Tulare | 11.5 | 1985 | 9999 |  |  |  | 0.47976 | Default Emission Factor
Newton | 6017_B_1 | 6017 | B | 1 | 2680 | Coal Steam | MIS_IL | Illinois | Jasper | 595 | 1982 | 2027 | 2017 | 106.1068 | 3281532 | 0.06467 | NEI 2019
East Bend | 6018_B_2 | 6018 | B | 2 | 2682 | Coal Steam | PJM_West | Kentucky | Boone | 600 | 1981 | 2041 | 2019 | 43.6593 | 3165500 | 0.02758 | NEI 2019
Brandon Shores | 602_B_1 | 602 | B | 1 | 395 | Coal Steam | PJM_SMAC | Maryland | Anne Arundel | 635 | 1984 | 2025 | 2019 | 11 | 726423 | 0.03029 | NEI 2019
Brandon Shores | 602_B_2 | 602 | B | 2 | 396 | Coal Steam | PJM_SMAC | Maryland | Anne Arundel | 638 | 1991 | 2025 | 2017 | 20.9625 | 2247661 | 0.01865 | NEI 2019
Craig (CO) | 6021_B_C1 | 6021 | B | C1 | 2684 | Coal Steam | WECC_CO | Colorado | Moffat | 427 | 1979 | 2025 | 2017 | 2.8 | 2753744 | 0.00203 | NEI 2019
Craig (CO) | 6021_B_C2 | 6021 | B | C2 | 2685 | Coal Steam | WECC_CO | Colorado | Moffat | 410 | 1979 | 2028 | 2019 | 2.8 | 2537022 | 0.00221 | NEI 2019
Craig (CO) | 6021_B_C3 | 6021 | B | C3 | 2686 | Coal Steam | WECC_CO | Colorado | Moffat | 448 | 1984 | 2030 | 2019 | 44.3 | 2872057 | 0.03085 | NEI 2019
Belle River | 6034_B_1 | 6034 | B | 1 | 2695 | Coal Steam | MIS_LMI | Michigan | St Clair | 635 | 1984 | 2029 | 2019 | 26.1046 | 1506734 | 0.03465 | NEI 2019
Belle River | 6034_B_2 | 6034 | B | 2 | 2696 | Coal Steam | MIS_LMI | Michigan | St Clair | 635 | 1985 | 2029 | 2019 | 68.5653 | 3963792 | 0.0346 | NEI 2019
Albany Green Energy | 60340_B_1 | 60340 | B | 1 | 91192 | Biomass | S_SOU | Georgia | Dougherty | 54 | 2017 | 9999 | 2017 | 0.395 | 191308 | 0.00413 | NEI 2019
Greenwood (MI) | 6035_B_1 | 6035 | B | 1 | 2700 | O/G Steam | MIS_LMI | Michigan | St Clair | 785 | 1979 | 9999 | 2019 | 22.8542 | 860902 | 0.05309 | NEI 2019
H L Spurlock | 6041_B_1 | 6041 | B | 1 | 2704 | Coal Steam | PJM_West | Kentucky | Mason | 300 | 1977 | 9999 | 2019 | 18.9518 | 1255230 | 0.0302 | NEI 2019
H L Spurlock | 6041_B_2 | 6041 | B | 2 | 2705 | Coal Steam | PJM_West | Kentucky | Mason | 510 | 1981 | 9999 | 2017 | 31.8232 | 2217647 | 0.0287 | NEI 2019
H L Spurlock | 6041_B_3 | 6041 | B | 3 | 89571 | Coal Steam | PJM_West | Kentucky | Mason | 268 | 2005 | 9999 | 2017 | 17.8017 | 1560167 | 0.02282 | NEI 2019
H L Spurlock | 6041_B_4 | 6041 | B | 4 | 90241 | Coal Steam | PJM_West | Kentucky | Mason | 268 | 2009 | 9999 | 2019 | 1.3639 | 1252473 | 0.00218 | NEI 2019
Wansley | 6052_B_1 | 6052 | B | 1 | 2722 | Coal Steam | S_SOU | Georgia | Heard | 872 | 1976 | 2028 | 2019 | 16.0172 | 1131332 | 0.02832 | NEI 2019
Wansley | 6052_B_2 | 6052 | B | 2 | 2723 | Coal Steam | S_SOU | Georgia | Heard | 872 | 1978 | 2028 | 2019 | 10.778 | 684742 | 0.03148 | NEI 2019
Big Cajun 2 | 6055_B_2B1 | 6055 | B | 2B1 | 2724 | Coal Steam | MIS_LA | Louisiana | Pointe Coupee | 568 | 1981 | 2027 | 2019 | 4.7464 | 285351 | 0.03327 | NEI 2019
Big Cajun 2 | 6055_B_2B2 | 6055 | B | 2B2 | 2725 | O/G Steam | MIS_LA | Louisiana | Pointe Coupee | 575 | 1982 | 9999 |  |  |  | 0.13352 | Default Emission Factor
Big Cajun 2 | 6055_B_2B3 | 6055 | B | 2B3 | 2726 | Coal Steam | MIS_LA | Louisiana | Pointe Coupee | 580 | 1981 | 2027 | 2017 | 34.3662 | 3258883 | 0.02109 | NEI 2019
GRP Franklin Renewable Energy Facility | 60550_B_B001 | 60550 | B | B001 |  | Biomass | S_SOU | Georgia | Franklin | 58 | 2019 | 9999 |  |  |  | 0.15454 | Default Emission Factor
Nearman Creek | 6064_B_N1 | 6064 | B | N1 | 2731 | Coal Steam | SPP_N | Kansas | Wyandotte | 240 | 1981 | 9999 | 2017 | 21.0943 | 952612 | 0.04429 | NEI 2019
Iatan | 6065_B_1 | 6065 | B | 1 | 2733 | Coal Steam | SPP_N | Missouri | Platte | 700 | 1980 | 2039 | 2019 | 23.1575 | 2598353 | 0.01783 | NEI 2019
Iatan | 6065_B_2 | 6065 | B | 2 | 2732 | Coal Steam | SPP_N | Missouri | Platte | 882 | 2010 | 9999 |  |  |  | 0.03136 | Default Emission Factor
Jeffrey Energy Center | 6068_B_1 | 6068 | B | 1 | 2734 | Coal Steam | SPP_N | Kansas | Pottawatomie | 728 | 1978 | 2039 | 2019 | 39.7586 | 1878911 | 0.04232 | NEI 2019
Jeffrey Energy Center | 6068_B_2 | 6068 | B | 2 | 2735 | Coal Steam | SPP_N | Kansas | Pottawatomie | 733 | 1980 | 2039 | 2019 | 45.9416 | 2141254 | 0.04291 | NEI 2019
Jeffrey Energy Center | 6068_B_3 | 6068 | B | 3 | 2736 | Coal Steam | SPP_N | Kansas | Pottawatomie | 728 | 1983 | 2030 | 2019 | 54.5402 | 2553463 | 0.04272 | NEI 2019
Trimble County | 6071_B_1 | 6071 | B | 1 | 2737 | Coal Steam | S_C_KY | Kentucky | Trimble | 511 | 1990 | 9999 | 2017 | 43.8465 | 2857759 | 0.03069 | NEI 2019
Trimble County | 6071_B_2 | 6071 | B | 2 | 90433 | Coal Steam | S_C_KY | Kentucky | Trimble | 732 | 2011 | 9999 | 2019 | 14.8377 | 4695420 | 0.00632 | NEI 2019
Victor J Daniel Jr | 6073_B_1 | 6073 | B | 1 | 2744 | Coal Steam | S_SOU | Mississippi | Jackson | 502 | 1981 | 2027 | 2019 | 20.87 | 940527 | 0.04438 | NEI 2019
Victor J Daniel Jr | 6073_B_2 | 6073 | B | 2 | 2745 | Coal Steam | S_SOU | Mississippi | Jackson | 502 | 1981 | 2027 | 2017 | 25.31 | 987268 | 0.05127 | NEI 2019
Colstrip | 6076_B_3 | 6076 | B | 3 | 2752 | Coal Steam | WECC_MT | Montana | Rosebud | 740 | 1984 | 9999 | 2019 | 115.2186 | 5191392 | 0.04439 | NEI 2019
Colstrip | 6076_B_4 | 6076 | B | 4 | 2753 | Coal Steam | WECC_MT | Montana | Rosebud | 740 | 1986 | 9999 | 2019 | 109.2158 | 4839214 | 0.04514 | NEI 2019
Gerald Gentleman | 6077_B_1 | 6077 | B | 1 | 2754 | Coal Steam | SPP_NEBR | Nebraska | Lincoln | 665 | 1979 | 9999 | 2019 | 68.3789 | 3911344 | 0.03496 | NEI 2019
Gerald Gentleman | 6077_B_2 | 6077 | B | 2 | 2755 | Coal Steam | SPP_NEBR | Nebraska | Lincoln | 700 | 1982 | 9999 | 2019 | 80.0138 | 4489211 | 0.03565 | NEI 2019
Sherburne County | 6090_B_1 | 6090 | B | 1 | 2767 | Coal Steam | MIS_MNWI | Minnesota | Sherburne | 680 | 1987 | 2025 | 2017 | 59.679 | 4060479 | 0.0294 | NEI 2019
Sherburne County | 6090_B_3 | 6090 | B | 3 | 2769 | Coal Steam | MIS_MNWI | Minnesota | Sherburne | 876 | 1987 | 2030 | 2017 | 80.9534 | 3619740 | 0.04473 | NEI 2019
Sooner | 6095_B_1 | 6095 | B | 1 | 2773 | Coal Steam | SPP_WEST | Oklahoma | Noble | 520 | 1979 | 2044 | 2019 | 35.3646 | 1840282 | 0.03843 | NEI 2019
Sooner | 6095_B_2 | 6095 | B | 2 | 2774 | Coal Steam | SPP_WEST | Oklahoma | Noble | 520 | 1980 | 2045 | 2019 | 34.6326 | 1769645 | 0.03914 | NEI 2019
Nebraska City | 6096_B_1 | 6096 | B | 1 | 2775 | Coal Steam | SPP_NEBR | Nebraska | Otoe | 654 | 1979 | 9999 | 2017 | 56.8794 | 4433835 | 0.02566 | NEI 2019
Nebraska City | 6096_B_2 | 6096 | B | 2 | 90278 | Coal Steam | SPP_NEBR | Nebraska | Otoe | 691 | 2009 | 9999 | 2019 | 21.5922 | 3752227 | 0.01151 | NEI 2019
Big Stone | 6098_B_1 | 6098 | B | 1 | 2776 | Coal Steam | MIS_MAPP | South Dakota | Grant | 474 | 1975 | 9999 | 2017 | 95.31 | 2064617 | 0.09233 | NEI 2019
Wyodak | 6101_B_BW91 | 6101 | B | BW91 | 2777 | Coal Steam | WECC_WY | Wyoming | Campbell | 332 | 1978 | 2039 | 2019 | 44.32 | 1850871 | 0.04789 | NEI 2019
Gibson | 6113_B_1 | 6113 | B | 1 | 2782 | Coal Steam | MIS_INKY | Indiana | Gibson | 630 | 1975 | 2038 | 2017 | 39.0544 | 4302062 | 0.01816 | NEI 2019
Gibson | 6113_B_2 | 6113 | B | 2 | 2783 | Coal Steam | MIS_INKY | Indiana | Gibson | 630 | 1975 | 2038 | 2017 | 42.7022 | 3494773 | 0.02444 | NEI 2019
Gibson | 6113_B_3 | 6113 | B | 3 | 2784 | Coal Steam | MIS_INKY | Indiana | Gibson | 630 | 1978 | 2034 | 2019 | 31.5638 | 2170644 | 0.02908 | NEI 2019
Gibson | 6113_B_4 | 6113 | B | 4 | 2785 | Coal Steam | MIS_INKY | Indiana | Gibson | 622 | 1979 | 2034 | 2019 | 32.1189 | 2132904 | 0.03012 | NEI 2019
Gibson | 6113_B_5 | 6113 | B | 5 | 2786 | Coal Steam | MIS_INKY | Indiana | Gibson | 620 | 1982 | 2025 | 2019 | 36.037 | 2229273 | 0.03233 | NEI 2019
GRP Madison Renewable Energy Facility | 61213_B_B001 | 61213 | B | B001 |  | Biomass | S_SOU | Georgia | Madison | 58 | 2019 | 9999 |  |  |  | 0.15454 | Default Emission Factor
A B Brown | 6137_B_1 | 6137 | B | 1 | 2797 | Coal Steam | MIS_INKY | Indiana | Posey | 245 | 1979 | 2024 | 2019 | 17.4113 | 1148536 | 0.03032 | NEI 2019
A B Brown | 6137_B_2 | 6137 | B | 2 | 2798 | Coal Steam | MIS_INKY | Indiana | Posey | 245 | 1986 | 2024 | 2019 | 18.9858 | 1299561 | 0.02922 | NEI 2019
Flint Creek | 6138_B_1 | 6138 | B | 1 | 2800 | Coal Steam | SPP_WEST | Arkansas | Benton | 528 | 1978 | 2038 | 2019 | 44.7468 | 2376855 | 0.03765 | NEI 2019
Welsh | 6139_B_1 | 6139 | B | 1 | 2801 | Coal Steam | SPP_WEST | Texas | Titus | 528 | 1977 | 2038 | 2019 | 16.12 | 2276225 | 0.01416 | NEI 2019
Welsh | 6139_B_3 | 6139 | B | 3 | 2803 | Coal Steam | SPP_WEST | Texas | Titus | 528 | 1982 | 2038 | 2019 | 7.16 | 2268469 | 0.00631 | NEI 2019
Martin Lake | 6146_B_1 | 6146 | B | 1 | 2804 | Coal Steam | ERC_REST | Texas | Rusk | 800 | 1977 | 9999 | 2019 | 75.5971 | 3831764 | 0.03946 | NEI 2019
Martin Lake | 6146_B_2 | 6146 | B | 2 | 2805 | Coal Steam | ERC_REST | Texas | Rusk | 805 | 1978 | 9999 | 2019 | 77.3906 | 3877738 | 0.03992 | NEI 2019
Martin Lake | 6146_B_3 | 6146 | B | 3 | 2806 | Coal Steam | ERC_REST | Texas | Rusk | 805 | 1979 | 9999 | 2019 | 85.6325 | 4440528 | 0.03857 | NEI 2019
Rush Island | 6155_B_1 | 6155 | B | 1 | 2813 | Coal Steam | MIS_MO | Missouri | Jefferson | 589 | 1976 | 2024 | 2019 | 46.0623 | 2621080 | 0.03515 | NEI 2019
Rush Island | 6155_B_2 | 6155 | B | 2 | 2814 | Coal Steam | MIS_MO | Missouri | Jefferson | 589 | 1977 | 2024 | 2019 | 51.5691 | 2924312 | 0.03527 | NEI 2019
New Haven Harbor | 6156_B_NHB1 | 6156 | B | NHB1 | 2815 | O/G Steam | NENG_CT | Connecticut | New Haven | 448 | 1975 | 9999 |  |  |  | 0.13352 | Default Emission Factor
Hunter | 6165_B_1 | 6165 | B | 1 | 2816 | Coal Steam | WECC_UT | Utah | Emery | 471 | 1978 | 2042 | 2019 | 40.8143 | 2983239 | 0.02736 | NEI 2019
Hunter | 6165_B_2 | 6165 | B | 2 | 2817 | Coal Steam | WECC_UT | Utah | Emery | 430 | 1980 | 2042 | 2019 | 37.7147 | 2815434 | 0.02679 | NEI 2019
Hunter | 6165_B_3 | 6165 | B | 3 | 2818 | Coal Steam | WECC_UT | Utah | Emery | 460 | 1978 | 2042 | 2019 | 38.7211 | 2883125 | 0.02686 | NEI 2019
Rockport | 6166_B_MB1 | 6166 | B | MB1 | 2819 | Coal Steam | PJM_West | Indiana | Spencer | 1300 | 1984 | 2029 | 2017 | 69.609 | 4701213 | 0.02961 | NEI 2019
Rockport | 6166_B_MB2 | 6166 | B | MB2 | 2820 | Coal Steam | PJM_West | Indiana | Spencer | 1300 | 1989 | 2029 | 2019 | 71.012 | 4146992 | 0.03425 | NEI 2019
Coronado | 6177_B_U1B | 6177 | B | U1B | 2823 | Coal Steam | WECC_AZ | Arizona | Apache | 380 | 1979 | 2032 | 2019 | 16.6859 | 898260 | 0.03715 | NEI 2019
Coronado | 6177_B_U2B | 6177 | B | U2B | 2824 | Coal Steam | WECC_AZ | Arizona | Apache | 382 | 1980 | 2032 | 2019 | 22.4747 | 1176675 | 0.0382 | NEI 2019
Coleto Creek | 6178_B_1 | 6178 | B | 1 | 2826 | Coal Steam | ERC_REST | Texas | Goliad | 648 | 1980 | 2027 | 2019 | 40.2115 | 3225780 | 0.02493 | NEI 2019
Fayette Power Project | 6179_B_1 | 6179 | B | 1 | 2827 | Coal Steam | ERC_REST | Texas | Fayette | 590 | 1979 | 9999 | 2019 | 13.46 | 2713416 | 0.00992 | NEI 2019
Fayette Power Project | 6179_B_2 | 6179 | B | 2 | 2828 | Coal Steam | ERC_REST | Texas | Fayette | 590 | 1980 | 9999 | 2019 | 21.55 | 3838120 | 0.01123 | NEI 2019
Fayette Power Project | 6179_B_3 | 6179 | B | 3 | 2829 | Coal Steam | ERC_REST | Texas | Fayette | 435 | 1988 | 9999 | 2019 | 30.5533 | 3054954 | 0.02 | NEI 2019
Oak Grove (TX) | 6180_B_1 | 6180 | B | 1 | 2830 | Coal Steam | ERC_REST | Texas | Robertson | 855 | 2010 | 9999 | 2019 | 93.7634 | 5843936 | 0.03209 | NEI 2019
Oak Grove (TX) | 6180_B_2 | 6180 | B | 2 | 2831 | Coal Steam | ERC_REST | Texas | Robertson | 855 | 2011 | 9999 | 2017 | 15.8734 | 6589250 | 0.00482 | NEI 2019
J T Deely | 6181_B_1 | 6181 | B | 1 | 2832 | Coal Steam | ERC_REST | Texas | Bexar | 420 | 1977 | 2024 |  |  |  | 0.03136 | Default Emission Factor
J T Deely | 6181_B_2 | 6181 | B | 2 | 2833 | Coal Steam | ERC_REST | Texas | Bexar | 420 | 1977 | 2024 |  |  |  | 0.03136 | Default Emission Factor
San Miguel | 6183_B_SM-1 | 6183 | B | SM-1 | 2835 | Coal Steam | ERC_REST | Texas | Atascosa | 391 | 1982 | 9999 | 2017 | 12.2406 | 2556977 | 0.00957 | NEI 2019
Brame Energy Center | 6190_B_1 | 6190 | B | 1 | 2836 | O/G Steam | MIS_LA | Louisiana | Rapides | 416 | 1975 | 9999 |  |  |  | 0.13352 | Default Emission Factor
Brame Energy Center | 6190_B_2 | 6190 | B | 2 | 2837 | Coal Steam | MIS_LA | Louisiana | Rapides | 493 | 1982 | 9999 | 2019 | 39.58 | 2043206 | 0.03874 | NEI 2019
Brame Energy Center | 6190_B_3-1 | 6190 | B | 3-1 | 90034 | Coal Steam | MIS_LA | Louisiana | Rapides | 313 | 2010 | 2027 | 2017 | 3.93 | 1832195 | 0.00429 | NEI 2019
Brame Energy Center | 6190_B_3-2 | 6190 | B | 3-2 | 90035 | Coal Steam | MIS_LA | Louisiana | Rapides | 313 | 2010 | 2027 | 2019 | 3.49 | 1221571 | 0.00571 | NEI 2019
Harrington | 6193_B_061B | 6193 | B | 061B | 2838 | Coal Steam | SPP_SPS | Texas | Potter | 339 | 1976 | 2037 | 2019 | 17.2822 | 900534 | 0.03838 | NEI 2019
Harrington | 6193_B_062B | 6193 | B | 062B | 2839 | Coal Steam | SPP_SPS | Texas | Potter | 339 | 1978 | 2039 | 2019 | 24.7993 | 1340012 | 0.03701 | NEI 2019
Harrington | 6193_B_063B | 6193 | B | 063B | 2840 | Coal Steam | SPP_SPS | Texas | Potter | 340 | 1980 | 2041 | 2019 | 27.044 | 1494693 | 0.03619 | NEI 2019
Tolk | 6194_B_171B | 6194 | B | 171B | 2841 | Coal Steam | SPP_SPS | Texas | Lamb | 532 | 1982 | 2032 | 2019 | 21.3326 | 1112769 | 0.03834 | NEI 2019
Tolk | 6194_B_172B | 6194 | B | 172B | 2842 | Coal Steam | SPP_SPS | Texas | Lamb | 535 | 1985 | 2032 | 2019 | 29.3875 | 1628984 | 0.03608 | NEI 2019
John Twitty Energy Center | 6195_B_1 | 6195 | B | 1 | 2843 | Coal Steam | SPP_N | Missouri | Greene | 184 | 1976 | 9999 | 2019 | 7.3328 | 391585 | 0.03745 | NEI 2019
John Twitty Energy Center | 6195_B_2 | 6195 | B | 2 | 90438 | Coal Steam | SPP_N | Missouri | Greene | 275 | 1976 | 9999 | 2019 | 5.594 | 1356212 | 0.00825 | NEI 2019
Laramie River Station | 6204_B_1 | 6204 | B | 1 | 2844 | Coal Steam | WECC_WY | Wyoming | Platte | 570 | 1980 | 9999 | 2019 | 30.3842 | 1617986 | 0.03756 | NEI 2019
Laramie River Station | 6204_B_2 | 6204 | B | 2 | 2845 | Coal Steam | WECC_WY | Wyoming | Platte | 570 | 1981 | 9999 | 2019 | 59.1371 | 3342989 | 0.03538 | NEI 2019
Laramie River Station | 6204_B_3 | 6204 | B | 3 | 2846 | Coal Steam | WECC_WY | Wyoming | Platte | 570 | 1982 | 9999 | 2019 | 72.5452 | 4071158 | 0.03564 | NEI 2019
Dansby | 6243_B_1 | 6243 | B | 1 | 2860 | O/G Steam | ERC_REST | Texas | Brazos | 110 | 1978 | 9999 | 2019 | 4.2899 | 102071 | 0.08406 | NEI 2019
Pawnee | 6248_B_1 | 6248 | B | 1 | 2866 | Coal Steam | WECC_CO | Colorado | Morgan | 505 | 1981 | 9999 | 2017 | 48.9616 | 3521113 | 0.02781 | NEI 2019
Winyah | 6249_B_1 | 6249 | B | 1 | 2867 | Coal Steam | S_VACA | South Carolina | Georgetown | 275 | 1975 | 2029 | 2017 | 3.1988 | 468980 | 0.01364 | NEI 2019
Winyah | 6249_B_2 | 6249 | B | 2 | 2868 | Coal Steam | S_VACA | South Carolina | Georgetown | 285 | 1977 | 2029 | 2019 | 5.2075 | 280465 | 0.03714 | NEI 2019
Winyah | 6249_B_3 | 6249 | B | 3 | 2869 | Coal Steam | S_VACA | South Carolina | Georgetown | 285 | 1980 | 2029 | 2019 | 1.9936 | 115416 | 0.03455 | NEI 2019
Winyah | 6249_B_4 | 6249 | B | 4 | 2870 | Coal Steam | S_VACA | South Carolina | Georgetown | 285 | 1981 | 2029 | 2019 | 1.8647 | 114981 | 0.03244 | NEI 2019
Mayo | 6250_B_1A | 6250 | B | 1A | 2871 | Coal Steam | S_VACA | North Carolina | Person | 364 | 1983 | 2028 |  |  |  | 0.0296 | NEI 2019
Mayo | 6250_B_1B | 6250 | B | 1B | 2872 | Coal Steam | S_VACA | North Carolina | Person | 364 | 1983 | 2028 | 2019 | 22.58 | 1525530 | 0.0296 | NEI 2019
Ottumwa | 6254_B_1 | 6254 | B | 1 | 2874 | Coal Steam | MIS_IA | Iowa | Wapello | 725 | 1981 | 9999 |  |  |  | 0.03136 | Default Emission Factor
Scherer | 6257_B_2 | 6257 | B | 2 | 2876 | Coal Steam | S_SOU | Georgia | Monroe | 860 | 1984 | 9999 | 2019 | 57.1231 | 2896648 | 0.03944 | NEI 2019
Scherer | 6257_B_3 | 6257 | B | 3 | 2877 | Coal Steam | S_SOU | Georgia | Monroe | 860 | 1987 | 2028 | 2019 | 52.1282 | 2636047 | 0.03955 | NEI 2019
Mountaineer | 6264_B_1 | 6264 | B | 1 | 2879 | Coal Steam | PJM_West | West Virginia | Mason | 1299 | 1980 | 2040 | 2019 | 98.3792 | 8255230 | 0.02383 | NEI 2019
Crystal River | 628_B_4 | 628 | B | 4 | 442 | Coal Steam | FRCC | Florida | Citrus | 712 | 1982 | 2034 |  |  |  | 0.03136 | Default Emission Factor
Crystal River | 628_B_5 | 628 | B | 5 | 443 | Coal Steam | FRCC | Florida | Citrus | 710 | 1984 | 2034 | 2019 | 2.1095 | 1588324 | 0.00266 | NEI 2019
Crist | 641_B_4 | 641 | B | 4 | 459 | Coal Steam | S_SOU | Florida | Escambia | 75 | 1959 | 2024 | 2019 | 0.98939 | 20617 | 0.09598 | NEI 2019
Crist | 641_B_5 | 641 | B | 5 | 460 | Coal Steam | S_SOU | Florida | Escambia | 75 | 1961 | 2025 | 2019 | 1.1762 | 23180 | 0.10148 | NEI 2019
Crist | 641_B_6 | 641 | B | 6 | 461 | Coal Steam | S_SOU | Florida | Escambia | 299 | 1970 | 9999 | 2019 | 10.6037 | 565192 | 0.03752 | NEI 2019
Crist | 641_B_7 | 641 | B | 7 | 462 | Coal Steam | S_SOU | Florida | Escambia | 475 | 1973 | 9999 | 2019 | 30.8132 | 2059021 | 0.02993 | NEI 2019
Big Bend | 645_B_BB04 | 645 | B | BB04 | 470 | Coal Steam | FRCC | Florida | Hillsborough | 437 | 1985 | 9999 | 2019 | 2.6234 | 1297823 | 0.00404 | NEI 2019
Antelope Valley | 6469_B_B1 | 6469 | B | B1 | 2885 | Coal Steam | SPP_WAUE | North Dakota | Mercer | 450 | 1984 | 9999 | 2017 | 55.0046 | 2879792 | 0.0382 | NEI 2019
Antelope Valley | 6469_B_B2 | 6469 | B | B2 | 2886 | Coal Steam | SPP_WAUE | North Dakota | Mercer | 450 | 1986 | 9999 | 2019 | 49.0309 | 2906335 | 0.03374 | NEI 2019
Intermountain Power Project | 6481_B_1SGA | 6481 | B | 1SGA | 2887 | Coal Steam | WECC_UT | Utah | Millard | 900 | 1986 | 2025 | 2019 | 47.12 | 3839177 | 0.02455 | NEI 2019
Intermountain Power Project | 6481_B_2SGA | 6481 | B | 2SGA | 2888 | Coal Steam | WECC_UT | Utah | Millard | 900 | 1987 | 2025 | 2019 | 45.07 | 3722667 | 0.02421 | NEI 2019
Deerhaven Generating Station | 663_B_B2 | 663 | B | B2 | 487 | Coal Steam | FRCC | Florida | Alachua | 232 | 1981 | 2031 | 2019 | 14.4992 | 649767 | 0.04463 | NEI 2019
R D Green | 6639_B_G1 | 6639 | B | G1 | 2896 | Coal Steam | MIS_INKY | Kentucky | Webster | 231 | 1979 | 9999 | 2019 | 21.4566 | 1257655 | 0.03412 | NEI 2019
R D Green | 6639_B_G2 | 6639 | B | G2 | 2897 | Coal Steam | MIS_INKY | Kentucky | Webster | 223 | 1981 | 9999 | 2019 | 19.3782 | 1086871 | 0.03566 | NEI 2019
Independence Steam Electric Station | 6641_B_1 | 6641 | B | 1 | 2898 | Coal Steam | MIS_AR | Arkansas | Independence | 809 | 1983 | 2031 | 2017 | 50.2575 | 3172418 | 0.03168 | NEI 2019
Independence Steam Electric Station | 6641_B_2 | 6641 | B | 2 | 2899 | Coal Steam | MIS_AR | Arkansas | Independence | 842 | 1985 | 2031 | 2019 | 55.8197 | 2995458 | 0.03727 | NEI 2019
Louisa | 6664_B_101 | 6664 | B | 101 | 2901 | Coal Steam | MIS_MIDA | Iowa | Louisa | 746 | 1983 | 9999 |  |  |  | 0.03136 | Default Emission Factor
Northside Generating Station | 667_B_1 | 667 | B | 1 | 497 | Coal Steam | FRCC | Florida | Duval | 293 | 2002 | 9999 |  |  |  | 0.03836 | Default Emission Factor
Northside Generating Station | 667_B_2 | 667 | B | 2 | 499 | Coal Steam | FRCC | Florida | Duval | 293 | 2002 | 9999 |  |  |  | 0.03836 | Default Emission Factor
Warrick | 6705_B_1 | 6705 | B | 1 | 2902 | Coal Steam | MIS_INKY | Indiana | Warrick | 154 | 1960 | 9999 | 2019 | 9.3376 | 1056581 | 0.01768 | NEI 2019
Warrick | 6705_B_2 | 6705 | B | 2 | 2903 | Coal Steam | MIS_INKY | Indiana | Warrick | 146 | 1964 | 9999 | 2019 | 9.3111 | 583779 | 0.0319 | NEI 2019
Warrick | 6705_B_3 | 6705 | B | 3 | 2904 | Coal Steam | MIS_INKY | Indiana | Warrick | 149 | 1965 | 9999 | 2019 | 9.4758 | 1049526 | 0.01806 | NEI 2019
Warrick | 6705_B_4 | 6705 | B | 4 | 2905 | Coal Steam | MIS_INKY | Indiana | Warrick | 295 | 1970 | 9999 | 2019 | 20.209 | 1524641 | 0.02651 | NEI 2019
Tom G Smith | 673_B_S-3 | 673 | B | S-3 | 507 | O/G Steam | FRCC | Florida | Palm Beach | 26 | 1967 | 9999 | 2019 | 0.057734 | 631 | 0.18299 | NEI 2019
Rawhide | 6761_B_101 | 6761 | B | 101 | 2906 | Coal Steam | WECC_CO | Colorado | Larimer | 280 | 1984 | 2030 | 2017 | 32.3152 | 2195574 | 0.02944 | NEI 2019
Sikeston Power Station | 6768_B_1 | 6768 | B | 1 | 2907 | Coal Steam | SPP_WEST | Missouri | Scott | 240 | 1981 | 9999 | 2019 | 29.2847 | 1618677 | 0.03618 | NEI 2019
Hugo | 6772_B_1 | 6772 | B | 1 | 2908 | Coal Steam | SPP_WEST | Oklahoma | Choctaw | 440 | 1982 | 9999 | 2019 | 26.3348 | 576152 | 0.09142 | NEI 2019
D B Wilson | 6823_B_W1 | 6823 | B | W1 | 2910 | Coal Steam | MIS_INKY | Kentucky | Ohio | 417 | 1984 | 9999 | 2017 | 43.2037 | 2649783 | 0.03261 | NEI 2019
Gadsden | 7_B_1 | 7 | B | 1 | 11 | O/G Steam | S_SOU | Alabama | Etowah | 64 | 1949 | 9999 | 2019 | 7.33 | 171160 | 0.08565 | NEI 2019
Gadsden | 7_B_2 | 7 | B | 2 | 12 | O/G Steam | S_SOU | Alabama | Etowah | 66 | 1949 | 9999 |  |  |  | 0.13352 | Default Emission Factor
East 12th Street | 7013_B_4 | 7013 | B | 4 | 2915 | O/G Steam | SPP_N | Kansas | Cowley | 26 | 1971 | 9999 | 2019 | 0.38276 | 10592 | 0.07227 | NEI 2019
Bowen | 703_B_1BLR | 703 | B | 1BLR | 534 | Coal Steam | S_SOU | Georgia | Bartow | 724 | 1971 | 2028 | 2019 | 40.6565 | 3342955 | 0.02432 | NEI 2019
Bowen | 703_B_2BLR | 703 | B | 2BLR | 535 | Coal Steam | S_SOU | Georgia | Bartow | 724 | 1972 | 2028 | 2017 | 28.9233 | 2112726 | 0.02738 | NEI 2019
Bowen | 703_B_3BLR | 703 | B | 3BLR | 536 | Coal Steam | S_SOU | Georgia | Bartow | 892 | 1974 | 2035 | 2019 | 23.7136 | 1873360 | 0.02532 | NEI 2019
Bowen | 703_B_4BLR | 703 | B | 4BLR | 537 | Coal Steam | S_SOU | Georgia | Bartow | 892 | 1975 | 2035 | 2017 | 42.1097 | 3990632 | 0.0211 | NEI 2019
Major Oak Power | 7030_B_U1 | 7030 | B | U1 | 2920 | Coal Steam | ERC_REST | Texas | Robertson | 152 | 1990 | 9999 | 2017 | 0.93 | 1140979 | 0.00163 | NEI 2019
Major Oak Power | 7030_B_U2 | 7030 | B | U2 | 2921 | Coal Steam | ERC_REST | Texas | Robertson | 153 | 1991 | 9999 | 2019 | 0.97 | 1246316 | 0.00156 | NEI 2019
J K Spruce | 7097_B_BLR1 | 7097 | B | BLR1 | 2939 | Coal Steam | ERC_REST | Texas | Bexar | 560 | 1992 | 9999 | 2019 | 9.9011 | 2136593 | 0.00927 | NEI 2019
J K Spruce | 7097_B_BLR2 | 7097 | B | BLR2 | 2940 | Coal Steam | ERC_REST | Texas | Bexar | 785 | 2010 | 9999 | 2019 | 33.5387 | 4555704 | 0.01472 | NEI 2019
Cope | 7210_B_COP1 | 7210 | B | COP1 | 3006 | Coal Steam | S_VACA | South Carolina | Orangeburg | 415 | 1996 | 9999 | 2019 | 27.8748 | 1851609 | 0.03011 | NEI 2019
Clover | 7213_B_1 | 7213 | B | 1 | 3007 | Coal Steam | PJM_Dom | Virginia | Halifax | 440 | 1995 | 2045 | 2019 | 3.6437 | 665820 | 0.01095 | NEI 2019
Clover | 7213_B_2 | 7213 | B | 2 | 3008 | Coal Steam | PJM_Dom | Virginia | Halifax | 437 | 1996 | 9999 | 2017 | 16.4996 | 1421418 | 0.02322 | NEI 2019
Yates | 728_B_Y6BR | 728 | B | Y6BR | 556 | O/G Steam | S_SOU | Georgia | Coweta | 356 | 1974 | 9999 |  |  |  | 0.13352 | Default Emission Factor
Yates | 728_B_Y7BR | 728 | B | Y7BR | 557 | O/G Steam | S_SOU | Georgia | Coweta | 358 | 1974 | 9999 | 2017 | 3.6124 | 318498 | 0.02268 | NEI 2019
George Neal South | 7343_B_4 | 7343 | B | 4 | 3101 | Coal Steam | MIS_MIDA | Iowa | Woodbury | 645 | 1979 | 9999 | 2019 | 27.5876 | 1543516 | 0.03575 | NEI 2019
Neil Simpson II | 7504_B_2 | 7504 | B | 2 | 3120 | Coal Steam | WECC_WY | Wyoming | Campbell | 80 | 1995 | 9999 |  |  |  | 0.03136 | Default Emission Factor
Crisp Plant | 753_B_ST | 753 | B | ST |  | O/G Steam | S_SOU | Georgia | Worth | 10 | 1957 | 9999 |  |  |  | 0.13352 | Default Emission Factor
Ponca | 762_B_2 | 762 | B | 2 | 565 | O/G Steam | SPP_WEST | Oklahoma | Kay | 34 | 1975 | 2025 |  |  |  | 0.13352 | Default Emission Factor
Kapstone | 7737_B_B001 | 7737 | B | B001 | 88328 | Biomass | S_VACA | South Carolina | Charleston | 42 | 1998 | 9999 | 2019 | 39.1776 | 238975.5 | 0.32788 | NEI 2019
Kapstone | 7737_B_RB01 | 7737 | B | RB01 | 88328 | Biomass | S_VACA | South Carolina | Charleston | 42 | 1998 | 9999 |  |  |  | 0.47976 | Default Emission Factor
Bonanza | 7790_B_1-1 | 7790 | B | 1-1 | 3228 | Coal Steam | WECC_UT | Utah | Uintah | 458 | 1986 | 2030 | 2017 | 55.017 | 3400612 | 0.03236 | NEI 2019
Newington | 8002_B_1 | 8002 | B | 1 | 3399 | O/G Steam | NENGREST | New Hampshire | Rockingham | 400 | 1974 | 9999 | 2019 | 0.2081 | 5780 | 0.07201 | NEI 2019
Roseton Generating Facility | 8006_B_1 | 8006 | B | 1 | 3400 | O/G Steam | NY_Z_G-I | New York | Orange | 584 | 1974 | 9999 | 2019 | 2.367 | 59150 | 0.08003 | NEI 2019
Roseton Generating Facility | 8006_B_2 | 8006 | B | 2 | 3401 | O/G Steam | NY_Z_G-I | New York | Orange | 600 | 1974 | 9999 | 2019 | 2.8066 | 84525 | 0.06641 | NEI 2019
Columbia (WI) | 8023_B_1 | 8023 | B | 1 | 3431 | Coal Steam | MIS_WUMS | Wisconsin | Columbia | 575 | 1975 | 2025 | 2019 | 47.2692 | 2606737 | 0.03627 | NEI 2019
Columbia (WI) | 8023_B_2 | 8023 | B | 2 | 3432 | Coal Steam | MIS_WUMS | Wisconsin | Columbia | 570 | 1978 | 2025 | 2019 | 49.842 | 2759826 | 0.03612 | NEI 2019
Belews Creek | 8042_B_1 | 8042 | B | 1 | 3433 | Coal Steam | S_VACA | North Carolina | Stokes | 1110 | 1974 | 2038 | 2019 | 34.75 | 3014832 | 0.02305 | NEI 2019
Belews Creek | 8042_B_2 | 8042 | B | 2 | 3434 | Coal Steam | S_VACA | North Carolina | Stokes | 1110 | 1975 | 2038 | 2019 | 46.05 | 4108810 | 0.02242 | NEI 2019
Anclote | 8048_B_1 | 8048 | B | 1 | 3438 | O/G Steam | FRCC | Florida | Pasco | 498 | 1974 | 9999 | 2019 | 28.8234 | 993714 | 0.05801 | NEI 2019
Anclote | 8048_B_2 | 8048 | B | 2 | 3439 | O/G Steam | FRCC | Florida | Pasco | 505 | 1974 | 9999 | 2019 | 38.9272 | 1284784 | 0.0606 | NEI 2019
Gerald Andrus | 8054_B_1 | 8054 | B | 1 | 3449 | O/G Steam | MIS_MS | Mississippi | Washington | 736 | 1975 | 9999 | 2017 | 12.46 | 386478 | 0.06448 | NEI 2019
Waterford 1 & 2 | 8056_B_1 | 8056 | B | 1 | 3450 | O/G Steam | MIS_AMSO | Louisiana | St Charles | 411 | 1975 | 9999 |  |  |  | 0.13352 | Default Emission Factor
Waterford 1 & 2 | 8056_B_2 | 8056 | B | 2 | 3451 | O/G Steam | MIS_AMSO | Louisiana | St Charles | 428 | 1975 | 2024 | 2019 | 2.4 | 437633 | 0.01097 | NEI 2019
Jim Bridger | 8066_B_BW71 | 8066 | B | BW71 | 3455 | Coal Steam | WECC_WY | Wyoming | Sweetwater | 531 | 1974 | 2037 | 2019 | 45.0286 | 2689749 | 0.03348 | NEI 2019
Jim Bridger | 8066_B_BW72 | 8066 | B | BW72 | 3456 | Coal Steam | WECC_WY | Wyoming | Sweetwater | 527 | 1975 | 2037 | 2017 | 47.0146 | 2528930 | 0.03718 | NEI 2019
Jim Bridger | 8066_B_BW73 | 8066 | B | BW73 | 3457 | Coal Steam | WECC_WY | Wyoming | Sweetwater | 523 | 1976 | 2037 | 2019 | 47.0262 | 2705204 | 0.03477 | NEI 2019
Jim Bridger | 8066_B_BW74 | 8066 | B | BW74 | 3458 | Coal Steam | WECC_WY | Wyoming | Sweetwater | 530 | 1979 | 2037 | 2019 | 51.0069 | 3036097 | 0.0336 | NEI 2019
Huntington | 8069_B_1 | 8069 | B | 1 | 3459 | Coal Steam | WECC_UT | Utah | Emery | 459 | 1977 | 2036 | 2019 | 37.74 | 2835301 | 0.02662 | NEI 2019
Huntington | 8069_B_2 | 8069 | B | 2 | 3460 | Coal Steam | WECC_UT | Utah | Emery | 450 | 1977 | 2036 | 2019 | 28.9625 | 2062224 | 0.02809 | NEI 2019
Gavin Power, LLC | 8102_B_1 | 8102 | B | 1 | 3461 | Coal Steam | PJM_West | Ohio | Gallia | 1348 | 1974 | 9999 | 2017 | 83.43 | 8342768 | 0.02 | NEI 2019
Gavin Power, LLC | 8102_B_2 | 8102 | B | 2 | 3462 | Coal Steam | PJM_West | Ohio | Gallia | 1361 | 1975 | 9999 | 2019 | 83.3 | 7055072 | 0.02361 | NEI 2019
Ray D Nixon | 8219_B_1 | 8219 | B | 1 | 3466 | Coal Steam | WECC_CO | Colorado | El Paso | 208 | 1980 | 2029 | 2017 | 19.3987 | 1344748 | 0.02885 | NEI 2019
Coyote | 8222_B_B1 | 8222 | B | B1 | 3469 | Coal Steam | MIS_MAPP | North Dakota | Mercer | 429 | 1981 | 9999 | 2019 | 59.5693 | 2061731 | 0.05779 | NEI 2019
Springerville | 8223_B_1 | 8223 | B | 1 | 3470 | Coal Steam | WECC_AZ | Arizona | Apache | 387 | 1985 | 2027 | 2019 | 45.0224 | 2377109 | 0.03788 | NEI 2019
Springerville | 8223_B_2 | 8223 | B | 2 | 3471 | Coal Steam | WECC_AZ | Arizona | Apache | 406 | 1990 | 2032 | 2019 | 45.191 | 2384718 | 0.0379 | NEI 2019
Springerville | 8223_B_3 | 8223 | B | 3 | 89514 | Coal Steam | WECC_AZ | Arizona | Apache | 417 | 2006 | 9999 | 2019 | 35.941 | 1743875 | 0.04122 | NEI 2019
Springerville | 8223_B_4 | 8223 | B | 4 | 90132 | Coal Steam | WECC_AZ | Arizona | Apache | 415 | 2009 | 9999 | 2019 | 30.9021 | 1420535 | 0.04351 | NEI 2019
North Valmy | 8224_B_2 | 8224 | B | 2 | 3474 | Coal Steam | WECC_NNV | Nevada | Humboldt | 268 | 1985 | 2025 |  |  |  | 0.03136 | Default Emission Factor
Joliet 9 | 874_B_5 | 874 | B | 5 | 590 | O/G Steam | PJM_COMD | Illinois | Will | 314 | 1959 | 2045 |  |  |  | 0.13352 | Default Emission Factor
Kincaid Generation LLC | 876_B_1 | 876 | B | 1 | 591 | Coal Steam | PJM_COMD | Illinois | Christian | 554 | 1967 | 2027 | 2019 | 58.8105 | 1632600 | 0.07205 | NEI 2019
Kincaid Generation LLC | 876_B_2 | 876 | B | 2 | 592 | Coal Steam | PJM_COMD | Illinois | Christian | 554 | 1968 | 2027 | 2017 | 52.6942 | 2491273 | 0.0423 | NEI 2019
Powerton | 879_B_51 | 879 | B | 51 | 593 | Coal Steam | PJM_COMD | Illinois | Tazewell | 384 | 1972 | 2030 |  |  |  | 0.01425 | NEI 2019
Powerton | 879_B_52 | 879 | B | 52 | 594 | Coal Steam | PJM_COMD | Illinois | Tazewell | 384 | 1972 | 2030 | 2017 | 13.4078 | 1881620 | 0.01425 | NEI 2019
Powerton | 879_B_61 | 879 | B | 61 | 595 | Coal Steam | PJM_COMD | Illinois | Tazewell | 384 | 1975 | 2030 |  |  |  | 0.00599 | NEI 2019
Powerton | 879_B_62 | 879 | B | 62 | 596 | Coal Steam | PJM_COMD | Illinois | Tazewell | 384 | 1975 | 2030 | 2017 | 9.0782 | 3032180 | 0.00599 | NEI 2019
Baldwin Energy Complex | 889_B_1 | 889 | B | 1 | 611 | Coal Steam | MIS_IL | Illinois | Randolph | 576 | 1973 | 2025 | 2017 | 104.354 | 3954327 | 0.05278 | NEI 2019
Baldwin Energy Complex | 889_B_2 | 889 | B | 2 | 612 | Coal Steam | MIS_IL | Illinois | Randolph | 581 | 1973 | 2025 | 2019 | 104.9704 | 3183429 | 0.06595 | NEI 2019
Astoria Generating Station | 8906_B_20 | 8906 | B | 20 | 3485 | O/G Steam | NY_Z_J | New York | Queens | 173 | 1954 | 9999 | 2019 | 0.41223 | 7278 | 0.11328 | NEI 2019
Astoria Generating Station | 8906_B_30 | 8906 | B | 30 | 90457 | O/G Steam | NY_Z_J | New York | Queens | 377 | 1958 | 9999 | 2019 | 13.3629 | 402815 | 0.06635 | NEI 2019
Astoria Generating Station | 8906_B_50 | 8906 | B | 50 | 90461 | O/G Steam | NY_Z_J | New York | Queens | 378 | 1962 | 9999 | 2019 | 8.4086 | 254075 | 0.06619 | NEI 2019
Dallman | 963_B_41 | 963 | B | 41 | 89910 | Coal Steam | MIS_IL | Illinois | Sangamon | 208 | 2009 | 2050 | 2019 | 2.4992 | 986799 | 0.00507 | NEI 2019
Winnetka | 972_B_4 | 972 | B | 4 |  | O/G Steam | PJM_COMD | Illinois | Cook | 7 | 1958 | 2045 |  |  |  | 0.13352 | Default Emission Factor
Winnetka | 972_B_5 | 972 | B | 5 |  | O/G Steam | PJM_COMD | Illinois | Cook | 7 | 1938 | 2045 | 2019 | 0.052137 | 683.25 | 0.15262 | NEI 2019
Winnetka | 972_B_7 | 972 | B | 7 |  | O/G Steam | PJM_COMD | Illinois | Cook | 7 | 1948 | 2045 |  |  |  | 0.13352 | Default Emission Factor
Winnetka | 972_B_8 | 972 | B | 8 |  | O/G Steam | PJM_COMD | Illinois | Cook | 7 | 1958 | 2045 |  |  |  | 0.13352 | Default Emission Factor
Marion | 976_B_123 | 976 | B | 123 | 9173 | Coal Steam | MIS_IL | Illinois | Williamson | 120 | 1978 | 2030 | 2017 | 28.3787 | 622751 | 0.09114 | NEI 2019
Clifty Creek | 983_B_1 | 983 | B | 1 | 658 | Coal Steam | MIS_INKY | Indiana | Jefferson | 196 | 1955 | 9999 | 2019 | 9.198 | 943442 | 0.0195 | NEI 2019
Clifty Creek | 983_B_2 | 983 | B | 2 | 659 | Coal Steam | MIS_INKY | Indiana | Jefferson | 196 | 1955 | 9999 | 2019 | 10.5558 | 1082374 | 0.01951 | NEI 2019
Clifty Creek | 983_B_3 | 983 | B | 3 | 660 | Coal Steam | MIS_INKY | Indiana | Jefferson | 196 | 1955 | 9999 | 2019 | 10.0644 | 1025017 | 0.01964 | NEI 2019
Clifty Creek | 983_B_4 | 983 | B | 4 | 661 | Coal Steam | MIS_INKY | Indiana | Jefferson | 196 | 1955 | 9999 | 2019 | 9.7462 | 1053890 | 0.0185 | NEI 2019
Clifty Creek | 983_B_5 | 983 | B | 5 | 662 | Coal Steam | MIS_INKY | Indiana | Jefferson | 196 | 1955 | 9999 | 2019 | 9.0788 | 984046 | 0.01845 | NEI 2019
Clifty Creek | 983_B_6 | 983 | B | 6 | 663 | Coal Steam | MIS_INKY | Indiana | Jefferson | 196 | 1956 | 9999 | 2019 | 5.877 | 634210 | 0.01853 | NEI 2019
Harding Street | 990_B_50 | 990 | B | 50 | 675 | O/G Steam | MIS_INKY | Indiana | Marion | 101 | 1958 | 9999 |  |  |  | 0.13352 | Default Emission Factor
Harding Street | 990_B_60 | 990 | B | 60 | 677 | O/G Steam | MIS_INKY | Indiana | Marion | 99 | 1961 | 9999 |  |  |  | 0.13352 | Default Emission Factor
Harding Street | 990_B_70 | 990 | B | 70 | 679 | O/G Steam | MIS_INKY | Indiana | Marion | 418 | 1973 | 9999 | 2019 | 11.98 | 688323 | 0.03481 | NEI 2019
CC Perry K | 992_B_11 | 992 | B | 11 | 691 | O/G Steam | MIS_INKY | Indiana | Marion | 2.1 | 1938 | 9999 |  |  |  | 0.13352 | Default Emission Factor
CC Perry K | 992_B_12 | 992 | B | 12 | 9090 | O/G Steam | MIS_INKY | Indiana | Marion | 2.1 | 1938 | 9999 | 2019 | 4.0403 | 5323.1175 | 1.518 | NEI 2019
CC Perry K | 992_B_13 | 992 | B | 13 | 9091 | O/G Steam | MIS_INKY | Indiana | Marion | 0.38 | 1938 | 9999 |  |  |  | 0.13352 | Default Emission Factor
CC Perry K | 992_B_14 | 992 | B | 14 | 9092 | O/G Steam | MIS_INKY | Indiana | Marion | 0.38 | 1938 | 9999 | 2019 | 2.06 | 2240.4575 | 1.8389 | NEI 2019
CC Perry K | 992_B_15 | 992 | B | 15 | 9091 | O/G Steam | MIS_INKY | Indiana | Marion | 0.38 | 1938 | 9999 |  |  |  | 0.13352 | Default Emission Factor
CC Perry K | 992_B_16 | 992 | B | 16 | 9094 | O/G Steam | MIS_INKY | Indiana | Marion | 0.38 | 1938 | 9999 | 2019 | 0.21863 | 2240.4575 | 0.19516 | NEI 2019
CC Perry K | 992_B_17 | 992 | B | 17 | 9091 | O/G Steam | MIS_INKY | Indiana | Marion | 0.38 | 1938 | 9999 | 2019 | 0.15478 | 2240.4575 | 0.13817 | NEI 2019
CC Perry K | 992_B_18 | 992 | B | 18 | 9091 | O/G Steam | MIS_INKY | Indiana | Marion | 0.38 | 1938 | 9999 | 2019 | 0.11121 | 2240.4575 | 0.09928 | NEI 2019
AES Petersburg | 994_B_3 | 994 | B | 3 | 694 | Coal Steam | MIS_INKY | Indiana | Pike | 528 | 1977 | 9999 | 2019 | 33.8775 | 2406077 | 0.02816 | NEI 2019
AES Petersburg | 994_B_4 | 994 | B | 4 | 695 | Coal Steam | MIS_INKY | Indiana | Pike | 530 | 1986 | 9999 | 2017 | 34.9452 | 2760929 | 0.02531 | NEI 2019
Michigan City | 997_B_12 | 997 | B | 12 | 702 | Coal Steam | MIS_INKY | Indiana | LaPorte | 469 | 1974 | 2028 | 2019 | 35.1601 | 1072965 | 0.06554 | NEI 2019
Fourche Creek Wastewater | 10050_G_4 | 10050 | G | 4 |  | Non-Fossil Waste | MIS_AR | Arkansas | Pulaski | 1.3 | 2009 | 9999 |  |  |  | 0.42147 | Default Emission Factor
Mars Wrigley Confectionery US, LLC | 10061_G_GEN1 | 10061 | G | GEN1 |  | Combined Cycle | PJM_EMAC | New Jersey | WARREN | 8.8 | 1989 | 9999 | 2019 | 0.71 | 57470 | 0.02471 | NEI 2019
Noblesville | 1007_G_1 | 1007 | G | 1 | 8288 | Combined Cycle | MIS_INKY | Indiana | Hamilton | 43 | 1950 | 9999 |  |  |  | 0.01864 | NEI 2019
Noblesville | 1007_G_2 | 1007 | G | 2 | 8288 | Combined Cycle | MIS_INKY | Indiana | Hamilton | 44 | 1950 | 9999 |  |  |  | 0.01864 | NEI 2019
Noblesville | 1007_G_3 | 1007 | G | 3 | 8288 | Combined Cycle | MIS_INKY | Indiana | Hamilton | 59 | 2003 | 9999 | 2019 | 4.0066 | 474267 | 0.01864 | NEI 2019
Noblesville | 1007_G_4 | 1007 | G | 4 | 8290 | Combined Cycle | MIS_INKY | Indiana | Hamilton | 60 | 2003 | 9999 | 2017 | 4.1148 | 188192 | 0.01864 | NEI 2019
Noblesville | 1007_G_5 | 1007 | G | 5 | 8292 | Combined Cycle | MIS_INKY | Indiana | Hamilton | 58 | 2003 | 9999 | 2019 | 2.4712 | 474267 | 0.01864 | NEI 2019
Total Energy Facilities | 10091_G_G2 | 10091 | G | G2 |  | Non-Fossil Waste | WEC_LADW | California | Los Angeles | 8 | 2003 | 9999 |  |  |  | 0.42147 | Default Emission Factor
Total Energy Facilities | 10091_G_G3 | 10091 | G | G3 |  | Non-Fossil Waste | WEC_LADW | California | Los Angeles | 8 | 2001 | 9999 |  |  |  | 0.42147 | Default Emission Factor
Greene County | 10_G_GT10 | 10 | G | GT10 | 21 | Combustion Turbine | S_SOU | Alabama | Greene | 85 | 1996 | 9999 |  |  |  | 0.04322 | Default Emission Factor
Greene County | 10_G_GT2 | 10 | G | GT2 | 22 | Combustion Turbine | S_SOU | Alabama | Greene | 84 | 1996 | 9999 | 2019 | 0.08 | 4950.3243 | 0.03232 | NEI 2019
Greene County | 10_G_GT3 | 10 | G | GT3 | 23 | Combustion Turbine | S_SOU | Alabama | Greene | 82 | 1995 | 9999 | 2019 | 0.07 | 4832.4595 | 0.02897 | NEI 2019
Greene County | 10_G_GT4 | 10 | G | GT4 | 24 | Combustion Turbine | S_SOU | Alabama | Greene | 81 | 1995 | 9999 | 2019 | 0.07 | 4773.527 | 0.02933 | NEI 2019
Greene County | 10_G_GT5 | 10 | G | GT5 | 25 | Combustion Turbine | S_SOU | Alabama | Greene | 82 | 1995 | 9999 | 2019 | 0.08 | 4832.4595 | 0.03311 | NEI 2019
Greene County | 10_G_GT6 | 10 | G | GT6 | 26 | Combustion Turbine | S_SOU | Alabama | Greene | 81 | 1995 | 9999 | 2019 | 0.1 | 4773.527 | 0.0419 | NEI 2019
Greene County | 10_G_GT7 | 10 | G | GT7 | 27 | Combustion Turbine | S_SOU | Alabama | Greene | 80 | 1995 | 9999 | 2019 | 0.1 | 4714.5946 | 0.04242 | NEI 2019
Greene County | 10_G_GT8 | 10 | G | GT8 | 28 | Combustion Turbine | S_SOU | Alabama | Greene | 83 | 1996 | 9999 | 2019 | 0.05 | 4891.3919 | 0.02044 | NEI 2019
Greene County | 10_G_GT9 | 10 | G | GT9 | 29 | Combustion Turbine | S_SOU | Alabama | Greene | 82 | 1996 | 9999 | 2019 | 0.07 | 4832.4595 | 0.02897 | NEI 2019
Mosaic South Pierce Operations | 10004_G_TG1 | 10004 | G | TG1 |  | Non-Fossil Waste | FRCC | Florida | Polk | 4 | 1978 | 9999 |  |  |  | 0.42147 | Default Emission Factor
Mosaic South Pierce Operations | 10004_G_TG2 | 10004 | G | TG2 |  | Non-Fossil Waste | FRCC | Florida | Polk | 33 | 1992 | 9999 |  |  |  | 0.42147 | Default Emission Factor
Baptist Medical Center | 10008_G_TG-2 | 10008 | G | TG-2 |  | Combustion Turbine | FRCC | Florida | Duval | 2.2 | 1983 | 9999 |  |  |  | 0.04322 | Default Emission Factor
Baptist Medical Center | 10008_G_TG-3 | 10008 | G | TG-3 |  | Combustion Turbine | FRCC | Florida | Duval | 2.7 | 1986 | 9999 |  |  |  | 0.04322 | Default Emission Factor
Baptist Medical Center | 10008_G_TG-4 | 10008 | G | TG-4 |  | Combustion Turbine | FRCC | Florida | Duval | 3.2 | 1993 | 9999 |  |  |  | 0.04322 | Default Emission Factor
Cayuga | 1001_G_31 | 1001 | G | 31 |  | Combustion Turbine | MIS_INKY | Indiana | Vermillion | 3 | 1972 | 9999 |  |  |  | 1.9821 | Default Emission Factor
Cayuga | 1001_G_32 | 1001 | G | 32 |  | Combustion Turbine | MIS_INKY | Indiana | Vermillion | 3 | 1972 | 9999 |  |  |  | 1.9821 | Default Emission Factor
Cayuga | 1001_G_33 | 1001 | G | 33 |  | Combustion Turbine | MIS_INKY | Indiana | Vermillion | 2 | 1972 | 9999 |  |  |  | 1.9821 | Default Emission Factor
Cayuga | 1001_G_34 | 1001 | G | 34 |  | Combustion Turbine | MIS_INKY | Indiana | Vermillion | 2 | 1972 | 9999 |  |  |  | 1.9821 | Default Emission Factor
Cayuga | 1001_G_4 | 1001 | G | 4 | 708 | Combustion Turbine | MIS_INKY | Indiana | Vermillion | 80 | 1993 | 9999 | 2019 | 0.12522 | 8417 | 0.02976 | NEI 2019
RED-Rochester, LLC | 10025_G_75TG | 10025 | G | 75TG |  | O/G Steam | NY_Z_B | New York | Monroe | 2.2 | 2015 | 9999 |  |  |  | 0.13352 | Default Emission Factor
Energy Center Dover | 10030_G_COG1 | 10030 | G | COG1 |  | Combined Cycle | PJM_EMAC | Delaware | Kent | 15 | 1985 | 9999 |  |  |  | 0.02932 | NEI 2019
Energy Center Dover | 10030_G_KD-1 | 10030 | G | KD-1 | 5046 | Combined Cycle | PJM_EMAC | Delaware | Kent | 44 | 2001 | 9999 | 2019 | 1.21 | 70077 | 0.02932 | NEI 2019
Energy Center Dover | 10030_G_KD-2 | 10030 | G | KD-2 | 5047 | Combustion Turbine | PJM_EMAC | Delaware | Kent | 44 | 2001 | 9999 | 2019 | 0.25496 | 20835 | 0.02447 | NEI 2019
Gilroy Power Plant | 10034_G_GEN1 | 10034 | G | GEN1 | 89552 | Combined Cycle | WEC_CALN | California | Santa Clara | 85 | 1987 | 9999 | 2017 | 0.16395 | 82916 | 0.00734 | NEI 2019
Gilroy Power Plant | 10034_G_GEN2 | 10034 | G | GEN2 | 89552 | Combined Cycle | WEC_CALN | California | Santa Clara | 30 | 1987 | 9999 | 2017 | 0.26032 | 32620 | 0.00734 | NEI 2019
Edwardsport | 1004_G_CT1 | 1004 | G | CT1 | 90673 | IGCC | MIS_INKY | Indiana | Knox | 174.9 | 2013 | 9999 | 2019 | 3.5192 | 2936135 | 0.0024 | NEI 2019
Edwardsport | 1004_G_CT2 | 1004 | G | CT2 | 90674 | IGCC | MIS_INKY | Indiana | Knox | 174.9 | 2013 | 9999 | 2019 | 4.7109 | 1045767 | 0.00901 | NEI 2019
Edwardsport | 1004_G_ST | 1004 | G | ST | 90673 | IGCC | MIS_INKY | Indiana | Knox | 245.2 | 2013 | 9999 |  |  |  | 0.0024 | NEI 2019
Kaweah Delta District Hospital | 10042_G_KDHT1 | 10042 | G | KDHT1 |  | Combustion Turbine | WECC_SCE | California | Tulare | 3.5 | 2008 | 9999 | 2018 | 0.25831 | 19060.02 | 0.02711 | California Air Resources Board
Total Energy Facilities | 10091_G_GEN1 | 10091 | G | GEN1 |  | Non-Fossil Waste | WEC_LADW | California | Los Angeles | 8 | 1986 | 9999 |  |  |  | 0.42147 | Default Emission Factor
Total Energy Facilities | 10091_G_GEN4 | 10091 | G | GEN4 |  | Non-Fossil Waste | WEC_LADW | California | Los Angeles | 7.4 | 1986 | 9999 |  |  |  | 0.42147 | Default Emission Factor
Frito-Lay Cogen Plant | 10110_G_GEN1 | 10110 | G | GEN1 |  | Combustion Turbine | WEC_CALN | California | Kern | 5.5 | 1986 | 9999 |  |  |  | 0.04322 | Default Emission Factor
Grossmont Hospital | 10115_G_GEN3 | 10115 | G | GEN3 |  | Combustion Turbine | WEC_SDGE | California | San Diego | 4.2 | 2016 | 9999 | 2018 | 0.45009 | 29556 | 0.03046 | California Air Resources Board
Indiana University of Pennsylvania | 10129_G_GEN1 | 10129 | G | GEN1 |  | Combustion Turbine | PJM_PENE | Pennsylvania | Indiana | 6 | 1988 | 9999 | 2019 | 0.2835 | 3510.25 | 0.16153 | NEI 2019
Indiana University of Pennsylvania | 10129_G_GEN2 | 10129 | G | GEN2 |  | Combustion Turbine | PJM_PENE | Pennsylvania | Indiana | 6 | 1988 | 9999 | 2019 | 0.1955 | 3510.25 | 0.11139 | NEI 2019
Indiana University of Pennsylvania | 10129_G_GEN3 | 10129 | G | GEN3 |  | Combustion Turbine | PJM_PENE | Pennsylvania | Indiana | 6 | 1988 | 9999 | 2019 | 0.252 | 3510.25 | 0.14358 | NEI 2019
Indiana University of Pennsylvania | 10129_G_GEN4 | 10129 | G | GEN4 |  | Combustion Turbine | PJM_PENE | Pennsylvania | Indiana | 6 | 1988 | 9999 | 2019 | 0.219 | 3510.25 | 0.12478 | NEI 2019
Fresno Cogen Partners | 10156_G_GEN2 | 10156 | G | GEN2 | 89509 | Combined Cycle | WEC_CALN | California | Fresno | 6 | 1990 | 9999 |  |  |  | 0.02085 | NEI 2019
Fresno Cogen Partners | 10156_G_GEN3 | 10156 | G | GEN3 |  | Combustion Turbine | WEC_CALN | California | Fresno | 21.9 | 2001 | 9999 | 2017 | 0.077 | 4845 | 0.03179 | NEI 2019
Fresno Cogen Partners | 10156_G_GEN4 | 10156 | G | GEN4 | 89509 | Combined Cycle | WEC_CALN | California | Fresno | 45 | 2004 | 9999 | 2017 | 0.19674 | 16519 | 0.02085 | NEI 2019
Butler-Warner Generation Plant | 1016_G_1 | 1016 | G | 1 | 9622 | Combined Cycle | S_VACA | North Carolina | Cumberland | 20 | 1976 | 9999 |  |  |  | 0.03821 | NEI 2019
Butler-Warner Generation Plant | 1016_G_2 | 1016 | G | 2 | 9623 | Combined Cycle | S_VACA | North Carolina | Cumberland | 20 | 1976 | 9999 |  |  |  | 0.03821 | NEI 2019
Butler-Warner Generation Plant | 1016_G_3 | 1016 | G | 3 | 9624 | Combined Cycle | S_VACA | North Carolina | Cumberland | 20 | 1976 | 9999 |  |  |  | 0.03821 | NEI 2019
Butler-Warner Generation Plant | 1016_G_4 | 1016 | G | 4 | 9625 | Combustion Turbine | S_VACA | North Carolina | Cumberland | 20 | 1976 | 9999 |  |  |  | 0.0365 | NEI 2019
Butler-Warner Generation Plant | 1016_G_5 | 1016 | G | 5 | 9626 | Combustion Turbine | S_VACA | North Carolina | Cumberland | 20 | 1977 | 9999 | 2019 | 0.03 | 1644 | 0.0365 | NEI 2019
Butler-Warner Generation Plant | 1016_G_6 | 1016 | G | 6 | 9627 | Combined Cycle | S_VACA | North Carolina | Cumberland | 20 | 1978 | 9999 |  |  |  | 0.03821 | NEI 2019
Butler-Warner Generation Plant | 1016_G_7 | 1016 | G | 7 | 9628 | Combined Cycle | S_VACA | North Carolina | Cumberland | 20 | 1979 | 9999 | 2019 | 0.14 | 5813 | 0.03821 | NEI 2019
Butler-Warner Generation Plant | 1016_G_8 | 1016 | G | 8 | 88321 | Combined Cycle | S_VACA | North Carolina | Cumberland | 20 | 1980 | 9999 | 2019 | 0.03 | 1635 | 0.03821 | NEI 2019
Butler-Warner Generation Plant | 1016_G_9 | 1016 | G | 9 | 9622 | Combined Cycle | S_VACA | North Carolina | Cumberland | 65 | 1988 | 9999 |  |  |  | 0.03821 | NEI 2019
Seadrift Coke LP | 10167_G_GEN1 | 10167 | G | GEN1 |  | Coal Steam | ERC_REST | Texas | Calhoun | 7.6 | 1983 | 9999 | 2019 | 1.44 | 26073 | 0.11046 | NEI 2019
Carson Cogeneration | 10169_G_GEN1 | 10169 | G | GEN1 | 89366 | Combined Cycle | WECC_SCE | California | Los Angeles | 41.3 | 1989 | 9999 |  |  |  | 0.01609 | Default Emission Factor
Carson Cogeneration | 10169_G_GEN2 | 10169 | G | GEN2 | 89366 | Combined Cycle | WECC_SCE | California | Los Angeles | 8 | 1990 | 9999 |  |  |  | 0.01609 | Default Emission Factor
Childrens Hospital | 10175_G_0799 | 10175 | G | 0799 |  | Combustion Turbine | WEC_SDGE | California | San Diego | 2 | 2000 | 9999 |  |  |  | 1.9821 | Default Emission Factor
Childrens Hospital | 10175_G_1711 | 10175 | G | 1711 |  | Combustion Turbine | WEC_SDGE | California | San Diego | 4.8 | 2004 | 9999 |  |  |  | 0.04322 | Default Emission Factor
Childrens Hospital | 10175_G_5083 | 10175 | G | 5083 |  | Combustion Turbine | WEC_SDGE | California | San Diego | 1.5 | 2010 | 9999 |  |  |  | 1.9821 | Default Emission Factor
Childrens Hospital | 10175_G_5084 | 10175 | G | 5084 |  | Combustion Turbine | WEC_SDGE | California | San Diego | 1.5 | 2010 | 9999 |  |  |  | 1.9821 | Default Emission Factor
Childrens Hospital | 10175_G_5085 | 10175 | G | 5085 |  | Combustion Turbine | WEC_SDGE | California | San Diego | 1.5 | 2010 | 9999 |  |  |  | 1.9821 | Default Emission Factor
M Street Jet | 10176_G_NO.6 | 10176 | G | NO.6 | 3530 | Combustion Turbine | NENGREST | Massachusetts | Suffolk | 50 | 1979 | 9999 | 2019 | 0.004 | 309 | 0.02589 | NEI 2019
Metro Wastewater Reclamation District | 10180_G_1 | 10180 | G | 1 |  | Non-Fossil Waste | WECC_CO | Colorado | Denver | 1.2 | 1985 | 9999 |  |  |  | 0.42147 | Default Emission Factor
Metro Wastewater Reclamation District | 10180_G_2 | 10180 | G | 2 |  | Non-Fossil Waste | WECC_CO | Colorado | Denver | 1.2 | 1985 | 9999 |  |  |  | 0.42147 | Default Emission Factor
Metro Wastewater Reclamation District | 10180_G_3 | 10180 | G | 3 |  | Non-Fossil Waste | WECC_CO | Colorado | Denver | 1.2 | 1985 | 9999 |  |  |  | 0.42147 | Default Emission Factor
Metro Wastewater Reclamation District | 10180_G_4 | 10180 | G | 4 |  | Non-Fossil Waste | WECC_CO | Colorado | Denver | 1.2 | 1985 | 9999 |  |  |  | 0.42147 | Default Emission Factor
Metro Wastewater Reclamation District | 10180_G_5 | 10180 | G | 5 |  | Non-Fossil Waste | WECC_CO | Colorado | Denver | 2.5 | 2000 | 9999 |  |  |  | 0.42147 | Default Emission Factor
Metro Wastewater Reclamation District | 10180_G_6 | 10180 | G | 6 |  | Non-Fossil Waste | WECC_CO | Colorado | Denver | 2.5 | 2000 | 9999 |  |  |  | 0.42147 | Default Emission Factor
Central Utility Plant | 10184_G_EG1 | 10184 | G | EG1 |  | Combustion Turbine | ERC_REST | Texas | Travis | 3.6 | 1988 | 9999 |  |  |  | 1.1533 | Default Emission Factor
Central Utility Plant | 10184_G_EG2 | 10184 | G | EG2 |  | Combustion Turbine | ERC_REST | Texas | Travis | 2.5 | 1988 | 9999 |  |  |  | 1.1533 | Default Emission Factor
Central Utility Plant | 10184_G_TG1 | 10184 | G | TG1 |  | O/G Steam | ERC_REST | Texas | Travis | 2.2 | 1988 | 9999 |  |  |  | 0.13352 | Default Emission Factor
Castleton Energy Center | 10190_G_GEN1 | 10190 | G | GEN1 | 3532 | Combined Cycle | NY_Z_F | New York | Rensselaer | 45.8 | 1992 | 9999 | 2019 | 1.2781 | 92787 | 0.01991 | NEI 2019
Castleton Energy Center | 10190_G_GEN2 | 10190 | G | GEN2 | 3532 | Combined Cycle | NY_Z_F | New York | Rensselaer | 24.4 | 1992 | 9999 | 2019 | 0.01045 | 36688 | 0.01991 | NEI 2019
Mosaic Phosphates Uncle Sam | 10198_G_GEN2 | 10198 | G | GEN2 |  | Non-Fossil Waste | MIS_AMSO | Louisiana | St James | 11 | 1968 | 9999 |  |  |  | 0.42147 | Default Emission Factor
Mosaic Phosphates Uncle Sam | 10198_G_GEN3 | 10198 | G | GEN3 |  | Non-Fossil Waste | MIS_AMSO | Louisiana | St James | 15 | 2016 | 9999 |  |  |  | 0.42147 | Default Emission Factor
Mosaic Co Tampa Facility | 10204_G_GEN1 | 10204 | G | GEN1 |  | Non-Fossil Waste | FRCC | Florida | Hillsborough | 34.4 | 1988 | 9999 |  |  |  | 0.42147 | Default Emission Factor
El Segundo Cogen | 10213_G_GEN1 | 10213 | G | GEN1 |  | Combined Cycle | WEC_LADW | California | Los Angeles | 38.7 | 1987 | 9999 | 2018 | 0.75637 | 267720 | 0.00525 | California Air Resources Board
El Segundo Cogen | 10213_G_GEN2 | 10213 | G | GEN2 |  | Combined Cycle | WEC_LADW | California | Los Angeles | 38.7 | 1987 | 9999 | 2018 | 0.75637 | 275117 | 0.00525 | California Air Resources Board
El Segundo Cogen | 10213_G_GEN5 | 10213 | G | GEN5 |  | Combined Cycle | WEC_LADW | California | Los Angeles | 39.2 | 1996 | 9999 | 2018 | 0.76614 | 336366 | 0.00525 | California Air Resources Board
El Segundo Cogen | 10213_G_GEN6 | 10213 | G | GEN6 |  | Combined Cycle | WEC_LADW | California | Los Angeles | 9.1 | 1996 | 9999 |  |  |  | 0.01609 | Default Emission Factor
El Segundo Cogen | 10213_G_GEN7 | 10213 | G | GEN7 |  | Combined Cycle | WEC_LADW | California | Los Angeles | 40.7 | 2013 | 9999 | 2018 | 0.79546 | 307134 | 0.00543 | California Air Resources Board
El Segundo Cogen | 10213_G_GEN8 | 10213 | G | GEN8 |  | Combined Cycle | WEC_LADW | California | Los Angeles | 5.2 | 2013 | 9999 |  |  |  | 0.01609 | Default Emission Factor
Crawfordsville Power Plant | 1024_G_D1 | 1024 | G | D1 |  | Combustion Turbine | MIS_INKY | Indiana | Montgomery | 0.9 | 1994 | 9999 |  |  |  | 1.9821 | Default Emission Factor
Ticona Polymers Inc | 10243_G_GEN5 | 10243 | G | GEN5 |  | Combustion Turbine | ERC_REST | Texas | Nueces | 32.5 | 1989 | 9999 | 2019 | 4.8163 | 269498 | 0.03574 | NEI 2019
King City Power Plant | 10294_G_GTG | 10294 | G | GTG | 91323 | Combined Cycle | WEC_CALN | California | Monterey | 73 | 1989 | 9999 |  |  |  | 0.01609 | Default Emission Factor
King City Power Plant | 10294_G_STG | 10294 | G | STG | 8434 | Combined Cycle | WEC_CALN | California | Monterey | 38 | 1989 | 9999 |  |  |  | 0.01609 | Default Emission Factor
Bayou Cogen Plant | 10298_G_GT1 | 10298 | G | GT1 | 88564 | Combustion Turbine | ERC_REST | Texas | Harris | 75 | 2014 | 9999 | 2019 | 5.99 | 591915.256 | 0.02024 | NEI 2019
Bayou Cogen Plant | 10298_G_GT2 | 10298 | G | GT2 | 88564 | Combustion Turbine | ERC_REST | Texas | Harris | 75 | 2015 | 9999 |  |  |  | 0.04322 | Default Emission Factor
Bayou Cogen Plant | 10298_G_GT3 | 10298 | G | GT3 | 88565 | Combustion Turbine | ERC_REST | Texas | Harris | 75 | 2015 | 9999 | 2019 | 1.19 | 591915.256 | 0.00402 | NEI 2019
Dutchess Cnty Resource Recovery Facility | 10305_G_GEN1 | 10305 | G | GEN1 |  | Municipal Solid Waste | NY_Z_G-I | New York | Dutchess | 7.2 | 1987 | 9999 |  |  |  | 0.05402 | Default Emission Factor
Bellingham Cogeneration Facility | 10307_G_CT1 | 10307 | G | CT1 | 3537 | Combined Cycle | NENGREST | Massachusetts | Norfolk | 102 | 1991 | 9999 | 2019 | 0.06 | 29602 | 0.01253 | NEI 2019
Bellingham Cogeneration Facility | 10307_G_CT2 | 10307 | G | CT2 | 3538 | Combined Cycle | NENGREST | Massachusetts | Norfolk | 102 | 1991 | 9999 | 2019 | 0.27 | 23082 | 0.01253 | NEI 2019
Bellingham Cogeneration Facility | 10307_G_ST1 | 10307 | G | ST1 | 3537 | Combined Cycle | NENGREST | Massachusetts | Norfolk | 60 | 1991 | 9999 |  |  |  | 0.01253 | NEI 2019
Sayreville Cogeneration Facility | 10308_G_CT1 | 10308 | G | CT1 | 3539 | Combined Cycle | PJM_EMAC | New Jersey | Middlesex | 112 | 1991 | 9999 | 2019 | 0.89 | 152892 | 0.00995 | NEI 2019
Sayreville Cogeneration Facility | 10308_G_CT2 | 10308 | G | CT2 | 3540 | Combined Cycle | PJM_EMAC | New Jersey | Middlesex | 112 | 1991 | 9999 | 2019 | 1.06 | 133944 | 0.00995 | NEI 2019
Sayreville Cogeneration Facility | 10308_G_ST1 | 10308 | G | ST1 | 3539 | Combined Cycle | PJM_EMAC | New Jersey | Middlesex | 68 | 1991 | 9999 |  |  |  | 0.00995 | NEI 2019
T B Simon Power Plant | 10328_G_GEN6 | 10328 | G | GEN6 |  | Combustion Turbine | MIS_LMI | Michigan | Ingham | 12.6 | 2006 | 9999 | 2019 | 0.3329 | 28026.04 | 0.02376 | NEI 2019
Southside Water Reclamation Plant | 10339_G_GEN1 | 10339 | G | GEN1 |  | Combustion Turbine | WECC_NM | New Mexico | Bernalillo | 2.1 | 2002 | 9999 |  |  |  | 1.1533 | Default Emission Factor
Southside Water Reclamation Plant | 10339_G_GEN2 | 10339 | G | GEN2 |  | Combustion Turbine | WECC_NM | New Mexico | Bernalillo | 2.1 | 2002 | 9999 |  |  |  | 1.1533 | Default Emission Factor
Southside Water Reclamation Plant | 10339_G_GEN3 | 10339 | G | GEN3 |  | Non-Fossil Waste | WECC_NM | New Mexico | Bernalillo | 1.1 | 1987 | 9999 |  |  |  | 0.42147 | Default Emission Factor
Southside Water Reclamation Plant | 10339_G_GEN4 | 10339 | G | GEN4 |  | Non-Fossil Waste | WECC_NM | New Mexico | Bernalillo | 1.1 | 1987 | 9999 |  |  |  | 0.42147 | Default Emission Factor
Foster Wheeler Martinez | 10342_G_TG1 | 10342 | G | TG1 |  | Combined Cycle | WEC_CALN | California | Contra Costa | 35 | 1987 | 9999 | 2019 | 2.9458 | 290685 | 0.01681 | NEI 2019
Foster Wheeler Martinez | 10342_G_TG2 | 10342 | G | TG2 |  | Combined Cycle | WEC_CALN | California | Contra Costa | 35 | 1987 | 9999 | 2017 | 2.9031 | 299609 | 0.01681 | NEI 2019
Foster Wheeler Martinez | 10342_G_TG3 | 10342 | G | TG3 |  | Combined Cycle | WEC_CALN | California | Contra Costa | 33.5 | 1987 | 9999 |  |  |  | 0.01681 | NEI 2019
Peru (IN) | 1037_G_D1 | 1037 | G | D1 |  | Combustion Turbine | MIS_INKY | Indiana | Miami | 1.8 | 2002 | 9999 |  |  |  | 1.9821 | Default Emission Factor
Rensselaer City Light Plant | 1038_G_10 | 1038 | G | 10 |  | Combustion Turbine | MIS_INKY | Indiana | Jasper | 1.9 | 1971 | 9999 |  |  |  | 1.9821 | Default Emission Factor
Rensselaer City Light Plant | 1038_G_11 | 1038 | G | 11 |  | Combustion Turbine | MIS_INKY | Indiana | Jasper | 1.9 | 1971 | 9999 |  |  |  | 1.9821 | Default Emission Factor
Rensselaer City Light Plant | 1038_G_14 | 1038 | G | 14 |  | Combustion Turbine | MIS_INKY | Indiana | Jasper | 4.8 | 1994 | 9999 |  |  |  | 1.1533 | Default Emission Factor
Rensselaer City Light Plant | 1038_G_15 | 1038 | G | 15 |  | Combustion Turbine | MIS_INKY | Indiana | Jasper | 8.3 | 2006 | 9999 |  |  |  | 1.1533 | Default Emission Factor
Rensselaer City Light Plant | 1038_G_5 | 1038 | G | 5 |  | Combustion Turbine | MIS_INKY | Indiana | Jasper | 1.8 | 1950 | 9999 |  |  |  | 1.9821 | Default Emission Factor
Rensselaer City Light Plant | 1038_G_6 | 1038 | G | 6 |  | Combustion Turbine | MIS_INKY | Indiana | Jasper | 2.4 | 1957 | 9999 |  |  |  | 1.9821 | Default Emission Factor
Sycamore Energy 1 | 10387_G_1A | 10387 | G | 1A |  | Landfill Gas | WEC_SDGE | California | San Diego | 1.2 | 2011 | 9999 | 2018 | 13.02 | 4274.5385 | 6.0919 | California Air Resources Board
Sycamore Energy 1 | 10387_G_2A | 10387 | G | 2A |  | Landfill Gas | WEC_SDGE | California | San Diego | 1.2 | 2011 | 9999 | 2018 | 13.02 | 4274.5385 | 6.0919 | California Air Resources Board
Sycamore Energy 1 | 10387_G_3 | 10387 | G | 3 |  | Landfill Gas | WEC_SDGE | California | San Diego | 2.8 | 2004 | 9999 | 2018 | 30.38 | 9973.9231 | 6.0919 | California Air Resources Board
Kingsburg Cogen | 10405_G_GEN1 | 10405 | G | GEN1 | 90775 | Combined Cycle | WEC_CALN | California | Fresno | 22 | 1990 | 9999 | 2019 | 0.00529 | 2620 | 0.00305 | NEI 2019
Kingsburg Cogen | 10405_G_GEN2 | 10405 | G | GEN2 | 90775 | Combined Cycle | WEC_CALN | California | Fresno | 11.8 | 1990 | 9999 |  |  |  | 0.00305 | NEI 2019
Pensacola Florida Plant | 10416_G_GEN4 | 10416 | G | GEN4 |  | Combustion Turbine | S_SOU | Florida | Escambia | 82 | 1993 | 9999 | 2019 | 3.2349 | 605723 | 0.01068 | NEI 2019
New-Indy Ontario Mill | 10427_G_GEN2 | 10427 | G | GEN2 |  | Combustion Turbine | WECC_SCE | California | San Bernardino | 14.7 | 2019 | 9999 |  |  |  | 0.02316 | Default Emission Factor
New-Indy Ontario Mill | 10427_G_GEN3 | 10427 | G | GEN3 |  | Combustion Turbine | WECC_SCE | California | San Bernardino | 14.7 | 2019 | 9999 |  |  |  | 0.02316 | Default Emission Factor
Mosaic New Wales Operations | 10434_G_TG2 | 10434 | G | TG2 |  | Non-Fossil Waste | FRCC | Florida | Polk | 48 | 1984 | 9999 |  |  |  | 0.42147 | Default Emission Factor
Mosaic New Wales Operations | 10434_G_TG3 | 10434 | G | TG3 |  | Non-Fossil Waste | FRCC | Florida | Polk | 32 | 1982 | 9999 |  |  |  | 0.42147 | Default Emission Factor
Mosaic New Wales Operations | 10434_G_TG4 | 10434 | G | TG4 |  | Non-Fossil Waste | FRCC | Florida | Polk | 24 | 2014 | 9999 |  |  |  | 0.42147 | Default Emission Factor
ExxonMobil Baytown Refinery | 10436_G_GT38 | 10436 | G | GT38 |  | Combustion Turbine | ERC_REST | Texas | Harris | 28 | 1989 | 9999 | 2019 | 3.967 | 222231.8438 | 0.0357 | NEI 2019
ExxonMobil Baytown Refinery | 10436_G_GT41 | 10436 | G | GT41 |  | Combustion Turbine | ERC_REST | Texas | Harris | 18 | 1977 | 9999 | 2019 | 4.9093 | 142863.3281 | 0.06873 | NEI 2019
ExxonMobil Baytown Refinery | 10436_G_GT42 | 10436 | G | GT42 |  | Combustion Turbine | ERC_REST | Texas | Harris | 18 | 1977 | 9999 | 2019 | 4.6319 | 142863.3281 | 0.06484 | NEI 2019
ExxonMobil Baytown Refinery | 10436_G_GT43 | 10436 | G | GT43 |  | Combustion Turbine | ERC_REST | Texas | Harris | 18 | 1977 | 9999 | 2019 | 2.4918 | 142863.3281 | 0.03488 | NEI 2019
ExxonMobil Baytown Refinery | 10436_G_GT44 | 10436 | G | GT44 |  | Combustion Turbine | ERC_REST | Texas | Harris | 18 | 1977 | 9999 | 2019 | 2.9257 | 142863.3281 | 0.04096 | NEI 2019
ExxonMobil Baytown Refinery | 10436_G_GT45 | 10436 | G | GT45 |  | Combustion Turbine | ERC_REST | Texas | Harris | 28 | 1988 | 9999 | 2019 | 2.5399 | 222231.8438 | 0.02286 | NEI 2019
ExxonMobil Baytown Refinery | 10436_G_ST34 | 10436 | G | ST34 |  | Non-Fossil Waste | ERC_REST | Texas | Harris | 7.5 | 1952 | 9999 |  |  |  | 0.42147 | Default Emission Factor
Wisconsin Rapids Paper Mill | 10466_G_GEN3 | 10466 | G | GEN3 |  | Non-Fossil Waste | MIS_WUMS | Wisconsin | Wood | 5 | 1976 | 9999 |  |  |  | 0.42147 | Default Emission Factor
Kern River Cogeneration | 10496_G_GTAG | 10496 | G | GTAG |  | Combustion Turbine | WECC_SCE | California | Kern | 72 | 1985 | 9999 |  |  |  | 0.04322 | Default Emission Factor
Kern River Cogeneration | 10496_G_GTBG | 10496 | G | GTBG |  | Combustion Turbine | WECC_SCE | California | Kern | 72 | 1985 | 9999 |  |  |  | 0.04322 | Default Emission Factor
Kern River Cogeneration | 10496_G_GTCG | 10496 | G | GTCG |  | Combustion Turbine | WECC_SCE | California | Kern | 72 | 1985 | 9999 |  |  |  | 0.04322 | Default Emission Factor
Kern River Cogeneration | 10496_G_GTDG | 10496 | G | GTDG |  | Combustion Turbine | WECC_SCE | California | Kern | 72 | 1985 | 9999 |  |  |  | 0.04322 | Default Emission Factor
Mid-Set Cogeneration | 10501_G_K100 | 10501 | G | K100 |  | Combustion Turbine | WEC_CALN | California | Kern | 36 | 1989 | 9999 |  |  |  | 0.04322 | Default Emission Factor
Lederle Laboratories | 10521_G_3A | 10521 | G | 3A |  | Combined Cycle | NY_Z_G-I | New York | Rockland | 1.5 | 1998 | 9999 |  |  |  | 0.01609 | Default Emission Factor
Lederle Laboratories | 10521_G_GEN1 | 10521 | G | GEN1 |  | Combined Cycle | NY_Z_G-I | New York | Rockland | 8.3 | 1991 | 9999 |  |  |  | 0.01609 | Default Emission Factor
Lederle Laboratories | 10521_G_GEN2 | 10521 | G | GEN2 |  | Combined Cycle | NY_Z_G-I | New York | Rockland | 8.3 | 1991 | 9999 |  |  |  | 0.01609 | Default Emission Factor
Lederle Laboratories | 10521_G_GEN3 | 10521 | G | GEN3 |  | Combined Cycle | NY_Z_G-I | New York | Rockland | 2.2 | 1990 | 9999 |  |  |  | 0.01609 | Default Emission Factor
Lederle Laboratories | 10521_G_TG4 | 10521 | G | TG4 |  | Combined Cycle | NY_Z_G-I | New York | Rockland | 1.4 | 1997 | 9999 |  |  |  | 0.01609 | Default Emission Factor
Grand River | 10532_G_2-1 | 10532 | G | 2-1 |  | Landfill Gas | MIS_LMI | Michigan | Clinton | 0.8 | 1991 | 9999 | 2018 | 2.7759 | 3295.25 | 1.6848 | Michigan Point Source Emission
Grand River | 10532_G_2-3 | 10532 | G | 2-3 |  | Landfill Gas | MIS_LMI | Michigan | Clinton | 0.8 | 1991 | 9999 | 2018 | 2.7759 | 3295.25 | 1.6848 | Michigan Point Source Emission
Grand River | 10532_G_2-4 | 10532 | G | 2-4 |  | Landfill Gas | MIS_LMI | Michigan | Clinton | 0.8 | 1996 | 9999 | 2018 | 2.7759 | 3295.25 | 1.6848 | Michigan Point Source Emission
Grand River | 10532_G_2-5 | 10532 | G | 2-5 |  | Landfill Gas | MIS_LMI | Michigan | Clinton | 0.8 | 1997 | 9999 | 2018 | 2.7759 | 3295.25 | 1.6848 | Michigan Point Source Emission
San Jose Cogeneration | 10548_G_GEN1 | 10548 | G | GEN1 |  | Combustion Turbine | WEC_CALN | California | Santa Clara | 5.6 | 1984 | 9999 |  |  |  | 0.04322 | Default Emission Factor
Al Turi | 10549_G_2 | 10549 | G | 2 |  | Landfill Gas | NY_Z_G-I | New York | Orange | 0.8 | 2011 | 9999 |  |  |  | 1.5652 | Default Emission Factor
Al Turi | 10549_G_3 | 10549 | G | 3 |  | Landfill Gas | NY_Z_G-I | New York | Orange | 0.8 | 2011 | 9999 |  |  |  | 1.5652 | Default Emission Factor
Formosa Utility Venture Ltd | 10554_G_3ST1 | 10554 | G | 3ST1 |  | Combined Cycle | ERC_REST | Texas | Calhoun | 38 | 2019 | 9999 |  |  |  | 0.01015 | Default Emission Factor
Formosa Utility Venture Ltd | 10554_G_3TBG1 | 10554 | G | 3TBG1 |  | Combined Cycle | ERC_REST | Texas | Calhoun | 97 | 2019 | 9999 |  |  |  | 0.01015 | Default Emission Factor
Formosa Utility Venture Ltd | 10554_G_3TBG2 | 10554 | G | 3TBG2 |  | Combined Cycle | ERC_REST | Texas | Calhoun | 97 | 2019 | 9999 |  |  |  | 0.01015 | Default Emission Factor
Formosa Utility Venture Ltd | 10554_G_BO3 | 10554 | G | BO3 |  | Combined Cycle | ERC_REST | Texas | Calhoun | 32 | 1987 | 9999 | 2019 | 0.49 | 208030.08 | 0.00605 | NEI 2019
Formosa Utility Venture Ltd | 10554_G_ST1 | 10554 | G | ST1 |  | Combined Cycle | ERC_REST | Texas | Calhoun | 28.5 | 1994 | 9999 |  |  |  | 0.00605 | NEI 2019
Formosa Utility Venture Ltd | 10554_G_ST2 | 10554 | G | ST2 |  | Combined Cycle | ERC_REST | Texas | Calhoun | 57.5 | 1994 | 9999 |  |  |  | 0.00671 | NEI 2019
Formosa Utility Venture Ltd | 10554_G_ST3 | 10554 | G | ST3 |  | Combined Cycle | ERC_REST | Texas | Calhoun | 47.3 | 2002 | 9999 |  |  |  | 0.00806 | NEI 2019
Formosa Utility Venture Ltd | 10554_G_TBG1 | 10554 | G | TBG1 |  | Combined Cycle | ERC_REST | Texas | Calhoun | 72 | 1993 | 9999 | 2019 | 2.06 | 634477 | 0.00605 | NEI 2019
Formosa Utility Venture Ltd | 10554_G_TBG2 | 10554 | G | TBG2 |  | Combined Cycle | ERC_REST | Texas | Calhoun | 72 | 1993 | 9999 | 2019 | 1.68 | 474109.81 | 0.00671 | NEI 2019
Formosa Utility Venture Ltd | 10554_G_TBG3 | 10554 | G | TBG3 |  | Combined Cycle | ERC_REST | Texas | Calhoun | 72 | 1993 | 9999 | 2019 | 2.31 | 545044.94 | 0.00671 | NEI 2019
Formosa Utility Venture Ltd | 10554_G_TBG4 | 10554 | G | TBG4 |  | Combined Cycle | ERC_REST | Texas | Calhoun | 72 | 1994 | 9999 | 2019 | 2.3 | 855650.58 | 0.00671 | NEI 2019
Formosa Utility Venture Ltd | 10554_G_TBG5 | 10554 | G | TBG5 |  | Combined Cycle | ERC_REST | Texas | Calhoun | 72 | 1994 | 9999 | 2019 | 2.21 | 540598.46 | 0.00806 | NEI 2019
Formosa Utility Venture Ltd | 10554_G_TBG6 | 10554 | G | TBG6 |  | Combined Cycle | ERC_REST | Texas | Calhoun | 72 | 2003 | 9999 | 2019 | 2.69 | 675680.66 | 0.00806 | NEI 2019
Algonquin Windsor Locks | 10567_G_GTG | 10567 | G | GTG | 3556 | Combined Cycle | NENG_CT | Connecticut | Hartford | 35 | 1990 | 9999 | 2019 | 0.51912 | 4520.2 | 0.01521 | NEI 2019
Algonquin Windsor Locks | 10567_G_GTG2 | 10567 | G | GTG2 |  | Combined Cycle | NENG_CT | Connecticut | Hartford | 13 | 2012 | 9999 | 2019 | 0.12736 | 107315.95 | 0.01521 | NEI 2019
Algonquin Windsor Locks | 10567_G_STG | 10567 | G | STG | 3556 | Combined Cycle | NENG_CT | Connecticut | Hartford | 16 | 1990 | 9999 | 2019 | 0.29755 | 12273.41 | 0.01521 | NEI 2019
Tesoro Wilmington Calciner | 10601_G_GEN1 | 10601 | G | GEN1 |  | Non-Fossil Waste | WECC_SCE | California | Los Angeles | 30.7 | 1982 | 9999 |  |  |  | 0.42147 | Default Emission Factor
CH Resources Beaver Falls | 10617_G_GEN1 | 10617 | G | GEN1 | 3560 | Combined Cycle | NY_Z_C&E | New York | Lewis | 50.7 | 1995 | 9999 | 2019 | 0.0080845 | 1912 | 0.00846 | NEI 2019
CH Resources Beaver Falls | 10617_G_GEN2 | 10617 | G | GEN2 | 3560 | Combined Cycle | NY_Z_C&E | New York | Lewis | 30.6 | 1995 | 9999 |  |  |  | 0.00846 | NEI 2019
Carthage Energy LLC | 10620_G_GEN1 | 10620 | G | GEN1 | 3563 | Combined Cycle | NY_Z_C&E | New York | Jefferson | 38.2 | 1991 | 9999 | 2019 | 0.036832 | 2207 | 0.02788 | NEI 2019
Carthage Energy LLC | 10620_G_GEN2 | 10620 | G | GEN2 | 3563 | Combined Cycle | NY_Z_C&E | New York | Jefferson | 21 | 1991 | 9999 | 2019 | 0.00726 | 956 | 0.02788 | NEI 2019
CH Resources Syracuse | 10621_G_GEN1 | 10621 | G | GEN1 | 3564 | Combined Cycle | NY_Z_C&E | New York | Onondaga | 56.5 | 1994 | 9999 | 2019 | 0.57557 | 13417 | 0.08478 | NEI 2019
CH Resources Syracuse | 10621_G_GEN2 | 10621 | G | GEN2 | 3564 | Combined Cycle | NY_Z_C&E | New York | Onondaga | 28.8 | 1994 | 9999 | 2019 | 0.0021273 | 211 | 0.08478 | NEI 2019
Civic Center | 10623_G_GEN1 | 10623 | G | GEN1 |  | Combined Cycle | WEC_LADW | California | Los Angeles | 22.1 | 1989 | 9999 |  |  |  | 0.01609 | Default Emission Factor
Civic Center | 10623_G_GEN2 | 10623 | G | GEN2 |  | Combined Cycle | WEC_LADW | California | Los Angeles | 1.5 | 1989 | 9999 |  |  |  | 0.01609 | Default Emission Factor
Hopewell Cogeneration | 10633_G_GT1 | 10633 | G | GT1 | 88335 | Combined Cycle | PJM_Dom | Virginia | Prince George | 94.1 | 1990 | 9999 | 2019 | 1.4769 | 739768 | 0.00634 | NEI 2019
Hopewell Cogeneration | 10633_G_GT2 | 10633 | G | GT2 | 88336 | Combined Cycle | PJM_Dom | Virginia | Prince George | 94.1 | 1990 | 9999 | 2019 | 1.6011 | 372851 | 0.00634 | NEI 2019
Hopewell Cogeneration | 10633_G_GT3 | 10633 | G | GT3 | 88337 | Combined Cycle | PJM_Dom | Virginia | Prince George | 94.1 | 1990 | 9999 | 2019 | 1.6601 | 382809 | 0.00634 | NEI 2019
Hopewell Cogeneration | 10633_G_ST1 | 10633 | G | ST1 | 88335 | Combined Cycle | PJM_Dom | Virginia | Prince George | 96 | 1990 | 9999 |  |  |  | 0.00634 | NEI 2019
Bear Mountain Limited | 10649_G_GEN1 | 10649 | G | GEN1 | 91243 | Combustion Turbine | WEC_CALN | California | Kern | 46 | 1995 | 9999 | 2017 | 0.0302 | 33818 | 0.00179 | NEI 2019
Badger Creek Limited | 10650_G_GEN1 | 10650 | G | GEN1 | 91244 | Combustion Turbine | WEC_CALN | California | Kern | 46 | 1991 | 9999 | 2017 | 0.0148 | 15982 | 0.00185 | NEI 2019
Marshalltown | 1068_G_1 | 1068 | G | 1 | 89836 | Combustion Turbine | MIS_IA | Iowa | Marshall | 55.9 | 1978 | 9999 | 2019 | 0.041417 | 9627.794 | 0.0086 | NEI 2019
Marshalltown | 1068_G_2 | 1068 | G | 2 | 89842 | Combustion Turbine | MIS_IA | Iowa | Marshall | 56.2 | 1978 | 9999 | 2019 | 0.073557 | 9679.4638 | 0.0152 | NEI 2019
Marshalltown | 1068_G_3 | 1068 | G | 3 | 89844 | Combustion Turbine | MIS_IA | Iowa | Marshall | 61.7 | 1978 | 9999 | 2019 | 0.07519 | 10626.7422 | 0.01415 | NEI 2019
Brush Generation Facility | 10682_G_GT1 | 10682 | G | GT1 |  | Combined Cycle | WECC_CO | Colorado | Morgan | 25 | 1990 | 9999 | 2017 | 0.12 | 3770 | 0.03698 | NEI 2019
Brush Generation Facility | 10682_G_GT2 | 10682 | G | GT2 | 3576 | Combustion Turbine | WECC_CO | Colorado | Morgan | 25 | 1990 | 9999 | 2017 | 0.12 | 2853 | 0.08412 | NEI 2019
Brush Generation Facility | 10682_G_GT3 | 10682 | G | GT3 |  | Combined Cycle | WECC_CO | Colorado | Morgan | 32 | 1994 | 9999 |  |  |  | 0.01609 | Default Emission Factor
Brush Generation Facility | 10682_G_GT4 | 10682 | G | GT4 | 4142 | Combined Cycle | WECC_CO | Colorado | Morgan | 25 | 1999 | 9999 | 2017 | 0.38 | 4072 | 0.02051 | NEI 2019
Brush Generation Facility | 10682_G_GT5 | 10682 | G | GT5 | 4143 | Combined Cycle | WECC_CO | Colorado | Morgan | 25 | 1999 | 9999 | 2019 | 0.38 | 70046 | 0.02051 | NEI 2019
Brush Generation Facility | 10682_G_ST1 | 10682 | G | ST1 |  | Combined Cycle | WECC_CO | Colorado | Morgan | 30 | 1990 | 9999 |  |  |  | 0.03698 | NEI 2019
Brush Generation Facility | 10682_G_ST2 | 10682 | G | ST2 |  | Combined Cycle | WECC_CO | Colorado | Morgan | 40 | 1994 | 9999 |  |  |  | 0.01609 | Default Emission Factor
Brush Generation Facility | 10682_G_ST4 | 10682 | G | ST4 | 4143 | Combined Cycle | WECC_CO | Colorado | Morgan | 90 | 2002 | 9999 |  |  |  | 0.02051 | NEI 2019
ExxonMobil Baton Rouge Turbine Generator | 10690_G_CTG1 | 10690 | G | CTG1 |  | Combustion Turbine | MIS_LA | Louisiana | East Baton Rouge | 76.7 | 1990 | 9999 |  |  |  | 0.04322 | Default Emission Factor
ExxonMobil Baytown Turbine | 10692_G_GEN1 | 10692 | G | GEN1 |  | Combustion Turbine | ERC_REST | Texas | Harris | 32 | 1989 | 9999 |  |  |  | 0.04322 | Default Emission Factor
ExxonMobil Baytown Turbine | 10692_G_GEN2 | 10692 | G | GEN2 |  | Combustion Turbine | ERC_REST | Texas | Harris | 32 | 1989 | 9999 |  |  |  | 0.04322 | Default Emission Factor
ExxonMobil Baytown Turbine | 10692_G_GEN3 | 10692 | G | GEN3 |  | Combustion Turbine | ERC_REST | Texas | Harris | 32 | 1989 | 9999 |  |  |  | 0.04322 | Default Emission Factor
ExxonMobil Baytown Turbine | 10692_G_GEN4 | 10692 | G | GEN4 |  | Combustion Turbine | ERC_REST | Texas | Harris | 90 | 1997 | 9999 |  |  |  | 0.04322 | Default Emission Factor
ExxonMobil Baytown Turbine | 10692_G_GEN5 | 10692 | G | GEN5 |  | Combustion Turbine | ERC_REST | Texas | Harris | 140 | 2004 | 9999 |  |  |  | 0.04322 | Default Emission Factor
Selkirk Cogen | 10725_G_GEN1 | 10725 | G | GEN1 | 3577 | Combined Cycle | NY_Z_F | New York | Albany | 69.4 | 1992 | 9999 | 2019 | 0.20288 | 47501 | 0.04909 | NEI 2019
Selkirk Cogen | 10725_G_GEN2 | 10725 | G | GEN2 | 3577 | Combined Cycle | NY_Z_F | New York | Albany | 8.7 | 1992 | 9999 |  |  |  | 0.04909 | NEI 2019
Selkirk Cogen | 10725_G_GEN3 | 10725 | G | GEN3 | 3578 | Combined Cycle | NY_Z_F | New York | Albany | 79.3 | 1994 | 9999 |  |  |  | 0.04909 | NEI 2019
Selkirk Cogen | 10725_G_GEN4 | 10725 | G | GEN4 | 3579 | Combined Cycle | NY_Z_F | New York | Albany | 79.3 | 1994 | 9999 |  |  |  | 0.04909 | NEI 2019
Selkirk Cogen | 10725_G_GEN5 | 10725 | G | GEN5 | 3578 | Combined Cycle | NY_Z_F | New York | Albany | 123.6 | 1994 | 9999 | 2019 | 3.5452 | 105209 | 0.04909 | NEI 2019
Masspower | 10726_G_GEN1 | 10726 | G | GEN1 | 3580 | Combined Cycle | NENGREST | Massachusetts | Hampden | 83 | 1993 | 9999 | 2019 | 3.0759 | 282447 | 0.04296 | NEI 2019
Masspower | 10726_G_GEN2 | 10726 | G | GEN2 | 3581 | Combined Cycle | NENGREST | Massachusetts | Hampden | 83 | 1993 | 9999 |  |  |  | 0.04296 | NEI 2019
Masspower | 10726_G_GEN3 | 10726 | G | GEN3 | 3580 | Combined Cycle | NENGREST | Massachusetts | Hampden | 79 | 1993 | 9999 |  |  |  | 0.04296 | NEI 2019
Midland Cogeneration Venture | 10745_G_1G12 | 10745 | G | 1G12 |  | Combustion Turbine | MIS_LMI | Michigan | Midland | 5.2 | 1990 | 9999 |  |  |  | 1.9821 | Default Emission Factor
Midland Cogeneration Venture | 10745_G_BP15 | 10745 | G | BP15 | 88573 | Combined Cycle | MIS_LMI | Michigan | Midland | 13.4 | 1998 | 9999 | 2019 | 1.8305 | 35597.06 | 0.04317 | NEI 2019
Midland Cogeneration Venture | 10745_G_GT10 | 10745 | G | GT10 | 88574 | Combined Cycle | MIS_LMI | Michigan | Midland | 88 | 1990 | 9999 |  |  |  | 0.04317 | NEI 2019
Midland Cogeneration Venture | 10745_G_GT11 | 10745 | G | GT11 | 88575 | Combined Cycle | MIS_LMI | Michigan | Midland | 88 | 1990 | 9999 |  |  |  | 0.04317 | NEI 2019
Midland Cogeneration Venture | 10745_G_GT12 | 10745 | G | GT12 | 88576 | Combined Cycle | MIS_LMI | Michigan | Midland | 88 | 1990 | 9999 | 2019 | 7.8 | 646670.87 | 0.04317 | NEI 2019
Midland Cogeneration Venture | 10745_G_GT13 | 10745 | G | GT13 | 88577 | Combined Cycle | MIS_LMI | Michigan | Midland | 88 | 1990 | 9999 |  |  |  | 0.04317 | NEI 2019
Midland Cogeneration Venture | 10745_G_GT14 | 10745 | G | GT14 | 88578 | Combined Cycle | MIS_LMI | Michigan | Midland | 88 | 1990 | 9999 | 2019 | 71.75 | 6454509.01 | 0.04317 | NEI 2019
Midland Cogeneration Venture | 10745_G_GT3 | 10745 | G | GT3 | 88567 | Combined Cycle | MIS_LMI | Michigan | Midland | 88 | 1989 | 9999 |  |  |  | 0.01609 | Default Emission Factor
Midland Cogeneration Venture | 10745_G_GT4 | 10745 | G | GT4 | 88568 | Combined Cycle | MIS_LMI | Michigan | Midland | 88 | 1989 | 9999 |  |  |  | 0.01609 | Default Emission Factor
Midland Cogeneration Venture | 10745_G_GT5 | 10745 | G | GT5 | 88569 | Combined Cycle | MIS_LMI | Michigan | Midland | 88 | 1989 | 9999 |  |  |  | 0.01609 | Default Emission Factor
Midland Cogeneration Venture | 10745_G_GT6 | 10745 | G | GT6 | 88570 | Combined Cycle | MIS_LMI | Michigan | Midland | 88 | 1989 | 9999 |  |  |  | 0.01609 | Default Emission Factor
Midland Cogeneration Venture | 10745_G_GT7 | 10745 | G | GT7 | 88571 | Combined Cycle | MIS_LMI | Michigan | Midland | 88 | 1989 | 9999 |  |  |  | 0.01609 | Default Emission Factor
Midland Cogeneration Venture | 10745_G_GT8 | 10745 | G | GT8 | 88572 | Combined Cycle | MIS_LMI | Michigan | Midland | 88 | 1989 | 9999 |  |  |  | 0.01609 | Default Emission Factor
Midland Cogeneration Venture | 10745_G_GT9 | 10745 | G | GT9 | 88573 | Combined Cycle | MIS_LMI | Michigan | Midland | 88 | 1990 | 9999 |  |  |  | 0.04317 | NEI 2019
Midland Cogeneration Venture | 10745_G_ST1 | 10745 | G | ST1 | 88567 | Combined Cycle | MIS_LMI | Michigan | Midland | 410 | 1990 | 9999 |  |  |  | 0.01609 | Default Emission Factor
Midland Cogeneration Venture | 10745_G_ST2 | 10745 | G | ST2 | 88573 | Combined Cycle | MIS_LMI | Michigan | Midland | 380 | 1990 | 9999 | 2019 | 0.41095 | 1716247.2 | 0.04317 | NEI 2019
Marina Landfill Gas | 10748_G_U1C06 | 10748 | G | U1C06 |  | Landfill Gas | WEC_CALN | California | Monterey | 1.6 | 2006 | 9999 |  |  |  | 1.5652 | Default Emission Factor
Marina Landfill Gas | 10748_G_U2J02 | 10748 | G | U2J02 |  | Landfill Gas | WEC_CALN | California | Monterey | 1 | 2002 | 9999 |  |  |  | 1.5652 | Default Emission Factor
Marina Landfill Gas | 10748_G_U4J16 | 10748 | G | U4J16 |  | Landfill Gas | WEC_CALN | California | Monterey | 1.2 | 2016 | 9999 |  |  |  | 1.5652 | Default Emission Factor
Camden Plant Holdings LLC | 10751_G_GEN1 | 10751 | G | GEN1 | 3583 | Combined Cycle | PJM_EMAC | New Jersey | Camden | 79.8 | 1993 | 9999 |  |  |  | 0.01621 | NEI 2019
Camden Plant Holdings LLC | 10751_G_GEN2 | 10751 | G | GEN2 | 3583 | Combined Cycle | PJM_EMAC | New Jersey | Camden | 65.2 | 1993 | 9999 | 2019 | 0.48 | 59215 | 0.01621 | NEI 2019
Rifle Generating Station | 10755_G_GT2 | 10755 | G | GT2 |  | Combined Cycle | WECC_CO | Colorado | Garfield | 13 | 1987 | 9999 |  |  |  | 0.01609 | Default Emission Factor
Rifle Generating Station | 10755_G_GT3 | 10755 | G | GT3 |  | Combined Cycle | WECC_CO | Colorado | Garfield | 13 | 1987 | 9999 |  |  |  | 0.01609 | Default Emission Factor
Rifle Generating Station | 10755_G_GT4 | 10755 | G | GT4 |  | Combined Cycle | WECC_CO | Colorado | Garfield | 13 | 1987 | 9999 |  |  |  | 0.01609 | Default Emission Factor
Rifle Generating Station | 10755_G_ST1 | 10755 | G | ST1 |  | Combined Cycle | WECC_CO | Colorado | Garfield | 34 | 1987 | 9999 |  |  |  | 0.01609 | Default Emission Factor
Las Vegas Generating Station | 10761_G_GEN1 | 10761 | G | GEN1 | 90316 | Combined Cycle | WECC_SNV | Nevada | Clark | 41 | 1994 | 9999 | 2019 | 0.4 | 38196 | 0.02095 | NEI 2019
Las Vegas Generating Station | 10761_G_GEN2 | 10761 | G | GEN2 | 90316 | Combined Cycle | WECC_SNV | Nevada | Clark | 9 | 1994 | 9999 |  |  |  | 0.02095 | NEI 2019
Las Vegas Generating Station | 10761_G_GEN3 | 10761 | G | GEN3 | 3587 | Combined Cycle | WECC_SNV | Nevada | Clark | 45 | 2003 | 9999 | 2019 | 0.79 | 52621 | 0.03745 | NEI 2019
Las Vegas Generating Station | 10761_G_GEN4 | 10761 | G | GEN4 | 3588 | Combined Cycle | WECC_SNV | Nevada | Clark | 45 | 2003 | 9999 | 2019 | 0.8 | 32291 | 0.03745 | NEI 2019
Las Vegas Generating Station | 10761_G_GEN5 | 10761 | G | GEN5 | 3589 | Combined Cycle | WECC_SNV | Nevada | Clark | 45 | 2003 | 9999 | 2019 | 0.71 | 46551 | 0.03781 | NEI 2019
Las Vegas Generating Station | 10761_G_GEN6 | 10761 | G | GEN6 | 3590 | Combined Cycle | WECC_SNV | Nevada | Clark | 45 | 2003 | 9999 | 2019 | 0.67 | 26445 | 0.03781 | NEI 2019
Las Vegas Generating Station | 10761_G_GEN7 | 10761 | G | GEN7 | 3587 | Combined Cycle | WECC_SNV | Nevada | Clark | 26 | 2003 | 9999 |  |  |  | 0.03745 | NEI 2019
Las Vegas Generating Station | 10761_G_GEN8 | 10761 | G | GEN8 | 3589 | Combined Cycle | WECC_SNV | Nevada | Clark | 26 | 2003 | 9999 |  |  |  | 0.03781 | NEI 2019
E F Oxnard Energy Facility | 10776_G_GTG | 10776 | G | GTG |  | Combustion Turbine | WECC_SCE | California | Ventura | 48.5 | 1990 | 9999 | 2017 | 1.6096 | 163730 | 0.01966 | NEI 2019
Sabine River Works | 10789_G_GEN1 | 10789 | G | GEN1 |  | Combined Cycle | MIS_WOTA | Texas | Orange | 82 | 1987 | 9999 | 2018 | 215.9856 | 253912 | 0.13694 | Texas Emissions Inventory
Sabine River Works | 10789_G_GT1A | 10789 | G | GT1A | 3945 | Combined Cycle | MIS_WOTA | Texas | Orange | 160 | 2001 | 9999 | 2019 | 5.1401 | 1283304 | 0.13694 | NEI 2019
Sabine River Works | 10789_G_GT1B | 10789 | G | GT1B | 3946 | Combined Cycle | MIS_WOTA | Texas | Orange | 160 | 2001 | 9999 | 2019 | 5.6763 | 1161713 | 0.13694 | NEI 2019
Sabine River Works | 10789_G_ST1A | 10789 | G | ST1A | 3945 | Combined Cycle | MIS_WOTA | Texas | Orange | 100 | 2001 | 9999 |  |  |  | 0.13694 | NEI 2019
Coralville GT | 1079_G_1 | 1079 | G | 1 |  | Combustion Turbine | MIS_MIDA | Iowa | Johnson | 16.5 | 1970 | 9999 |  |  |  | 0.04322 | Default Emission Factor
Coralville GT | 1079_G_2 | 1079 | G | 2 |  | Combustion Turbine | MIS_MIDA | Iowa | Johnson | 17.2 | 1970 | 9999 |  |  |  | 0.04322 | Default Emission Factor
Coralville GT | 1079_G_3 | 1079 | G | 3 |  | Combustion Turbine | MIS_MIDA | Iowa | Johnson | 16.2 | 1970 | 9999 |  |  |  | 0.04322 | Default Emission Factor
Coralville GT | 1079_G_4 | 1079 | G | 4 |  | Combustion Turbine | MIS_MIDA | Iowa | Johnson | 16.5 | 1970 | 9999 |  |  |  | 0.04322 | Default Emission Factor
Victoria Texas Plant | 10790_G_GEN1 | 10790 | G | GEN1 |  | Combustion Turbine | ERC_REST | Texas | Victoria | 75 | 1987 | 9999 | 2019 | 6.3274 | 505437 | 0.02504 | NEI 2019
Kenilworth Energy Facility | 10805_G_GEN1 | 10805 | G | GEN1 | 3600 | Combined Cycle | PJM_EMAC | New Jersey | Union | 20 | 1989 | 9999 |  |  |  | 0.06534 | NEI 2019
Kenilworth Energy Facility | 10805_G_GEN2 | 10805 | G | GEN2 | 3600 | Combined Cycle | PJM_EMAC | New Jersey | Union | 4.5 | 1989 | 9999 | 2019 | 4.935 | 151060.04 | 0.06534 | NEI 2019
Ada Cogeneration LP | 10819_G_GEN1 | 10819 | G | GEN1 |  | Combined Cycle | MIS_LMI | Michigan | Kent | 22 | 1990 | 9999 | 2019 | 0.8 | 113112 | 0.01313 | NEI 2019
Ada Cogeneration LP | 10819_G_GEN2 | 10819 | G | GEN2 |  | Combined Cycle | MIS_LMI | Michigan | Kent | 8 | 1990 | 9999 | 2019 | 0.1 | 24017 | 0.01313 | NEI 2019
Deer Island Treatment Plant | 10823_G_G101 | 10823 | G | G101 | 3602 | Combustion Turbine | NENGREST | Massachusetts | Suffolk | 22 | 1995 | 9999 | 2019 | 0.033 | 4016.04 | 0.01643 | NEI 2019
Deer Island Treatment Plant | 10823_G_G201 | 10823 | G | G201 | 3603 | Combustion Turbine | NENGREST | Massachusetts | Suffolk | 22 | 1995 | 9999 | 2019 | 0.032 | 4016.04 | 0.01594 | NEI 2019
River Hills | 1084_G_1 | 1084 | G | 1 |  | Combustion Turbine | MIS_MIDA | Iowa | Polk | 16 | 1966 | 9999 |  |  |  | 0.04322 | Default Emission Factor
River Hills | 1084_G_2 | 1084 | G | 2 |  | Combustion Turbine | MIS_MIDA | Iowa | Polk | 16 | 1966 | 9999 |  |  |  | 0.04322 | Default Emission Factor
River Hills | 1084_G_3 | 1084 | G | 3 |  | Combustion Turbine | MIS_MIDA | Iowa | Polk | 16 | 1966 | 9999 |  |  |  | 0.04322 | Default Emission Factor
River Hills | 1084_G_4 | 1084 | G | 4 |  | Combustion Turbine | MIS_MIDA | Iowa | Polk | 16 | 1966 | 9999 |  |  |  | 0.04322 | Default Emission Factor
River Hills | 1084_G_5 | 1084 | G | 5 |  | Combustion Turbine | MIS_MIDA | Iowa | Polk | 16 | 1967 | 9999 |  |  |  | 0.04322 | Default Emission Factor
River Hills | 1084_G_6 | 1084 | G | 6 |  | Combustion Turbine | MIS_MIDA | Iowa | Polk | 16 | 1967 | 9999 |  |  |  | 0.04322 | Default Emission Factor
River Hills | 1084_G_7 | 1084 | G | 7 |  | Combustion Turbine | MIS_MIDA | Iowa | Polk | 16 | 1968 | 9999 |  |  |  | 0.04322 | Default Emission Factor
River Hills | 1084_G_8 | 1084 | G | 8 |  | Combustion Turbine | MIS_MIDA | Iowa | Polk | 16 | 1968 | 9999 |  |  |  | 0.04322 | Default Emission Factor
Archer Daniels Midland Cedar Rapids | 10864_G_GEN7 | 10864 | G | GEN7 |  | Combustion Turbine | MIS_IA | Iowa | Linn | 35 | 2016 | 9999 | 2019 | 2.3758 | 269853 | 0.01761 | NEI 2019
Hazelton | 10870_G_GEN1 | 10870 | G | GEN1 | 3605 | Combustion Turbine | PJM_WMAC | Pennsylvania | Luzerne | 58.9 | 1989 | 9999 | 2019 | 0.4 | 5951.489 | 0.13442 | NEI 2019
Hazelton | 10870_G_GEN2 | 10870 | G | GEN2 | 9579 | Combustion Turbine | PJM_WMAC | Pennsylvania | Luzerne | 28.3 | 2002 | 9999 | 2019 | 0.3 | 2859.544 | 0.20982 | NEI 2019
Hazelton | 10870_G_GEN3 | 10870 | G | GEN3 | 9580 | Combustion Turbine | PJM_WMAC | Pennsylvania | Luzerne | 29.3 | 2002 | 9999 | 2019 | 0.24 | 2960.5879 | 0.16213 | NEI 2019
Hazelton | 10870_G_GEN4 | 10870 | G | GEN4 | 9581 | Combustion Turbine | PJM_WMAC | Pennsylvania | Luzerne | 29.1 | 2002 | 9999 | 2019 | 0.3 | 2940.3791 | 0.20406 | NEI 2019
Medical Area Total Energy Plant | 10883_G_CT1 | 10883 | G | CT1 |  | Combustion Turbine | NENGREST | Massachusetts | Suffolk | 12.5 | 2003 | 9999 | 2019 | 1.1046 | 87803.8926 | 0.02516 | NEI 2019
Medical Area Total Energy Plant | 10883_G_CT2 | 10883 | G | CT2 |  | Combustion Turbine | NENGREST | Massachusetts | Suffolk | 12.5 | 2003 | 9999 | 2019 | 0.21 | 87803.8926 | 0.00478 | NEI 2019
Medical Area Total Energy Plant | 10883_G_CT3 | 10883 | G | CT3 |  | Combustion Turbine | NENGREST | Massachusetts | Suffolk | 12.8 | 2017 | 9999 |  |  |  | 0.04322 | Default Emission Factor
Medical Area Total Energy Plant | 10883_G_DEG1 | 10883 | G | DEG1 |  | Combustion Turbine | NENGREST | Massachusetts | Suffolk | 6 | 1985 | 9999 | 2019 | 0.5 | 540.7967 | 1.8491 | NEI 2019
Medical Area Total Energy Plant | 10883_G_DEG2 | 10883 | G | DEG2 |  | Combustion Turbine | NENGREST | Massachusetts | Suffolk | 6 | 1985 | 9999 | 2019 | 0.03 | 540.7967 | 0.11095 | NEI 2019
Medical Area Total Energy Plant | 10883_G_DEG3 | 10883 | G | DEG3 |  | Combustion Turbine | NENGREST | Massachusetts | Suffolk | 6 | 1985 | 9999 | 2019 | 0.07 | 540.7967 | 0.25888 | NEI 2019
Medical Area Total Energy Plant | 10883_G_DEG4 | 10883 | G | DEG4 |  | Combustion Turbine | NENGREST | Massachusetts | Suffolk | 6 | 1985 | 9999 | 2019 | 0.3 | 540.7967 | 1.1095 | NEI 2019
Medical Area Total Energy Plant | 10883_G_DEG5 | 10883 | G | DEG5 |  | Combustion Turbine | NENGREST | Massachusetts | Suffolk | 6 | 1985 | 9999 | 2019 | 0.28 | 540.7967 | 1.0355 | NEI 2019
Medical Area Total Energy Plant | 10883_G_DEG6 | 10883 | G | DEG6 |  | Combustion Turbine | NENGREST | Massachusetts | Suffolk | 6 | 1986 | 9999 | 2019 | 0.04 | 540.7967 | 0.14793 | NEI 2019
Olive View Medical Center | 10884_G_CTC1 | 10884 | G | CTC1 |  | Combustion Turbine | WEC_LADW | California | Los Angeles | 2.7 | 1987 | 9999 | 2018 | 0.97515 | 7610.56 | 0.25626 | California Air Resources Board
Olive View Medical Center | 10884_G_CTC2 | 10884 | G | CTC2 |  | Combustion Turbine | WEC_LADW | California | Los Angeles | 2.7 | 1987 | 9999 | 2018 | 0.97515 | 7610.56 | 0.25626 | California Air Resources Board
Merl Parr | 1097_G_1 | 1097 | G | 1 |  | Combustion Turbine | MIS_MIDA | Iowa | Floyd | 16.6 | 1969 | 9999 |  |  |  | 0.04322 | Default Emission Factor
Merl Parr | 1097_G_2 | 1097 | G | 2 |  | Combustion Turbine | MIS_MIDA | Iowa | Floyd | 16 | 1969 | 9999 |  |  |  | 0.04322 | Default Emission Factor
Burlington (IA) | 1104_G_GT1 | 1104 | G | GT1 |  | Combustion Turbine | MIS_IA | Iowa | Des Moines | 12.7 | 1994 | 2025 | 2019 | 0.0054153 | 172.9362 | 0.06263 | NEI 2019
Burlington (IA) | 1104_G_GT2 | 1104 | G | GT2 |  | Combustion Turbine | MIS_IA | Iowa | Des Moines | 11.9 | 1995 | 2025 | 2019 | 0.0058636 | 162.0426 | 0.07237 | NEI 2019
Burlington (IA) | 1104_G_GT3 | 1104 | G | GT3 |  | Combustion Turbine | MIS_IA | Iowa | Des Moines | 13 | 1996 | 2025 | 2019 | 0.0055576 | 177.0213 | 0.06279 | NEI 2019
Burlington (IA) | 1104_G_GT4 | 1104 | G | GT4 |  | Combustion Turbine | MIS_IA | Iowa | Des Moines | 9.4 | 1994 | 2025 | 2019 | 0.0050183 | 128 | 0.07841 | NEI 2019
Algona | 1120_G_6 | 1120 | G | 6 |  | Combustion Turbine | MIS_MIDA | Iowa | Kossuth | 3.2 | 1965 | 9999 |  |  |  | 1.1533 | Default Emission Factor
Algona | 1120_G_7 | 1120 | G | 7 |  | Combustion Turbine | MIS_MIDA | Iowa | Kossuth | 4.1 | 1970 | 9999 |  |  |  | 1.1533 | Default Emission Factor
Algona | 1120_G_8 | 1120 | G | 8 |  | Combustion Turbine | MIS_MIDA | Iowa | Kossuth | 4.4 | 1994 | 9999 |  |  |  | 1.9821 | Default Emission Factor
Algona | 1120_G_9 | 1120 | G | 9 |  | Combustion Turbine | MIS_MIDA | Iowa | Kossuth | 4.4 | 1994 | 9999 |  |  |  | 1.9821 | Default Emission Factor
Alta Municipal Utilities | 1121_G_2A | 1121 | G | 2A |  | Combustion Turbine | MIS_MIDA | Iowa | Buena Vista | 2 | 2018 | 9999 |  |  |  | 1.9821 | Default Emission Factor
Alta Municipal Utilities | 1121_G_3A | 1121 | G | 3A |  | Combustion Turbine | MIS_MIDA | Iowa | Buena Vista | 2 | 2018 | 9999 |  |  |  | 1.9821 | Default Emission Factor
Anita | 1123_G_2 | 1123 | G | 2 |  | Combustion Turbine | MIS_IL | Iowa | Cass | 0.1 | 1939 | 9999 |  |  |  | 1.9821 | Default Emission Factor
Anita | 1123_G_3 | 1123 | G | 3 |  | Combustion Turbine | MIS_IL | Iowa | Cass | 0.2 | 1951 | 9999 |  |  |  | 1.9821 | Default Emission Factor
Anita | 1123_G_4 | 1123 | G | 4 |  | Combustion Turbine | MIS_IL | Iowa | Cass | 0.2 | 2000 | 9999 |  |  |  | 1.9821 | Default Emission Factor
Anita | 1123_G_5 | 1123 | G | 5 |  | Combustion Turbine | MIS_IL | Iowa | Cass | 0.2 | 2000 | 9999 |  |  |  | 1.9821 | Default Emission Factor
Anita | 1123_G_6 | 1123 | G | 6 |  | Combustion Turbine | MIS_IL | Iowa | Cass | 2 | 2003 | 9999 |  |  |  | 1.9821 | Default Emission Factor
Atlantic | 1124_G_6 | 1124 | G | 6 |  | Combustion Turbine | MIS_MIDA | Iowa | Cass | 9.8 | 1999 | 9999 |  |  |  | 0.04322 | Default Emission Factor
Bancroft | 1125_G_5 | 1125 | G | 5 |  | Combustion Turbine | MIS_MIDA | Iowa | Kossuth | 0.5 | 1954 | 9999 |  |  |  | 1.9821 | Default Emission Factor
Bancroft | 1125_G_6 | 1125 | G | 6 |  | Combustion Turbine | MIS_MIDA | Iowa | Kossuth | 1.8 | 2001 | 9999 |  |  |  | 1.9821 | Default Emission Factor
Bancroft | 1125_G_7 | 1125 | G | 7 |  | Combustion Turbine | MIS_MIDA | Iowa | Kossuth | 1.8 | 2001 | 9999 |  |  |  | 1.9821 | Default Emission Factor
Bellevue | 1126_G_2 | 1126 | G | 2 |  | Combustion Turbine | MIS_IA | Iowa | Jackson | 1.6 | 1992 | 9999 |  |  |  | 1.9821 | Default Emission Factor
Bellevue | 1126_G_3 | 1126 | G | 3 |  | Combustion Turbine | MIS_IA | Iowa | Jackson | 1.7 | 2001 | 9999 |  |  |  | 1.9821 | Default Emission Factor
Bellevue | 1126_G_4 | 1126 | G | 4 |  | Combustion Turbine | MIS_IA | Iowa | Jackson | 0.6 | 1963 | 9999 |  |  |  | 1.9821 | Default Emission Factor
Bellevue | 1126_G_5 | 1126 | G | 5 |  | Combustion Turbine | MIS_IA | Iowa | Jackson | 0.7 | 1953 | 9999 |  |  |  | 1.9821 | Default Emission Factor
Bellevue | 1126_G_6 | 1126 | G | 6 |  | Combustion Turbine | MIS_IA | Iowa | Jackson | 2.4 | 1971 | 9999 |  |  |  | 1.9821 | Default Emission Factor
Bloomfield | 1127_G_1 | 1127 | G | 1 |  | Combustion Turbine | MIS_IA | Iowa | Davis | 2.3 | 1975 | 9999 |  |  |  | 1.1533 | Default Emission Factor
Bloomfield | 1127_G_2 | 1127 | G | 2 |  | Combustion Turbine | MIS_IA | Iowa | Davis | 0.2 | 1945 | 9999 |  |  |  | 1.9821 | Default Emission Factor
Bloomfield | 1127_G_3 | 1127 | G | 3 |  | Combustion Turbine | MIS_IA | Iowa | Davis | 2.2 | 1964 | 9999 |  |  |  | 1.1533 | Default Emission Factor
Bloomfield | 1127_G_4 | 1127 | G | 4 |  | Combustion Turbine | MIS_IA | Iowa | Davis | 0.2 | 1946 | 9999 |  |  |  | 1.9821 | Default Emission Factor
Bloomfield | 1127_G_5 | 1127 | G | 5 |  | Combustion Turbine | MIS_IA | Iowa | Davis | 0.8 | 1951 | 9999 |  |  |  | 1.1533 | Default Emission Factor
Bloomfield | 1127_G_6 | 1127 | G | 6 |  | Combustion Turbine | MIS_IA | Iowa | Davis | 1.2 | 1958 | 9999 |  |  |  | 1.1533 | Default Emission Factor
Brooklyn | 1128_G_7 | 1128 | G | 7 |  | Combustion Turbine | MIS_IA | Iowa | Poweshiek | 2 | 2012 | 9999 |  |  |  | 1.9821 | Default Emission Factor
Cascade | 1129_G_1 | 1129 | G | 1 |  | Combustion Turbine | MIS_IA | Iowa | Dubuque | 0.7 | 1957 | 9999 |  |  |  | 1.9821 | Default Emission Factor
Cascade | 1129_G_2 | 1129 | G | 2 |  | Combustion Turbine | MIS_IA | Iowa | Dubuque | 1.9 | 1971 | 9999 |  |  |  | 1.1533 | Default Emission Factor
Cascade | 1129_G_3A | 1129 | G | 3A |  | Combustion Turbine | MIS_IA | Iowa | Dubuque | 1.8 | 1998 | 9999 |  |  |  | 1.9821 | Default Emission Factor
Cascade | 1129_G_4 | 1129 | G | 4 |  | Combustion Turbine | MIS_IA | Iowa | Dubuque | 0.5 | 1951 | 9999 |  |  |  | 1.9821 | Default Emission Factor
Gas Turbine (IA) | 1130_G_1 | 1130 | G | 1 |  | Combustion Turbine | MIS_MIDA | Iowa | Black Hawk | 19 | 1968 | 9999 |  |  |  | 0.04322 | Default Emission Factor
Gas Turbine (IA) | 1130_G_2 | 1130 | G | 2 |  | Combustion Turbine | MIS_MIDA | Iowa | Black Hawk | 24.4 | 2000 | 9999 |  |  |  | 0.04322 | Default Emission Factor
Coggon | 1132_G_IC5 | 1132 | G | IC5 |  | Combustion Turbine | MIS_IL | Iowa | Linn | 1.8 | 2003 | 9999 |  |  |  | 1.9821 | Default Emission Factor
Corning | 1134_G_5 | 1134 | G | 5 |  | Combustion Turbine | MIS_IA | Iowa | Adams | 2.8 | 1975 | 9999 |  |  |  | 1.9821 | Default Emission Factor
Corning | 1134_G_6 | 1134 | G | 6 |  | Combustion Turbine | MIS_IA | Iowa | Adams | 2 | 2006 | 9999 |  |  |  | 1.9821 | Default Emission Factor
Corning | 1134_G_7 | 1134 | G | 7 |  | Combustion Turbine | MIS_IA | Iowa | Adams | 2 | 2006 | 9999 |  |  |  | 1.9821 | Default Emission Factor
Dayton (IA) | 1135_G_5 | 1135 | G | 5 |  | Combustion Turbine | MIS_IA | Iowa | Webster | 1.8 | 2000 | 9999 |  |  |  | 1.9821 | Default Emission Factor
Estherville | 1137_G_2 | 1137 | G | 2 |  | Combustion Turbine | MIS_IA | Iowa | Emmet | 1.1 | 1946 | 9999 |  |  |  | 1.9821 | Default Emission Factor
Estherville | 1137_G_3 | 1137 | G | 3 |  | Combustion Turbine | MIS_IA | Iowa | Emmet | 2.7 | 1960 | 9999 |  |  |  | 1.1533 | Default Emission Factor
Estherville | 1137_G_4 | 1137 | G | 4 |  | Combustion Turbine | MIS_IA | Iowa | Emmet | 3.6 | 1969 | 9999 |  |  |  | 1.1533 | Default Emission Factor
Estherville | 1137_G_5 | 1137 | G | 5 |  | Combustion Turbine | MIS_IA | Iowa | Emmet | 3.6 | 1969 | 9999 |  |  |  | 1.1533 | Default Emission Factor
Estherville | 1137_G_7 | 1137 | G | 7 |  | Combustion Turbine | MIS_IA | Iowa | Emmet | 2.7 | 1960 | 9999 |  |  |  | 1.1533 | Default Emission Factor
Forest City Light Plant | 1138_G_1 | 1138 | G | 1 |  | Combustion Turbine | MIS_MNWI | Iowa | Winnebago | 1.3 | 1958 | 9999 |  |  |  | 1.9821 | Default Emission Factor
Forest City Light Plant | 1138_G_2 | 1138 | G | 2 |  | Combustion Turbine | MIS_MNWI | Iowa | Winnebago | 2.2 | 1965 | 9999 |  |  |  | 1.9821 | Default Emission Factor
Forest City Light Plant | 1138_G_3 | 1138 | G | 3 |  | Combustion Turbine | MIS_MNWI | Iowa | Winnebago | 3.3 | 1968 | 9999 |  |  |  | 1.9821 | Default Emission Factor
Forest City Light Plant | 1138_G_4 | 1138 | G | 4 |  | Combustion Turbine | MIS_MNWI | Iowa | Winnebago | 6.1 | 1976 | 9999 |  |  |  | 1.9821 | Default Emission Factor
Forest City Light Plant | 1138_G_5 | 1138 | G | 5 |  | Combustion Turbine | MIS_MNWI | Iowa | Winnebago | 0.7 | 1950 | 9999 |  |  |  | 1.9821 | Default Emission Factor
Forest City Light Plant | 1138_G_6 | 1138 | G | 6 |  | Combustion Turbine | MIS_MNWI | Iowa | Winnebago | 7.6 | 2000 | 9999 |  |  |  | 1.9821 | Default Emission Factor
Douglas | 114_G_1 | 114 | G | 1 |  | Combustion Turbine | WECC_AZ | Arizona | Cochise | 15 | 1972 | 9999 |  |  |  | 0.02784 | Default Emission Factor
Gowrie | 1141_G_3 | 1141 | G | 3 |  | Combustion Turbine | MIS_IA | Iowa | Webster | 2.2 | 2013 | 9999 |  |  |  | 1.9821 | Default Emission Factor
Graettinger | 1142_G_4 | 1142 | G | 4 |  | Combustion Turbine | MIS_IA | Iowa | Palo Alto | 0.5 | 1957 | 9999 |  |  |  | 1.9821 | Default Emission Factor
Graettinger | 1142_G_5 | 1142 | G | 5 |  | Combustion Turbine | MIS_IA | Iowa | Palo Alto | 1.1 | 1990 | 9999 |  |  |  | 1.9821 | Default Emission Factor
Graettinger | 1142_G_6 | 1142 | G | 6 |  | Combustion Turbine | MIS_IA | Iowa | Palo Alto | 2 | 2002 | 9999 |  |  |  | 1.9821 | Default Emission Factor
Grand Junction | 1143_G_2 | 1143 | G | 2 |  | Combustion Turbine | MIS_IA | Iowa | Greene | 1.7 | 1994 | 9999 |  |  |  | 1.9821 | Default Emission Factor
Greenfield | 1144_G_1 | 1144 | G | 1 |  | Combustion Turbine | MIS_MIDA | Iowa | Adair | 2.2 | 2020 | 9999 |  |  |  | 2.1502 | Default Emission Factor
Greenfield | 1144_G_2 | 1144 | G | 2 |  | Combustion Turbine | MIS_MIDA | Iowa | Adair | 2.2 | 2020 | 9999 |  |  |  | 2.1502 | Default Emission Factor
Grundy Center City Light Plant | 1145_G_IC1 | 1145 | G | IC1 |  | Combustion Turbine | MIS_IA | Iowa | Grundy | 2.2 | 1963 | 9999 |  |  |  | 1.1533 | Default Emission Factor
Grundy Center City Light Plant | 1145_G_IC2 | 1145 | G | IC2 |  | Combustion Turbine | MIS_IA | Iowa | Grundy | 3.5 | 1972 | 9999 |  |  |  | 1.1533 | Default Emission Factor
Grundy Center City Light Plant | 1145_G_IC3 | 1145 | G | IC3 |  | Combustion Turbine | MIS_IA | Iowa | Grundy | 3 | 1990 | 9999 |  |  |  | 1.1533 | Default Emission Factor
Harlan | 1146_G_HMU1 | 1146 | G | HMU1 |  | Combustion Turbine | MIS_MIDA | Iowa | Shelby | 1.6 | 2001 | 9999 |  |  |  | 1.9821 | Default Emission Factor
Harlan | 1146_G_HMU2 | 1146 | G | HMU2 |  | Combustion Turbine | MIS_MIDA | Iowa | Shelby | 1.6 | 2001 | 9999 |  |  |  | 1.9821 | Default Emission Factor
Indianola | 1150_G_5 | 1150 | G | 5 |  | Combustion Turbine | MIS_MIDA | Iowa | Warren | 4 | 1966 | 9999 |  |  |  | 1.1533 | Default Emission Factor
Indianola | 1150_G_6 | 1150 | G | 6 |  | Combustion Turbine | MIS_MIDA | Iowa | Warren | 5 | 1970 | 9999 |  |  |  | 1.1533 | Default Emission Factor
Indianola | 1150_G_7 | 1150 | G | 7 |  | Combustion Turbine | MIS_MIDA | Iowa | Warren | 19.4 | 1977 | 9999 |  |  |  | 0.02784 | Default Emission Factor
Indianola | 1150_G_8 | 1150 | G | 8 |  | Combustion Turbine | MIS_MIDA | Iowa | Warren | 22.8 | 2000 | 9999 |  |  |  | 0.02784 | Default Emission Factor
Lake Park | 1153_G_3 | 1153 | G | 3 |  | Combustion Turbine | MIS_IA | Iowa | Dickinson | 2 | 2005 | 9999 |  |  |  | 1.9821 | Default Emission Factor
Lake Park | 1153_G_G2 | 1153 | G | G2 |  | Combustion Turbine | MIS_IA | Iowa | Dickinson | 2 | 2005 | 9999 |  |  |  | 1.9821 | Default Emission Factor
Lake Mills | 1154_G_4 | 1154 | G | 4 |  | Combustion Turbine | MIS_IA | Iowa | Winnebago | 1.3 | 1962 | 9999 |  |  |  | 1.1533 | Default Emission Factor
Lake Mills | 1154_G_6 | 1154 | G | 6 |  | Combustion Turbine | MIS_IA | Iowa | Winnebago | 5.7 | 1979 | 9999 |  |  |  | 1.9821 | Default Emission Factor
Lake Mills | 1154_G_7 | 1154 | G | 7 |  | Combustion Turbine | MIS_IA | Iowa | Winnebago | 7.6 | 1999 | 9999 |  |  |  | 1.9821 | Default Emission Factor
Lamoni Municipal Utilities | 1155_G_1 | 1155 | G | 1 |  | Combustion Turbine | MIS_IA | Iowa | Decatur | 2.7 | 1973 | 9999 |  |  |  | 1.1533 | Default Emission Factor
Lamoni Municipal Utilities | 1155_G_2 | 1155 | G | 2 |  | Combustion Turbine | MIS_IA | Iowa | Decatur | 0.2 | 1940 | 9999 |  |  |  | 1.9821 | Default Emission Factor
Lamoni Municipal Utilities | 1155_G_3 | 1155 | G | 3 |  | Combustion Turbine | MIS_IA | Iowa | Decatur | 0.3 | 1941 | 9999 |  |  |  | 1.9821 | Default Emission Factor
Lamoni Municipal Utilities | 1155_G_4 | 1155 | G | 4 |  | Combustion Turbine | MIS_IA | Iowa | Decatur | 0.6 | 1948 | 9999 |  |  |  | 1.9821 | Default Emission Factor
Lamoni Municipal Utilities | 1155_G_5 | 1155 | G | 5 |  | Combustion Turbine | MIS_IA | Iowa | Decatur | 1.1 | 1955 | 9999 |  |  |  | 1.1533 | Default Emission Factor
Lamoni Municipal Utilities | 1155_G_6 | 1155 | G | 6 |  | Combustion Turbine | MIS_IA | Iowa | Decatur | 0.5 | 1993 | 9999 |  |  |  | 1.9821 | Default Emission Factor
Lamoni Municipal Utilities | 1155_G_7 | 1155 | G | 7 |  | Combustion Turbine | MIS_IA | Iowa | Decatur | 2.3 | 2011 | 9999 |  |  |  | 1.9821 | Default Emission Factor
Lamoni Municipal Utilities | 1155_G_8 | 1155 | G | 8 |  | Combustion Turbine | MIS_IA | Iowa | Decatur | 2.3 | 2011 | 9999 |  |  |  | 1.9821 | Default Emission Factor
La Porte | 1156_G_3A | 1156 | G | 3A |  | Combustion Turbine | MIS_IL | Iowa | Black Hawk | 1.8 | 2000 | 9999 |  |  |  | 1.9821 | Default Emission Factor
La Porte | 1156_G_4A | 1156 | G | 4A |  | Combustion Turbine | MIS_IL | Iowa | Black Hawk | 1.8 | 2000 | 9999 |  |  |  | 1.9821 | Default Emission Factor
La Porte | 1156_G_6 | 1156 | G | 6 |  | Combustion Turbine | MIS_IL | Iowa | Black Hawk | 1.8 | 2013 | 9999 |  |  |  | 1.9821 | Default Emission Factor
Laurens | 1157_G_3 | 1157 | G | 3 |  | Combustion Turbine | MIS_MIDA | Iowa | Pocahontas | 0.7 | 1952 | 9999 |  |  |  | 1.9821 | Default Emission Factor
Laurens | 1157_G_4 | 1157 | G | 4 |  | Combustion Turbine | MIS_MIDA | Iowa | Pocahontas | 0.7 | 1951 | 9999 |  |  |  | 1.9821 | Default Emission Factor
Laurens | 1157_G_5 | 1157 | G | 5 |  | Combustion Turbine | MIS_MIDA | Iowa | Pocahontas | 2.3 | 2013 | 9999 |  |  |  | 1.9821 | Default Emission Factor
Laurens | 1157_G_6 | 1157 | G | 6 |  | Combustion Turbine | MIS_MIDA | Iowa | Pocahontas | 2.3 | 2013 | 9999 |  |  |  | 1.9821 | Default Emission Factor
Laurens | 1157_G_7 | 1157 | G | 7 |  | Combustion Turbine | MIS_MIDA | Iowa | Pocahontas | 2.3 | 2013 | 9999 |  |  |  | 1.9821 | Default Emission Factor
Lenox | 1158_G_1 | 1158 | G | 1 |  | Combustion Turbine | MIS_IA | Iowa | Taylor | 0.3 | 1948 | 9999 |  |  |  | 1.9821 | Default Emission Factor
Lenox | 1158_G_2 | 1158 | G | 2 |  | Combustion Turbine | MIS_IA | Iowa | Taylor | 1.1 | 1965 | 9999 |  |  |  | 1.9821 | Default Emission Factor
Lenox | 1158_G_3 | 1158 | G | 3 |  | Combustion Turbine | MIS_IA | Iowa | Taylor | 0.9 | 1966 | 9999 |  |  |  | 1.9821 | Default Emission Factor
Lenox | 1158_G_4 | 1158 | G | 4 |  | Combustion Turbine | MIS_IA | Iowa | Taylor | 1.7 | 2001 | 9999 |  |  |  | 1.9821 | Default Emission Factor
Lenox | 1158_G_5 | 1158 | G | 5 |  | Combustion Turbine | MIS_IA | Iowa | Taylor | 1.8 | 2016 | 9999 |  |  |  | 1.9821 | Default Emission Factor
Ocotillo | 116_G_GT1 | 116 | G | GT1 | 66 | Combustion Turbine | WECC_AZ | Arizona | Maricopa | 50 | 1972 | 9999 |  |  |  | 0.04322 | Default Emission Factor
Ocotillo | 116_G_GT2 | 116 | G | GT2 | 67 | Combustion Turbine | WECC_AZ | Arizona | Maricopa | 50 | 1973 | 9999 | 2017 | 0.233 | 9913.5 | 0.04701 | NEI 2019
Ocotillo | 116_G_GT3 | 116 | G | GT3 | 91277 | Combustion Turbine | WECC_AZ | Arizona | Maricopa | 104.7 | 2019 | 9999 |  |  |  | 0.02316 | Default Emission Factor
Ocotillo | 116_G_GT4 | 116 | G | GT4 | 91278 | Combustion Turbine | WECC_AZ | Arizona | Maricopa | 104.7 | 2019 | 9999 |  |  |  | 0.02316 | Default Emission Factor
Ocotillo | 116_G_GT5 | 116 | G | GT5 | 91279 | Combustion Turbine | WECC_AZ | Arizona | Maricopa | 104.7 | 2019 | 9999 |  |  |  | 0.02316 | Default Emission Factor
Ocotillo | 116_G_GT6 | 116 | G | GT6 | 91280 | Combustion Turbine | WECC_AZ | Arizona | Maricopa | 104.7 | 2019 | 9999 |  |  |  | 0.02316 | Default Emission Factor
Ocotillo | 116_G_GT7 | 116 | G | GT7 | 91281 | Combustion Turbine | WECC_AZ | Arizona | Maricopa | 104.7 | 2019 | 9999 |  |  |  | 0.02316 | Default Emission Factor
Manning | 1160_G_1 | 1160 | G | 1 |  | Combustion Turbine | MIS_MIDA | Iowa | Carroll | 0.2 | 1928 | 9999 |  |  |  | 1.9821 | Default Emission Factor
Manning | 1160_G_2 | 1160 | G | 2 |  | Combustion Turbine | MIS_MIDA | Iowa | Carroll | 0.2 | 1928 | 9999 |  |  |  | 1.9821 | Default Emission Factor
Manning | 1160_G_4 | 1160 | G | 4 |  | Combustion Turbine | MIS_MIDA | Iowa | Carroll | 0.6 | 1949 | 9999 |  |  |  | 1.9821 | Default Emission Factor
Manning | 1160_G_M1 | 1160 | G | M1 |  | Combustion Turbine | MIS_MIDA | Iowa | Carroll | 2.3 | 2012 | 9999 |  |  |  | 1.9821 | Default Emission Factor
Manning | 1160_G_M2 | 1160 | G | M2 |  | Combustion Turbine | MIS_MIDA | Iowa | Carroll | 2.3 | 2012 | 9999 |  |  |  | 1.9821 | Default Emission Factor
Manning | 1160_G_M3 | 1160 | G | M3 |  | Combustion Turbine | MIS_MIDA | Iowa | Carroll | 2.3 | 2012 | 9999 |  |  |  | 1.9821 | Default Emission Factor
Maquoketa 1 | 1162_G_1A | 1162 | G | 1A |  | Combustion Turbine | MIS_IA | Iowa | Jackson | 2.8 | 2004 | 9999 |  |  |  | 1.1533 | Default Emission Factor
Maquoketa 1 | 1162_G_2A | 1162 | G | 2A |  | Combustion Turbine | MIS_IA | Iowa | Jackson | 2.8 | 2004 | 9999 |  |  |  | 1.1533 | Default Emission Factor
Maquoketa 1 | 1162_G_3 | 1162 | G | 3 |  | Combustion Turbine | MIS_IA | Iowa | Jackson | 1.8 | 1969 | 9999 |  |  |  | 1.1533 | Default Emission Factor
Maquoketa 1 | 1162_G_4A | 1162 | G | 4A |  | Combustion Turbine | MIS_IA | Iowa | Jackson | 1.7 | 1999 | 9999 |  |  |  | 1.9821 | Default Emission Factor
Maquoketa 1 | 1162_G_5 | 1162 | G | 5 |  | Combustion Turbine | MIS_IA | Iowa | Jackson | 1.4 | 1956 | 9999 |  |  |  | 1.1533 | Default Emission Factor
Maquoketa 1 | 1162_G_6 | 1162 | G | 6 |  | Combustion Turbine | MIS_IA | Iowa | Jackson | 2.1 | 1962 | 9999 |  |  |  | 1.1533 | Default Emission Factor
Maquoketa 1 | 1162_G_7 | 1162 | G | 7 |  | Combustion Turbine | MIS_IA | Iowa | Jackson | 6 | 1982 | 9999 |  |  |  | 1.1533 | Default Emission Factor
Maquoketa 1 | 1162_G_8 | 1162 | G | 8 |  | Combustion Turbine | MIS_IA | Iowa | Jackson | 1.7 | 1996 | 9999 |  |  |  | 1.9821 | Default Emission Factor
Maquoketa 1 | 1162_G_9 | 1162 | G | 9 |  | Combustion Turbine | MIS_IA | Iowa | Jackson | 1.7 | 2000 | 9999 |  |  |  | 1.9821 | Default Emission Factor
McGregor | 1163_G_1 | 1163 | G | 1 |  | Combustion Turbine | MIS_IA | Iowa | Clayton | 1.2 | 1977 | 9999 |  |  |  | 1.9821 | Default Emission Factor
McGregor | 1163_G_2 | 1163 | G | 2 |  | Combustion Turbine | MIS_IA | Iowa | Clayton | 0.3 | 1941 | 9999 |  |  |  | 1.9821 | Default Emission Factor
Milford | 1164_G_1 | 1164 | G | 1 |  | Combustion Turbine | MIS_IA | Iowa | Dickinson | 0.6 | 1954 | 9999 |  |  |  | 1.9821 | Default Emission Factor
Milford | 1164_G_4 | 1164 | G | 4 |  | Combustion Turbine | MIS_IA | Iowa | Dickinson | 0.5 | 1949 | 9999 |  |  |  | 1.9821 | Default Emission Factor
Milford | 1164_G_5 | 1164 | G | 5 |  | Combustion Turbine | MIS_IA | Iowa | Dickinson | 1.8 | 1997 | 9999 |  |  |  | 1.9821 | Default Emission Factor
Milford | 1164_G_6 | 1164 | G | 6 |  | Combustion Turbine | MIS_IA | Iowa | Dickinson | 1.8 | 1997 | 9999 |  |  |  | 1.9821 | Default Emission Factor
Milford | 1164_G_7 | 1164 | G | 7 |  | Combustion Turbine | MIS_IA | Iowa | Dickinson | 1.8 | 1997 | 9999 |  |  |  | 1.9821 | Default Emission Factor
Montezuma | 1165_G_1 | 1165 | G | 1 |  | Combustion Turbine | MIS_MIDA | Iowa | Poweshiek | 0.2 | 1940 | 9999 |  |  |  | 1.9821 | Default Emission Factor
Montezuma | 1165_G_10 | 1165 | G | 10 |  | Combustion Turbine | MIS_MIDA | Iowa | Poweshiek | 0.2 | 2003 | 9999 |  |  |  | 1.9821 | Default Emission Factor
Montezuma | 1165_G_4 | 1165 | G | 4 |  | Combustion Turbine | MIS_MIDA | Iowa | Poweshiek | 0.5 | 1947 | 9999 |  |  |  | 1.9821 | Default Emission Factor
Montezuma | 1165_G_5 | 1165 | G | 5 |  | Combustion Turbine | MIS_MIDA | Iowa | Poweshiek | 1 | 1959 | 9999 |  |  |  | 1.9821 | Default Emission Factor
Montezuma | 1165_G_6 | 1165 | G | 6 |  | Combustion Turbine | MIS_MIDA | Iowa | Poweshiek | 1.6 | 1967 | 9999 |  |  |  | 1.1533 | Default Emission Factor
Montezuma | 1165_G_7 | 1165 | G | 7 |  | Combustion Turbine | MIS_MIDA | Iowa | Poweshiek | 2.3 | 1974 | 9999 |  |  |  | 1.1533 | Default Emission Factor
Montezuma | 1165_G_8 | 1165 | G | 8 |  | Combustion Turbine | MIS_MIDA | Iowa | Poweshiek | 1.8 | 1998 | 9999 |  |  |  | 1.9821 | Default Emission Factor
Montezuma | 1165_G_9 | 1165 | G | 9 |  | Combustion Turbine | MIS_MIDA | Iowa | Poweshiek | 1.8 | 2000 | 9999 |  |  |  | 1.9821 | Default Emission Factor
Mt Pleasant | 1166_G_1 | 1166 | G | 1 |  | Combustion Turbine | MIS_IA | Iowa | Henry | 2 | 2002 | 9999 |  |  |  | 1.9821 | Default Emission Factor
Mt Pleasant | 1166_G_10 | 1166 | G | 10 |  | Combustion Turbine | MIS_IA | Iowa | Henry | 2 | 2002 | 9999 |  |  |  | 1.9821 | Default Emission Factor
Mt Pleasant | 1166_G_11 | 1166 | G | 11 |  | Combustion Turbine | MIS_IA | Iowa | Henry | 2 | 2002 | 9999 |  |  |  | 1.9821 | Default Emission Factor
Mt Pleasant | 1166_G_12 | 1166 | G | 12 |  | Combustion Turbine | MIS_IA | Iowa | Henry | 2 | 2002 | 9999 |  |  |  | 1.9821 | Default Emission Factor
Mt Pleasant | 1166_G_2 | 1166 | G | 2 |  | Combustion Turbine | MIS_IA | Iowa | Henry | 2 | 2002 | 9999 |  |  |  | 1.9821 | Default Emission Factor
Mt Pleasant | 1166_G_3 | 1166 | G | 3 |  | Combustion Turbine | MIS_IA | Iowa | Henry | 2 | 2002 | 9999 |  |  |  | 1.9821 | Default Emission Factor
Mt Pleasant | 1166_G_4A | 1166 | G | 4A |  | Combustion Turbine | MIS_IA | Iowa | Henry | 2 | 2002 | 9999 |  |  |  | 1.9821 | Default Emission Factor
Mt Pleasant | 1166_G_5A | 1166 | G | 5A |  | Combustion Turbine | MIS_IA | Iowa | Henry | 2 | 2002 | 9999 |  |  |  | 1.9821 | Default Emission Factor
Mt Pleasant | 1166_G_6 | 1166 | G | 6 |  | Combustion Turbine | MIS_IA | Iowa | Henry | 2 | 2002 | 9999 |  |  |  | 1.9821 | Default Emission Factor
Mt Pleasant | 1166_G_7 | 1166 | G | 7 |  | Combustion Turbine | MIS_IA | Iowa | Henry | 2 | 2002 | 9999 |  |  |  | 1.9821 | Default Emission Factor
Mt Pleasant | 1166_G_8 | 1166 | G | 8 |  | Combustion Turbine | MIS_IA | Iowa | Henry | 2 | 2002 | 9999 |  |  |  | 1.9821 | Default Emission Factor
Mt Pleasant | 1166_G_9 | 1166 | G | 9 |  | Combustion Turbine | MIS_IA | Iowa | Henry | 2 | 2002 | 9999 |  |  |  | 1.9821 | Default Emission Factor
Ogden | 1169_G_4 | 1169 | G | 4 |  | Combustion Turbine | MIS_IA | Iowa | Boone | 0.5 | 1951 | 9999 |  |  |  | 1.1533 | Default Emission Factor
Ogden | 1169_G_5 | 1169 | G | 5 |  | Combustion Turbine | MIS_IA | Iowa | Boone | 1 | 1958 | 9999 |  |  |  | 1.1533 | Default Emission Factor
Ogden | 1169_G_6 | 1169 | G | 6 |  | Combustion Turbine | MIS_IA | Iowa | Boone | 2.5 | 1971 | 9999 |  |  |  | 1.1533 | Default Emission Factor
West Phoenix | 117_G_1B | 117 | G | 1B |  | Combined Cycle | WECC_AZ | Arizona | Maricopa | 85 | 1976 | 9999 | 2019 | 1.635 | 225216 | 0.01452 | NEI 2019
West Phoenix | 117_G_2B | 117 | G | 2B |  | Combined Cycle | WECC_AZ | Arizona | Maricopa | 85 | 1976 | 9999 | 2019 | 1.9265 | 257452 | 0.01497 | NEI 2019
West Phoenix | 117_G_3B | 117 | G | 3B |  | Combined Cycle | WECC_AZ | Arizona | Maricopa | 85 | 1976 | 9999 | 2017 | 4.423 | 180564 | 0.04899 | NEI 2019
West Phoenix | 117_G_C4-1 | 117 | G | C4-1 | 70 | Combined Cycle | WECC_AZ | Arizona | Maricopa | 68 | 2001 | 9999 |  |  |  | 0.01151 | NEI 2019
West Phoenix | 117_G_C4-2 | 117 | G | C4-2 | 70 | Combined Cycle | WECC_AZ | Arizona | Maricopa | 39 | 2001 | 9999 | 2019 | 1.601 | 278232 | 0.01151 | NEI 2019
West Phoenix | 117_G_C5-1 | 117 | G | C5-1 | 71 | Combined Cycle | WECC_AZ | Arizona | Maricopa | 155 | 2003 | 9999 | 2019 | 2.1475 | 530741 | 0.00448 | NEI 2019
West Phoenix | 117_G_C5-2 | 117 | G | C5-2 | 88097 | Combined Cycle | WECC_AZ | Arizona | Maricopa | 153 | 2003 | 9999 | 2017 | 2.0525 | 669012 | 0.00448 | NEI 2019
West Phoenix | 117_G_C5-3 | 117 | G | C5-3 | 71 | Combined Cycle | WECC_AZ | Arizona | Maricopa | 150 | 2003 | 9999 | 2019 | 0.0045 | 676143 | 0.00448 | NEI 2019
West Phoenix | 117_G_GT1 | 117 | G | GT1 |  | Combustion Turbine | WECC_AZ | Arizona | Maricopa | 50 | 1972 | 9999 | 2017 | 0.07 | 8490.5 | 0.01649 | NEI 2019
West Phoenix | 117_G_GT2 | 117 | G | GT2 |  | Combustion Turbine | WECC_AZ | Arizona | Maricopa | 50 | 1973 | 9999 | 2017 | 0.342 | 8490.5 | 0.08056 | NEI 2019
Osage (IA) | 1172_G_5 | 1172 | G | 5 |  | Combustion Turbine | MIS_IA | Iowa | Mitchell | 3.1 | 1963 | 9999 |  |  |  | 1.1533 | Default Emission Factor
Osage (IA) | 1172_G_6 | 1172 | G | 6 |  | Combustion Turbine | MIS_IA | Iowa | Mitchell | 6 | 1973 | 9999 |  |  |  | 1.1533 | Default Emission Factor
Osage (IA) | 1172_G_7 | 1172 | G | 7 |  | Combustion Turbine | MIS_IA | Iowa | Mitchell | 3.6 | 1996 | 9999 |  |  |  | 1.9821 | Default Emission Factor
Osage (IA) | 1172_G_8 | 1172 | G | 8 |  | Combustion Turbine | MIS_IA | Iowa | Mitchell | 3.6 | 1998 | 9999 |  |  |  | 1.9821 | Default Emission Factor
Preston (IA) | 1176_G_4 | 1176 | G | 4 |  | Combustion Turbine | MIS_IA | Iowa | Jackson | 1.8 | 1980 | 9999 |  |  |  | 1.1533 | Default Emission Factor
Primghar | 1177_G_4 | 1177 | G | 4 |  | Combustion Turbine | MIS_MIDA | Iowa | O'Brien | 0.6 | 1972 | 9999 |  |  |  | 1.9821 | Default Emission Factor
Primghar | 1177_G_5 | 1177 | G | 5 |  | Combustion Turbine | MIS_MIDA | Iowa | O'Brien | 0.9 | 1992 | 9999 |  |  |  | 1.9821 | Default Emission Factor
Saguaro | 118_G_GE1 | 118 | G | GE1 | 8250 | Combustion Turbine | WECC_AZ | Arizona | Pinal | 76 | 2002 | 9999 |  |  |  | 0.04322 | Default Emission Factor
Saguaro | 118_G_GT1 | 118 | G | GT1 |  | Combustion Turbine | WECC_AZ | Arizona | Pinal | 50 | 1972 | 9999 |  |  |  | 0.04322 | Default Emission Factor
Saguaro | 118_G_GT2 | 118 | G | GT2 |  | Combustion Turbine | WECC_AZ | Arizona | Pinal | 50 | 1973 | 9999 |  |  |  | 0.04322 | Default Emission Factor
Rockford | 1180_G_1 | 1180 | G | 1 |  | Combustion Turbine | MIS_MIDA | Iowa | Floyd | 0.4 | 1951 | 9999 |  |  |  | 1.9821 | Default Emission Factor
Rockford | 1180_G_5 | 1180 | G | 5 |  | Combustion Turbine | MIS_MIDA | Iowa | Floyd | 0.9 | 1961 | 9999 |  |  |  | 1.9821 | Default Emission Factor
Rockford | 1180_G_6 | 1180 | G | 6 |  | Combustion Turbine | MIS_MIDA | Iowa | Floyd | 1.6 | 1999 | 9999 |  |  |  | 1.9821 | Default Emission Factor
Rock Rapids | 1181_G_1 | 1181 | G | 1 |  | Combustion Turbine | MIS_IA | Iowa | Lyon | 2.5 | 1968 | 9999 |  |  |  | 1.9821 | Default Emission Factor
Sibley One | 1184_G_2 | 1184 | G | 2 |  | Combustion Turbine | MIS_IL | Iowa | Osceola | 1.9 | 1971 | 9999 |  |  |  | 1.1533 | Default Emission Factor
Sibley One | 1184_G_3 | 1184 | G | 3 |  | Combustion Turbine | MIS_IL | Iowa | Osceola | 1.1 | 1987 | 9999 |  |  |  | 1.1533 | Default Emission Factor
Sibley One | 1184_G_5 | 1184 | G | 5 |  | Combustion Turbine | MIS_IL | Iowa | Osceola | 1.8 | 2000 | 9999 |  |  |  | 1.1533 | Default Emission Factor
Spencer Gas Turbine | 1186_G_GT1 | 1186 | G | GT1 |  | Combustion Turbine | SPP_WAUE | Iowa | Clay | 17 | 1970 | 9999 |  |  |  | 0.02784 | Default Emission Factor
State Center | 1187_G_1 | 1187 | G | 1 |  | Combustion Turbine | MIS_IL | Iowa | Marshall | 0.6 | 1995 | 9999 |  |  |  | 1.9821 | Default Emission Factor
State Center | 1187_G_2 | 1187 | G | 2 |  | Combustion Turbine | MIS_IL | Iowa | Marshall | 0.6 | 1995 | 9999 |  |  |  | 1.9821 | Default Emission Factor
State Center | 1187_G_3 | 1187 | G | 3 |  | Combustion Turbine | MIS_IL | Iowa | Marshall | 1.3 | 1995 | 9999 |  |  |  | 1.9821 | Default Emission Factor
State Center | 1187_G_4 | 1187 | G | 4 |  | Combustion Turbine | MIS_IL | Iowa | Marshall | 1.3 | 1995 | 9999 |  |  |  | 1.9821 | Default Emission Factor
State Center | 1187_G_6 | 1187 | G | 6 |  | Combustion Turbine | MIS_IL | Iowa | Marshall | 2.5 | 1972 | 9999 |  |  |  | 1.1533 | Default Emission Factor
Story City | 1188_G_1 | 1188 | G | 1 |  | Combustion Turbine | MIS_IL | Iowa | Story | 1.3 | 1964 | 9999 |  |  |  | 1.1533 | Default Emission Factor
Story City | 1188_G_2 | 1188 | G | 2 |  | Combustion Turbine | MIS_IL | Iowa | Story | 2 | 1972 | 9999 |  |  |  | 1.1533 | Default Emission Factor
Story City | 1188_G_4A | 1188 | G | 4A |  | Combustion Turbine | MIS_IL | Iowa | Story | 3.1 | 2003 | 9999 |  |  |  | 1.1533 | Default Emission Factor
Story City | 1188_G_5A | 1188 | G | 5A |  | Combustion Turbine | MIS_IL | Iowa | Story | 3.1 | 1993 | 9999 |  |  |  | 1.1533 | Default Emission Factor
Story City | 1188_G_6 | 1188 | G | 6 |  | Combustion Turbine | MIS_IL | Iowa | Story | 2 | 1978 | 9999 |  |  |  | 1.1533 | Default Emission Factor
Story City | 1188_G_7 | 1188 | G | 7 |  | Combustion Turbine | MIS_IL | Iowa | Story | 2 | 1978 | 9999 |  |  |  | 1.1533 | Default Emission Factor
Stuart (IA) | 1190_G_1 | 1190 | G | 1 |  | Combustion Turbine | MIS_IA | Iowa | Guthrie | 0.6 | 1956 | 9999 |  |  |  | 1.1533 | Default Emission Factor
Stuart (IA) | 1190_G_2 | 1190 | G | 2 |  | Combustion Turbine | MIS_IA | Iowa | Guthrie | 1.1 | 1968 | 9999 |  |  |  | 1.1533 | Default Emission Factor
Stuart (IA) | 1190_G_4 | 1190 | G | 4 |  | Combustion Turbine | MIS_IA | Iowa | Guthrie | 1 | 1964 | 9999 |  |  |  | 1.1533 | Default Emission Factor
Traer Main | 1192_G_3 | 1192 | G | 3 |  | Combustion Turbine | MIS_IL | Iowa | Tama | 1 | 1963 | 9999 |  |  |  | 1.1533 | Default Emission Factor
Traer Main | 1192_G_4 | 1192 | G | 4 |  | Combustion Turbine | MIS_IL | Iowa | Tama | 1 | 1963 | 9999 |  |  |  | 1.1533 | Default Emission Factor
Traer Main | 1192_G_6 | 1192 | G | 6 |  | Combustion Turbine | MIS_IL | Iowa | Tama | 1.2 | 1970 | 9999 |  |  |  | 1.1533 | Default Emission Factor
Villisca Municipal Power Plant | 1193_G_5 | 1193 | G | 5 |  | Combustion Turbine | MIS_IA | Iowa | Montgomery | 2 | 2003 | 9999 |  |  |  | 1.9821 | Default Emission Factor
Villisca Municipal Power Plant | 1193_G_6 | 1193 | G | 6 |  | Combustion Turbine | MIS_IA | Iowa | Montgomery | 2 | 2003 | 9999 |  |  |  | 1.9821 | Default Emission Factor
Vinton | 1194_G_1 | 1194 | G | 1 |  | Combustion Turbine | MIS_IL | Iowa | Benton | 1.2 | 1955 | 9999 |  |  |  | 1.1533 | Default Emission Factor
Vinton | 1194_G_10 | 1194 | G | 10 |  | Combustion Turbine | MIS_IL | Iowa | Benton | 0.6 | 2009 | 9999 |  |  |  | 1.9821 | Default Emission Factor
Vinton | 1194_G_6 | 1194 | G | 6 |  | Combustion Turbine | MIS_IL | Iowa | Benton | 2.5 | 1961 | 9999 |  |  |  | 1.1533 | Default Emission Factor
Vinton | 1194_G_7 | 1194 | G | 7 |  | Combustion Turbine | MIS_IL | Iowa | Benton | 3.7 | 1967 | 9999 |  |  |  | 1.1533 | Default Emission Factor
Vinton | 1194_G_8 | 1194 | G | 8 |  | Combustion Turbine | MIS_IL | Iowa | Benton | 5.6 | 1973 | 9999 |  |  |  | 1.1533 | Default Emission Factor
Vinton | 1194_G_9 | 1194 | G | 9 |  | Combustion Turbine | MIS_IL | Iowa | Benton | 3 | 1992 | 9999 |  |  |  | 1.1533 | Default Emission Factor
Webster City | 1198_G_6 | 1198 | G | 6 |  | Combustion Turbine | MIS_MIDA | Iowa | Hamilton | 20.7 | 1972 | 9999 |  |  |  | 0.02784 | Default Emission Factor
West Bend | 1199_G_1 | 1199 | G | 1 |  | Combustion Turbine | MIS_IA | Iowa | Palo Alto | 1 | 1959 | 9999 |  |  |  | 1.9821 | Default Emission Factor
West Bend | 1199_G_3 | 1199 | G | 3 |  | Combustion Turbine | MIS_IA | Iowa | Palo Alto | 0.9 | 1954 | 9999 |  |  |  | 1.9821 | Default Emission Factor
West Bend | 1199_G_4 | 1199 | G | 4 |  | Combustion Turbine | MIS_IA | Iowa | Palo Alto | 2 | 1973 | 9999 |  |  |  | 1.9821 | Default Emission Factor
West Bend | 1199_G_5 | 1199 | G | 5 |  | Combustion Turbine | MIS_IA | Iowa | Palo Alto | 2.5 | 2013 | 9999 |  |  |  | 1.9821 | Default Emission Factor
Yucca | 120_G_GT1 | 120 | G | GT1 |  | Combustion Turbine | WECC_AZ | Arizona | Yuma | 18 | 1971 | 9999 | 2019 | 0.0885 | 10562.7985 | 0.01676 | NEI 2019
Yucca | 120_G_GT2 | 120 | G | GT2 |  | Combustion Turbine | WECC_AZ | Arizona | Yuma | 18 | 1971 | 9999 | 2019 | 0.017802 | 10562.7985 | 0.00337 | NEI 2019
Yucca | 120_G_GT21 | 120 | G | GT21 |  | Combustion Turbine | WECC_AZ | Arizona | Yuma | 20 | 1978 | 9999 |  |  |  | 0.02784 | Default Emission Factor
Yucca | 120_G_GT3 | 120 | G | GT3 |  | Combustion Turbine | WECC_AZ | Arizona | Yuma | 52 | 1973 | 9999 | 2019 | 0.72668 | 30514.7512 | 0.04763 | NEI 2019
Yucca | 120_G_GT4 | 120 | G | GT4 |  | Combustion Turbine | WECC_AZ | Arizona | Yuma | 51 | 1974 | 9999 | 2019 | 0.0073155 | 29927.9291 | 0.00049 | NEI 2019
Yucca | 120_G_GT5 | 120 | G | GT5 | 89724 | Combustion Turbine | WECC_AZ | Arizona | Yuma | 47 | 2008 | 9999 | 2019 | 0.60344 | 27580.6405 | 0.04376 | NEI 2019
Yucca | 120_G_GT6 | 120 | G | GT6 | 89725 | Combustion Turbine | WECC_AZ | Arizona | Yuma | 47 | 2008 | 9999 | 2019 | 0.61843 | 27580.6405 | 0.04485 | NEI 2019
West Liberty | 1200_G_2 | 1200 | G | 2 |  | Combustion Turbine | MIS_IL | Iowa | Muscatine | 2.1 | 1974 | 9999 |  |  |  | 1.9821 | Default Emission Factor
West Liberty | 1200_G_3 | 1200 | G | 3 |  | Combustion Turbine | MIS_IL | Iowa | Muscatine | 2.7 | 1982 | 9999 |  |  |  | 1.1533 | Default Emission Factor
West Liberty | 1200_G_5 | 1200 | G | 5 |  | Combustion Turbine | MIS_IL | Iowa | Muscatine | 5 | 2004 | 9999 |  |  |  | 0.02784 | Default Emission Factor
West Liberty | 1200_G_6 | 1200 | G | 6 |  | Combustion Turbine | MIS_IL | Iowa | Muscatine | 5 | 2004 | 9999 |  |  |  | 0.02784 | Default Emission Factor
Wilton | 1202_G_5 | 1202 | G | 5 |  | Combustion Turbine | MIS_MIDA | Iowa | Muscatine | 1.6 | 1992 | 9999 |  |  |  | 1.9821 | Default Emission Factor
Wilton | 1202_G_6 | 1202 | G | 6 |  | Combustion Turbine | MIS_MIDA | Iowa | Muscatine | 1.6 | 1992 | 9999 |  |  |  | 1.9821 | Default Emission Factor
Wilton | 1202_G_7 | 1202 | G | 7 |  | Combustion Turbine | MIS_MIDA | Iowa | Muscatine | 1.6 | 1992 | 9999 |  |  |  | 1.9821 | Default Emission Factor
Wilton | 1202_G_8 | 1202 | G | 8 |  | Combustion Turbine | MIS_MIDA | Iowa | Muscatine | 2.2 | 2002 | 9999 |  |  |  | 1.9821 | Default Emission Factor
Wilton | 1202_G_9 | 1202 | G | 9 |  | Combustion Turbine | MIS_MIDA | Iowa | Muscatine | 2.2 | 2002 | 9999 |  |  |  | 1.9821 | Default Emission Factor
Winterset | 1203_G_2 | 1203 | G | 2 |  | Combustion Turbine | MIS_IA | Iowa | Madison | 1.5 | 1956 | 9999 |  |  |  | 1.1533 | Default Emission Factor
Winterset | 1203_G_3 | 1203 | G | 3 |  | Combustion Turbine | MIS_IA | Iowa | Madison | 1.7 | 1966 | 9999 |  |  |  | 1.1533 | Default Emission Factor
Winterset | 1203_G_4 | 1203 | G | 4 |  | Combustion Turbine | MIS_IA | Iowa | Madison | 4.4 | 1972 | 9999 |  |  |  | 1.1533 | Default Emission Factor
Winterset | 1203_G_5 | 1203 | G | 5 |  | Combustion Turbine | MIS_IA | Iowa | Madison | 2 | 2002 | 9999 |  |  |  | 1.9821 | Default Emission Factor
Winterset | 1203_G_6 | 1203 | G | 6 |  | Combustion Turbine | MIS_IA | Iowa | Madison | 2 | 2002 | 9999 |  |  |  | 1.9821 | Default Emission Factor
Winterset | 1203_G_7 | 1203 | G | 7 |  | Combustion Turbine | MIS_IA | Iowa | Madison | 2 | 2002 | 9999 |  |  |  | 1.9821 | Default Emission Factor
Summit Lake | 1206_G_GT1 | 1206 | G | GT1 | 89919 | Combustion Turbine | MIS_IA | Iowa | Union | 27.5 | 1973 | 9999 |  |  |  | 0.04322 | Default Emission Factor
Summit Lake | 1206_G_GT2 | 1206 | G | GT2 | 90041 | Combustion Turbine | MIS_IA | Iowa | Union | 27.9 | 1975 | 9999 |  |  |  | 0.04322 | Default Emission Factor
Earl F Wisdom | 1217_G_2 | 1217 | G | 2 | 89384 | Combustion Turbine | MIS_MIDA | Iowa | Clay | 76 | 2004 | 9999 | 2019 | 0.24362 | 16900 | 0.02883 | NEI 2019
Bird City | 1224_G_1 | 1224 | G | 1 |  | Combustion Turbine | SPP_WEST | Kansas | Cheyenne | 2 | 1965 | 9999 |  |  |  | 1.9821 | Default Emission Factor
Colby | 1225_G_GT1 | 1225 | G | GT1 |  | Combustion Turbine | SPP_WEST | Kansas | Thomas | 13 | 1970 | 9999 | 2019 | 0.0016464 | 79 | 0.04168 | NEI 2019
Cimarron River | 1230_G_2 | 1230 | G | 2 |  | Combustion Turbine | SPP_N | Kansas | Seward | 13.7 | 1968 | 9999 |  |  |  | 0.04322 | Default Emission Factor
Riverton | 1239_G_10 | 1239 | G | 10 |  | Combustion Turbine | SPP_N | Kansas | Cherokee | 13 | 1988 | 9999 |  |  |  | 0.04322 | Default Emission Factor
Riverton | 1239_G_11 | 1239 | G | 11 |  | Combustion Turbine | SPP_N | Kansas | Cherokee | 15 | 1988 | 9999 | 2019 | 0.017072 | 926.25 | 0.03686 | NEI 2019
Riverton | 1239_G_12 | 1239 | G | 12 | 89715 | Combined Cycle | SPP_N | Kansas | Cherokee | 149 | 2007 | 9999 | 2019 | 0.79 | 1171900 | 0.00135 | NEI 2019
Riverton | 1239_G_12-2 | 1239 | G | 12-2 | 89715 | Combined Cycle | SPP_N | Kansas | Cherokee | 117 | 2016 | 9999 |  |  |  | 0.00135 | NEI 2019
Demoss Petrie | 124_G_GT2 | 124 | G | GT2 | 76 | Combustion Turbine | WECC_AZ | Arizona | Pima | 75 | 2001 | 9999 |  |  |  | 0.04322 | Default Emission Factor
Gordon Evans Energy Center | 1240_G_5 | 1240 | G | 5 |  | Combustion Turbine | SPP_N | Kansas | Sedgwick | 3 | 1969 | 9999 |  |  |  | 1.9821 | Default Emission Factor
Gordon Evans Energy Center | 1240_G_GT1 | 1240 | G | GT1 | 816 | Combustion Turbine | SPP_N | Kansas | Sedgwick | 73 | 2000 | 9999 | 2019 | 0.49648 | 75312.6604 | 0.01319 | NEI 2019
Gordon Evans Energy Center | 1240_G_GT2 | 1240 | G | GT2 | 817 | Combustion Turbine | SPP_N | Kansas | Sedgwick | 72 | 2000 | 9999 | 2019 | 0.3809 | 74280.9801 | 0.01026 | NEI 2019
Gordon Evans Energy Center | 1240_G_GT3 | 1240 | G | GT3 | 818 | Combustion Turbine | SPP_N | Kansas | Sedgwick | 149 | 2001 | 9999 | 2019 | 2.6536 | 153720.3616 | 0.03453 | NEI 2019
Hutchinson Energy Center | 1248_G_H1DG | 1248 | G | H1DG |  | Combustion Turbine | SPP_N | Kansas | Reno | 3 | 1983 | 9999 |  |  |  | 1.9821 | Default Emission Factor
Anthony | 1258_G_IC1 | 1258 | G | IC1 |  | Combustion Turbine | SPP_N | Kansas | Harper | 4.1 | 1972 | 9999 | 2019 | 0.02 | 18.0991 | 2.2101 | NEI 2019
Anthony | 1258_G_IC2 | 1258 | G | IC2 |  | Combustion Turbine | SPP_N | Kansas | Harper | 3 | 1976 | 9999 | 2019 | 0.0081 | 13.2432 | 1.2233 | NEI 2019
Anthony | 1258_G_IC3 | 1258 | G | IC3 |  | Combustion Turbine | SPP_N | Kansas | Harper | 4 | 1981 | 9999 | 2019 | 0.0269 | 17.6577 | 3.0468 | NEI 2019
Ashland | 1259_G_4B | 1259 | G | 4B |  | Combustion Turbine | SPP_N | Kansas | Clark | 1.8 | 2014 | 9999 |  |  |  | 1.9821 | Default Emission Factor
H Wilson Sundt Generating Station | 126_G_GT1 | 126 | G | GT1 |  | Combustion Turbine | WECC_AZ | Arizona | Pima | 24 | 1972 | 9999 | 2019 | 1.0792 | 260753 | 0.00828 | NEI 2019
H Wilson Sundt Generating Station | 126_G_GT2 | 126 | G | GT2 |  | Combustion Turbine | WECC_AZ | Arizona | Pima | 24 | 1972 | 9999 | 2019 | 0.96497 | 297230 | 0.00649 | NEI 2019
H Wilson Sundt Generating Station | 126_G_RIC1 | 126 | G | RIC1 |  | Combustion Turbine | WECC_AZ | Arizona | Pima | 18.2 | 2020 | 9999 |  |  |  | 0.49206 | Default Emission Factor
H Wilson Sundt Generating Station | 126_G_RIC10 | 126 | G | RIC10 |  | Combustion Turbine | WECC_AZ | Arizona | Pima | 18.2 | 2020 | 9999 |  |  |  | 0.49206 | Default Emission Factor
H Wilson Sundt Generating Station | 126_G_RIC2 | 126 | G | RIC2 |  | Combustion Turbine | WECC_AZ | Arizona | Pima | 18.2 | 2020 | 9999 |  |  |  | 0.49206 | Default Emission Factor
H Wilson Sundt Generating Station | 126_G_RIC3 | 126 | G | RIC3 |  | Combustion Turbine | WECC_AZ | Arizona | Pima | 18.2 | 2020 | 9999 |  |  |  | 0.49206 | Default Emission Factor
H Wilson Sundt Generating Station | 126_G_RIC4 | 126 | G | RIC4 |  | Combustion Turbine | WECC_AZ | Arizona | Pima | 18.2 | 2020 | 9999 |  |  |  | 0.49206 | Default Emission Factor
H Wilson Sundt Generating Station | 126_G_RIC5 | 126 | G | RIC5 |  | Combustion Turbine | WECC_AZ | Arizona | Pima | 18.2 | 2020 | 9999 |  |  |  | 0.49206 | Default Emission Factor
H Wilson Sundt Generating Station | 126_G_RIC6 | 126 | G | RIC6 |  | Combustion Turbine | WECC_AZ | Arizona | Pima | 18.2 | 2020 | 9999 |  |  |  | 0.49206 | Default Emission Factor
H Wilson Sundt Generating Station | 126_G_RIC7 | 126 | G | RIC7 |  | Combustion Turbine | WECC_AZ | Arizona | Pima | 18.2 | 2020 | 9999 |  |  |  | 0.49206 | Default Emission Factor
H Wilson Sundt Generating Station | 126_G_RIC8 | 126 | G | RIC8 |  | Combustion Turbine | WECC_AZ | Arizona | Pima | 18.2 | 2020 | 9999 |  |  |  | 0.49206 | Default Emission Factor
H Wilson Sundt Generating Station | 126_G_RIC9 | 126 | G | RIC9 |  | Combustion Turbine | WECC_AZ | Arizona | Pima | 18.2 | 2020 | 9999 |  |  |  | 0.49206 | Default Emission Factor
Augusta Electric Plant No 1 | 1261_G_1 | 1261 | G | 1 |  | Combustion Turbine | SPP_N | Kansas | Butler | 1.1 | 1954 | 9999 |  |  |  | 1.1533 | Default Emission Factor
Augusta Electric Plant No 1 | 1261_G_2 | 1261 | G | 2 |  | Combustion Turbine | SPP_N | Kansas | Butler | 0.3 | 1929 | 9999 |  |  |  | 1.9821 | Default Emission Factor
Augusta Electric Plant No 1 | 1261_G_3 | 1261 | G | 3 |  | Combustion Turbine | SPP_N | Kansas | Butler | 1 | 1949 | 9999 |  |  |  | 1.1533 | Default Emission Factor
Augusta Electric Plant No 1 | 1261_G_4 | 1261 | G | 4 |  | Combustion Turbine | SPP_N | Kansas | Butler | 0.7 | 1939 | 9999 |  |  |  | 1.9821 | Default Emission Factor
Augusta Electric Plant No 1 | 1261_G_5 | 1261 | G | 5 |  | Combustion Turbine | SPP_N | Kansas | Butler | 2.2 | 1956 | 9999 |  |  |  | 1.1533 | Default Emission Factor
Augusta Electric Plant No 1 | 1261_G_6 | 1261 | G | 6 |  | Combustion Turbine | SPP_N | Kansas | Butler | 2.2 | 1956 | 9999 |  |  |  | 1.1533 | Default Emission Factor
Augusta Electric Plant No 1 | 1261_G_7 | 1261 | G | 7 |  | Combustion Turbine | SPP_N | Kansas | Butler | 2 | 1964 | 9999 |  |  |  | 1.1533 | Default Emission Factor
Augusta Electric Plant No 1 | 1261_G_8 | 1261 | G | 8 |  | Combustion Turbine | SPP_N | Kansas | Butler | 2 | 2016 | 9999 |  |  |  | 1.9821 | Default Emission Factor
Baldwin City Plant No 1 | 1262_G_4 | 1262 | G | 4 |  | Combustion Turbine | SPP_N | Kansas | Douglas | 1.5 | 1970 | 9999 |  |  |  | 1.9821 | Default Emission Factor
Baldwin City Plant No 1 | 1262_G_5 | 1262 | G | 5 |  | Combustion Turbine | SPP_N | Kansas | Douglas | 0.7 | 1964 | 9999 |  |  |  | 1.9821 | Default Emission Factor
Baldwin City Plant No 1 | 1262_G_6 | 1262 | G | 6 |  | Combustion Turbine | SPP_N | Kansas | Douglas | 0.7 | 1964 | 9999 |  |  |  | 1.1533 | Default Emission Factor
Belleville | 1263_G_4 | 1263 | G | 4 |  | Combustion Turbine | SPP_NEBR | Kansas | Republic | 1 | 1955 | 9999 |  |  |  | 1.1533 | Default Emission Factor
Belleville | 1263_G_5 | 1263 | G | 5 |  | Combustion Turbine | SPP_NEBR | Kansas | Republic | 1.7 | 1961 | 9999 |  |  |  | 1.1533 | Default Emission Factor
Belleville | 1263_G_6 | 1263 | G | 6 |  | Combustion Turbine | SPP_NEBR | Kansas | Republic | 3.7 | 1966 | 9999 |  |  |  | 1.1533 | Default Emission Factor
Belleville | 1263_G_7 | 1263 | G | 7 |  | Combustion Turbine | SPP_NEBR | Kansas | Republic | 5.1 | 1971 | 9999 |  |  |  | 1.1533 | Default Emission Factor
Belleville | 1263_G_8 | 1263 | G | 8 |  | Combustion Turbine | SPP_NEBR | Kansas | Republic | 2.8 | 2007 | 9999 |  |  |  | 1.9821 | Default Emission Factor
Beloit | 1264_G_1 | 1264 | G | 1 |  | Combustion Turbine | SPP_N | Kansas | Mitchell | 1.1 | 1951 | 9999 | 2019 | 0.018942 | 7.9226 | 4.7817 | NEI 2019
Beloit | 1264_G_2 | 1264 | G | 2 |  | Combustion Turbine | SPP_N | Kansas | Mitchell | 1.1 | 1951 | 9999 | 2019 | 0.0083135 | 7.9226 | 2.0987 | NEI 2019
Beloit | 1264_G_3 | 1264 | G | 3 |  | Combustion Turbine | SPP_N | Kansas | Mitchell | 2 | 1961 | 9999 | 2019 | 0.017548 | 14.4048 | 2.4364 | NEI 2019
Beloit | 1264_G_4 | 1264 | G | 4 |  | Combustion Turbine | SPP_N | Kansas | Mitchell | 3 | 1964 | 9999 | 2019 | 0.036161 | 21.6071 | 3.3472 | NEI 2019
Beloit | 1264_G_5 | 1264 | G | 5 |  | Combustion Turbine | SPP_N | Kansas | Mitchell | 0.6 | 1950 | 9999 |  |  |  | 1.1533 | Default Emission Factor
Beloit | 1264_G_6 | 1264 | G | 6 |  | Combustion Turbine | SPP_N | Kansas | Mitchell | 3.5 | 1971 | 9999 | 2019 | 0.018506 | 25.2083 | 1.4682 | NEI 2019
Beloit | 1264_G_7 | 1264 | G | 7 |  | Combustion Turbine | SPP_N | Kansas | Mitchell | 5.5 | 1980 | 9999 | 2019 | 0.034196 | 39.6131 | 1.7265 | NEI 2019
Burlingame | 1265_G_1 | 1265 | G | 1 |  | Combustion Turbine | SPP_N | Kansas | Osage | 1 | 1973 | 9999 |  |  |  | 1.1533 | Default Emission Factor
Burlingame | 1265_G_3 | 1265 | G | 3 |  | Combustion Turbine | SPP_N | Kansas | Osage | 0.8 | 1963 | 9999 |  |  |  | 1.1533 | Default Emission Factor
Burlingame | 1265_G_4 | 1265 | G | 4 |  | Combustion Turbine | SPP_N | Kansas | Osage | 1 | 1969 | 9999 |  |  |  | 1.1533 | Default Emission Factor
Burlingame | 1265_G_5 | 1265 | G | 5 |  | Combustion Turbine | SPP_N | Kansas | Osage | 0.8 | 1980 | 9999 |  |  |  | 1.1533 | Default Emission Factor
Burlington (KS) | 1266_G_1A | 1266 | G | 1A |  | Combustion Turbine | SPP_N | Kansas | Coffey | 2 | 2003 | 9999 |  |  |  | 1.9821 | Default Emission Factor
Burlington (KS) | 1266_G_2 | 1266 | G | 2 |  | Combustion Turbine | SPP_N | Kansas | Coffey | 1.3 | 1962 | 9999 |  |  |  | 1.1533 | Default Emission Factor
Burlington (KS) | 1266_G_4A | 1266 | G | 4A |  | Combustion Turbine | SPP_N | Kansas | Coffey | 2.3 | 2005 | 9999 |  |  |  | 1.1533 | Default Emission Factor
Burlington (KS) | 1266_G_5 | 1266 | G | 5 |  | Combustion Turbine | SPP_N | Kansas | Coffey | 1 | 1955 | 9999 |  |  |  | 1.1533 | Default Emission Factor
Burlington (KS) | 1266_G_IC6 | 1266 | G | IC6 |  | Combustion Turbine | SPP_N | Kansas | Coffey | 4.8 | 1983 | 9999 |  |  |  | 1.1533 | Default Emission Factor
Chanute 2 | 1268_G_14 | 1268 | G | 14 | 2247 | Combustion Turbine | SPP_N | Kansas | Neosho | 42 | 2002 | 9999 | 2019 | 2.4405 | 174782 | 0.02793 | NEI 2019
Chanute 2 | 1268_G_7 | 1268 | G | 7 |  | Combustion Turbine | SPP_N | Kansas | Neosho | 2 | 1965 | 9999 | 2019 | 0.011606 | 9 | 2.5791 | NEI 2019
Chanute 2 | 1268_G_8 | 1268 | G | 8 |  | Combustion Turbine | SPP_N | Kansas | Neosho | 2 | 1965 | 9999 | 2019 | 0.009026 | 9 | 2.0058 | NEI 2019
Clay Center | 1270_G_5 | 1270 | G | 5 |  | O/G Steam | SPP_N | Kansas | Clay | 3 | 1948 | 9999 |  |  |  | 0.13352 | Default Emission Factor
Clay Center | 1270_G_6 | 1270 | G | 6 |  | O/G Steam | SPP_N | Kansas | Clay | 5 | 1961 | 9999 |  |  |  | 0.13352 | Default Emission Factor
Clay Center | 1270_G_IC1 | 1270 | G | IC1 |  | Combustion Turbine | SPP_N | Kansas | Clay | 0.9 | 1958 | 9999 |  |  |  | 1.1533 | Default Emission Factor
Clay Center | 1270_G_IC2 | 1270 | G | IC2 |  | Combustion Turbine | SPP_N | Kansas | Clay | 2 | 1966 | 9999 |  |  |  | 1.1533 | Default Emission Factor
Clay Center | 1270_G_IC3 | 1270 | G | IC3 |  | Combustion Turbine | SPP_N | Kansas | Clay | 5 | 1972 | 9999 |  |  |  | 1.1533 | Default Emission Factor
Clay Center | 1270_G_IC4 | 1270 | G | IC4 |  | Combustion Turbine | SPP_N | Kansas | Clay | 3.5 | 1996 | 9999 |  |  |  | 1.1533 | Default Emission Factor
Clay Center | 1270_G_IC5 | 1270 | G | IC5 |  | Combustion Turbine | SPP_N | Kansas | Clay | 3.5 | 1996 | 9999 |  |  |  | 1.1533 | Default Emission Factor
Clay Center | 1270_G_IC6 | 1270 | G | IC6 |  | Combustion Turbine | SPP_N | Kansas | Clay | 6.8 | 2005 | 9999 |  |  |  | 1.1533 | Default Emission Factor
Coffeyville | 1271_G_1 | 1271 | G | 1 |  | Combustion Turbine | SPP_N | Kansas | Montgomery | 2 | 2007 | 9999 |  |  |  | 1.9821 | Default Emission Factor
Coffeyville | 1271_G_2 | 1271 | G | 2 |  | Combustion Turbine | SPP_N | Kansas | Montgomery | 2 | 2007 | 9999 |  |  |  | 1.9821 | Default Emission Factor
Colby City of | 1272_G_4 | 1272 | G | 4 |  | Combustion Turbine | SPP_WEST | Kansas | Thomas | 1.2 | 1958 | 9999 |  |  |  | 1.1533 | Default Emission Factor
Colby City of | 1272_G_5 | 1272 | G | 5 |  | Combustion Turbine | SPP_WEST | Kansas | Thomas | 1 | 1958 | 9999 |  |  |  | 1.1533 | Default Emission Factor
Colby City of | 1272_G_6 | 1272 | G | 6 |  | Combustion Turbine | SPP_WEST | Kansas | Thomas | 3.5 | 1971 | 9999 |  |  |  | 1.1533 | Default Emission Factor
Colby City of | 1272_G_7 | 1272 | G | 7 |  | Combustion Turbine | SPP_WEST | Kansas | Thomas | 3.5 | 1971 | 9999 |  |  |  | 1.1533 | Default Emission Factor
Colby City of | 1272_G_8 | 1272 | G | 8 |  | Combustion Turbine | SPP_WEST | Kansas | Thomas | 2.5 | 1965 | 9999 |  |  |  | 1.1533 | Default Emission Factor
Colby City of | 1272_G_9 | 1272 | G | 9 |  | Combustion Turbine | SPP_WEST | Kansas | Thomas | 3 | 2019 | 9999 |  |  |  | 2.1502 | Default Emission Factor
Ellinwood | 1274_G_1 | 1274 | G | 1 |  | Combustion Turbine | SPP_N | Kansas | Barton | 1.8 | 1965 | 9999 |  |  |  | 1.1533 | Default Emission Factor
Ellinwood | 1274_G_2 | 1274 | G | 2 |  | Combustion Turbine | SPP_N | Kansas | Barton | 1.3 | 1957 | 9999 |  |  |  | 1.1533 | Default Emission Factor
Ellinwood | 1274_G_3 | 1274 | G | 3 |  | Combustion Turbine | SPP_N | Kansas | Barton | 0.3 | 1948 | 9999 |  |  |  | 1.1533 | Default Emission Factor
Ellinwood | 1274_G_4 | 1274 | G | 4 |  | Combustion Turbine | SPP_N | Kansas | Barton | 1 | 1953 | 9999 |  |  |  | 1.1533 | Default Emission Factor
Ellinwood | 1274_G_5 | 1274 | G | 5 |  | Combustion Turbine | SPP_N | Kansas | Barton | 2.5 | 1971 | 9999 |  |  |  | 1.1533 | Default Emission Factor
Erie | 1276_G_3 | 1276 | G | 3 |  | Combustion Turbine | SPP_N | Kansas | Neosho | 0.9 | 1958 | 9999 |  |  |  | 1.9821 | Default Emission Factor
Erie | 1276_G_6 | 1276 | G | 6 |  | Combustion Turbine | SPP_N | Kansas | Neosho | 1 | 2005 | 9999 |  |  |  | 1.9821 | Default Emission Factor
Erie | 1276_G_7 | 1276 | G | 7 |  | Combustion Turbine | SPP_N | Kansas | Neosho | 1 | 2005 | 9999 |  |  |  | 1.9821 | Default Emission Factor
Erie | 1276_G_8 | 1276 | G | 8 |  | Combustion Turbine | SPP_N | Kansas | Neosho | 1 | 2005 | 9999 |  |  |  | 1.9821 | Default Emission Factor
Garnett Municipal | 1278_G_1 | 1278 | G | 1 |  | Combustion Turbine | SPP_N | Kansas | Anderson | 1.3 | 1961 | 9999 |  |  |  | 1.1533 | Default Emission Factor
Garnett Municipal | 1278_G_2 | 1278 | G | 2 |  | Combustion Turbine | SPP_N | Kansas | Anderson | 0.3 | 1930 | 9999 |  |  |  | 1.9821 | Default Emission Factor
Garnett Municipal | 1278_G_3 | 1278 | G | 3 |  | Combustion Turbine | SPP_N | Kansas | Anderson | 1.3 | 1955 | 9999 |  |  |  | 1.1533 | Default Emission Factor
Garnett Municipal | 1278_G_4 | 1278 | G | 4 |  | Combustion Turbine | SPP_N | Kansas | Anderson | 0.8 | 1948 | 9999 |  |  |  | 1.1533 | Default Emission Factor
Garnett Municipal | 1278_G_7 | 1278 | G | 7 |  | Combustion Turbine | SPP_N | Kansas | Anderson | 2.2 | 2000 | 9999 |  |  |  | 1.9821 | Default Emission Factor
Garnett Municipal | 1278_G_IC5 | 1278 | G | IC5 |  | Combustion Turbine | SPP_N | Kansas | Anderson | 2.1 | 1981 | 9999 |  |  |  | 1.1533 | Default Emission Factor
Garnett Municipal | 1278_G_IC6 | 1278 | G | IC6 |  | Combustion Turbine | SPP_N | Kansas | Anderson | 2.2 | 1978 | 9999 |  |  |  | 1.9821 | Default Emission Factor
Girard | 1279_G_1 | 1279 | G | 1 |  | Combustion Turbine | SPP_N | Kansas | Crawford | 1.1 | 1955 | 9999 |  |  |  | 1.1533 | Default Emission Factor
Girard | 1279_G_4 | 1279 | G | 4 |  | Combustion Turbine | SPP_N | Kansas | Crawford | 1.8 | 1962 | 9999 |  |  |  | 1.1533 | Default Emission Factor
Girard | 1279_G_6 | 1279 | G | 6 |  | Combustion Turbine | SPP_N | Kansas | Crawford | 3.2 | 1997 | 9999 |  |  |  | 1.1533 | Default Emission Factor
Girard | 1279_G_7 | 1279 | G | 7 |  | Combustion Turbine | SPP_N | Kansas | Crawford | 3.4 | 1997 | 9999 |  |  |  | 1.1533 | Default Emission Factor
Goodland | 1280_G_10 | 1280 | G | 10 |  | Combustion Turbine | SPP_N | Kansas | Sherman | 1.8 | 1971 | 9999 |  |  |  | 1.1533 | Default Emission Factor
Goodland | 1280_G_11 | 1280 | G | 11 |  | Combustion Turbine | SPP_N | Kansas | Sherman | 3.5 | 1978 | 9999 |  |  |  | 1.1533 | Default Emission Factor
Goodland | 1280_G_12 | 1280 | G | 12 |  | Combustion Turbine | SPP_N | Kansas | Sherman | 0.8 | 1995 | 9999 |  |  |  | 1.1533 | Default Emission Factor
Goodland | 1280_G_13 | 1280 | G | 13 |  | Combustion Turbine | SPP_N | Kansas | Sherman | 1.1 | 1999 | 9999 |  |  |  | 1.1533 | Default Emission Factor
Goodland | 1280_G_3 | 1280 | G | 3 |  | Combustion Turbine | SPP_N | Kansas | Sherman | 0.7 | 1939 | 9999 |  |  |  | 1.9821 | Default Emission Factor
Goodland | 1280_G_6 | 1280 | G | 6 |  | Combustion Turbine | SPP_N | Kansas | Sherman | 1.8 | 1962 | 9999 |  |  |  | 1.1533 | Default Emission Factor
Goodland | 1280_G_7 | 1280 | G | 7 |  | Combustion Turbine | SPP_N | Kansas | Sherman | 1.8 | 1966 | 9999 |  |  |  | 1.1533 | Default Emission Factor
Goodland | 1280_G_8 | 1280 | G | 8 |  | Combustion Turbine | SPP_N | Kansas | Sherman | 4.6 | 1975 | 9999 |  |  |  | 1.1533 | Default Emission Factor
Herington | 1283_G_4B | 1283 | G | 4B |  | Combustion Turbine | SPP_N | Kansas | Dickinson | 1.5 | 2001 | 9999 |  |  |  | 1.9821 | Default Emission Factor
Hoisington | 1286_G_2A | 1286 | G | 2A |  | Combustion Turbine | SPP_N | Kansas | Barton | 1.1 | 1996 | 9999 |  |  |  | 1.9821 | Default Emission Factor
Hoisington | 1286_G_6 | 1286 | G | 6 |  | Combustion Turbine | SPP_N | Kansas | Barton | 2 | 1961 | 9999 |  |  |  | 1.1533 | Default Emission Factor
Hoisington | 1286_G_7 | 1286 | G | 7 |  | Combustion Turbine | SPP_N | Kansas | Barton | 4 | 1966 | 9999 |  |  |  | 1.1533 | Default Emission Factor
Hoisington | 1286_G_8 | 1286 | G | 8 |  | Combustion Turbine | SPP_N | Kansas | Barton | 7 | 1981 | 9999 |  |  |  | 1.1533 | Default Emission Factor
Holton | 1287_G_10 | 1287 | G | 10 |  | Combustion Turbine | SPP_N | Kansas | Jackson | 1.8 | 1970 | 9999 |  |  |  | 1.9821 | Default Emission Factor
Holton | 1287_G_11 | 1287 | G | 11 |  | Combustion Turbine | SPP_N | Kansas | Jackson | 2.2 | 1994 | 9999 |  |  |  | 1.9821 | Default Emission Factor
Holton | 1287_G_12 | 1287 | G | 12 |  | Combustion Turbine | SPP_N | Kansas | Jackson | 3 | 2001 | 9999 |  |  |  | 1.1533 | Default Emission Factor
Holton | 1287_G_13 | 1287 | G | 13 |  | Combustion Turbine | SPP_N | Kansas | Jackson | 3 | 2001 | 9999 |  |  |  | 1.1533 | Default Emission Factor
Holton | 1287_G_6 | 1287 | G | 6 |  | Combustion Turbine | SPP_N | Kansas | Jackson | 1.4 | 1958 | 9999 |  |  |  | 1.9821 | Default Emission Factor
Holton | 1287_G_7 | 1287 | G | 7 |  | Combustion Turbine | SPP_N | Kansas | Jackson | 2.4 | 1963 | 9999 |  |  |  | 1.9821 | Default Emission Factor
Holton | 1287_G_8 | 1287 | G | 8 |  | Combustion Turbine | SPP_N | Kansas | Jackson | 3.8 | 1969 | 9999 |  |  |  | 1.9821 | Default Emission Factor
Holton | 1287_G_9 | 1287 | G | 9 |  | Combustion Turbine | SPP_N | Kansas | Jackson | 1.8 | 1970 | 9999 |  |  |  | 1.9821 | Default Emission Factor
Iola | 1291_G_1 | 1291 | G | 1 |  | Combustion Turbine | SPP_N | Kansas | Allen | 5 | 1998 | 9999 |  |  |  | 1.1533 | Default Emission Factor
Iola | 1291_G_10 | 1291 | G | 10 |  | Combustion Turbine | SPP_N | Kansas | Allen | 2.9 | 1981 | 9999 |  |  |  | 1.9821 | Default Emission Factor
Iola | 1291_G_2 | 1291 | G | 2 |  | Combustion Turbine | SPP_N | Kansas | Allen | 5 | 2000 | 9999 |  |  |  | 1.1533 | Default Emission Factor
Iola | 1291_G_6 | 1291 | G | 6 |  | Combustion Turbine | SPP_N | Kansas | Allen | 2.9 | 1969 | 9999 |  |  |  | 1.9821 | Default Emission Factor
Iola | 1291_G_7 | 1291 | G | 7 |  | Combustion Turbine | SPP_N | Kansas | Allen | 2.9 | 1971 | 9999 |  |  |  | 1.9821 | Default Emission Factor
Iola | 1291_G_8 | 1291 | G | 8 |  | Combustion Turbine | SPP_N | Kansas | Allen | 2.9 | 1976 | 9999 |  |  |  | 1.9821 | Default Emission Factor
Iola | 1291_G_9 | 1291 | G | 9 |  | Combustion Turbine | SPP_N | Kansas | Allen | 2.9 | 1977 | 9999 |  |  |  | 1.9821 | Default Emission Factor
Jetmore | 1292_G_8 | 1292 | G | 8 |  | Combustion Turbine | SPP_N | Kansas | Hodgeman | 2.5 | 2015 | 9999 |  |  |  | 1.9821 | Default Emission Factor
Quindaro | 1295_G_GT2 | 1295 | G | GT2 | 90731 | Combustion Turbine | SPP_N | Kansas | Wyandotte | 56 | 1974 | 9999 | 2019 | 0.01903 | 3147.5294 | 0.01209 | NEI 2019
Quindaro | 1295_G_GT3 | 1295 | G | GT3 | 90732 | Combustion Turbine | SPP_N | Kansas | Wyandotte | 46 | 1977 | 9999 | 2019 | 0.017278 | 2585.4706 | 0.01337 | NEI 2019
Kingman Municipal Power and Light Plant | 1296_G_2 | 1296 | G | 2 |  | Combustion Turbine | SPP_N | Kansas | Kingman | 1.9 | 1962 | 9999 | 2019 | 0.0028 | 497.2722 | 0.01126 | NEI 2019
Kingman Municipal Power and Light Plant | 1296_G_4 | 1296 | G | 4 |  | Combustion Turbine | SPP_N | Kansas | Kingman | 1.9 | 1977 | 9999 | 2019 | 0.011165 | 497.2722 | 0.04491 | NEI 2019
Kingman Municipal Power and Light Plant | 1296_G_6 | 1296 | G | 6 |  | Combustion Turbine | SPP_N | Kansas | Kingman | 3.4 | 1969 | 9999 | 2019 | 2.23 | 889.8556 | 5.0121 | NEI 2019
Kingman Municipal Power and Light Plant | 1296_G_7 | 1296 | G | 7 |  | Combustion Turbine | SPP_N | Kansas | Kingman | 2.1 | 1979 | 9999 | 2019 | 0.16882 | 549.6167 | 0.61433 | NEI 2019
Kingman Municipal Power and Light Plant | 1296_G_8 | 1296 | G | 8 |  | Combustion Turbine | SPP_N | Kansas | Kingman | 2.4 | 1984 | 9999 | 2019 | 0.78074 | 628.1333 | 2.4859 | NEI 2019
Kingman Municipal Power and Light Plant | 1296_G_9 | 1296 | G | 9 |  | Combustion Turbine | SPP_N | Kansas | Kingman | 6.3 | 1993 | 9999 |  |  |  | 1.1533 | Default Emission Factor
La Crosse | 1297_G_6 | 1297 | G | 6 |  | Combustion Turbine | SPP_WEST | Kansas | Rush | 1.5 | 1975 | 9999 |  |  |  | 1.1533 | Default Emission Factor
Larned | 1299_G_CAT | 1299 | G | CAT |  | Combustion Turbine | SPP_N | Kansas | Pawnee | 2 | 2004 | 9999 |  |  |  | 1.9821 | Default Emission Factor
Larned | 1299_G_CAT1 | 1299 | G | CAT1 |  | Combustion Turbine | SPP_N | Kansas | Pawnee | 2 | 2004 | 9999 |  |  |  | 1.9821 | Default Emission Factor
Larned | 1299_G_CAT2 | 1299 | G | CAT2 |  | Combustion Turbine | SPP_N | Kansas | Pawnee | 2 | 2004 | 9999 |  |  |  | 1.9821 | Default Emission Factor
Larned | 1299_G_CAT3 | 1299 | G | CAT3 |  | Combustion Turbine | SPP_N | Kansas | Pawnee | 2 | 2004 | 9999 |  |  |  | 1.9821 | Default Emission Factor
Larned | 1299_G_CAT4 | 1299 | G | CAT4 |  | Combustion Turbine | SPP_N | Kansas | Pawnee | 2 | 2004 | 9999 |  |  |  | 1.9821 | Default Emission Factor
Larned | 1299_G_IC5 | 1299 | G | IC5 |  | Combustion Turbine | SPP_N | Kansas | Pawnee | 6 | 1976 | 9999 |  |  |  | 1.1533 | Default Emission Factor
Lincoln | 1300_G_1 | 1300 | G | 1 |  | Combustion Turbine | SPP_N | Kansas | Lincoln | 1.1 | 1964 | 9999 |  |  |  | 1.1533 | Default Emission Factor
Lincoln | 1300_G_2 | 1300 | G | 2 |  | Combustion Turbine | SPP_N | Kansas | Lincoln | 1.1 | 1964 | 9999 |  |  |  | 1.1533 | Default Emission Factor
Lincoln | 1300_G_4 | 1300 | G | 4 |  | Combustion Turbine | SPP_N | Kansas | Lincoln | 0.6 | 1958 | 9999 |  |  |  | 1.9821 | Default Emission Factor
Lincoln | 1300_G_7 | 1300 | G | 7 |  | Combustion Turbine | SPP_N | Kansas | Lincoln | 3 | 1974 | 9999 |  |  |  | 1.1533 | Default Emission Factor
Lincoln | 1300_G_8 | 1300 | G | 8 |  | Combustion Turbine | SPP_N | Kansas | Lincoln | 1.8 | 2017 | 9999 |  |  |  | 1.9821 | Default Emission Factor
McPherson 2 | 1305_G_GT2 | 1305 | G | GT2 | 90705 | Combustion Turbine | SPP_N | Kansas | McPherson | 52 | 1976 | 2024 | 2019 | 0.012954 | 7294.5384 | 0.00355 | NEI 2019
McPherson 2 | 1305_G_GT3 | 1305 | G | GT3 | 90706 | Combustion Turbine | SPP_N | Kansas | McPherson | 51.9 | 1979 | 9999 | 2019 | 0.15682 | 7280.5104 | 0.04308 | NEI 2019
Meade | 1306_G_2 | 1306 | G | 2 |  | Combustion Turbine | SPP_N | Kansas | Meade | 0.8 | 1951 | 9999 |  |  |  | 1.1533 | Default Emission Factor
Meade | 1306_G_3 | 1306 | G | 3 |  | Combustion Turbine | SPP_N | Kansas | Meade | 1.1 | 1957 | 9999 |  |  |  | 1.1533 | Default Emission Factor
Meade | 1306_G_4 | 1306 | G | 4 |  | Combustion Turbine | SPP_N | Kansas | Meade | 1.3 | 1961 | 9999 |  |  |  | 1.1533 | Default Emission Factor
Meade | 1306_G_5 | 1306 | G | 5 |  | Combustion Turbine | SPP_N | Kansas | Meade | 1.7 | 1965 | 9999 |  |  |  | 1.1533 | Default Emission Factor
Meade | 1306_G_6 | 1306 | G | 6 |  | Combustion Turbine | SPP_N | Kansas | Meade | 1.9 | 1972 | 9999 |  |  |  | 1.1533 | Default Emission Factor
Minneapolis City of | 1307_G_3 | 1307 | G | 3 |  | Combustion Turbine | SPP_N | Kansas | Ottawa | 1.2 | 1961 | 9999 |  |  |  | 1.1533 | Default Emission Factor
Minneapolis City of | 1307_G_4 | 1307 | G | 4 |  | Combustion Turbine | SPP_N | Kansas | Ottawa | 0.5 | 1955 | 9999 |  |  |  | 1.1533 | Default Emission Factor
Minneapolis City of | 1307_G_5 | 1307 | G | 5 |  | Combustion Turbine | SPP_N | Kansas | Ottawa | 1.8 | 1966 | 9999 |  |  |  | 1.1533 | Default Emission Factor
Minneapolis City of | 1307_G_6 | 1307 | G | 6 |  | Combustion Turbine | SPP_N | Kansas | Ottawa | 2.7 | 1972 | 9999 |  |  |  | 1.1533 | Default Emission Factor
Minneapolis City of | 1307_G_7 | 1307 | G | 7 |  | Combustion Turbine | SPP_N | Kansas | Ottawa | 1.8 | 1989 | 9999 |  |  |  | 1.9821 | Default Emission Factor
Oberlin (KS) | 1312_G_1 | 1312 | G | 1 |  | Combustion Turbine | SPP_N | Kansas | Decatur | 0.9 | 1956 | 9999 |  |  |  | 1.1533 | Default Emission Factor
Osage City | 1313_G_1 | 1313 | G | 1 |  | Combustion Turbine | SPP_N | Kansas | Osage | 0.9 | 1955 | 9999 |  |  |  | 1.1533 | Default Emission Factor
Osage City | 1313_G_2 | 1313 | G | 2 |  | Combustion Turbine | SPP_N | Kansas | Osage | 1.1 | 1960 | 9999 |  |  |  | 1.1533 | Default Emission Factor
Osage City | 1313_G_4 | 1313 | G | 4 |  | Combustion Turbine | SPP_N | Kansas | Osage | 1.9 | 1967 | 9999 |  |  |  | 1.1533 | Default Emission Factor
Osage City | 1313_G_5 | 1313 | G | 5 |  | Combustion Turbine | SPP_N | Kansas | Osage | 1.9 | 1970 | 9999 |  |  |  | 1.1533 | Default Emission Factor
Osage City | 1313_G_7 | 1313 | G | 7 |  | Combustion Turbine | SPP_N | Kansas | Osage | 1.5 | 1984 | 9999 |  |  |  | 1.1533 | Default Emission Factor
Osage City | 1313_G_IC3 | 1313 | G | IC3 |  | Combustion Turbine | SPP_N | Kansas | Osage | 1.9 | 2011 | 9999 |  |  |  | 1.1533 | Default Emission Factor
Osage City | 1313_G_IC6 | 1313 | G | IC6 |  | Combustion Turbine | SPP_N | Kansas | Osage | 0.9 | 1983 | 9999 |  |  |  | 1.1533 | Default Emission Factor
Osawatomie City of | 1314_G_2 | 1314 | G | 2 |  | Combustion Turbine | SPP_N | Kansas | Miami | 1.8 | 1957 | 9999 |  |  |  | 1.1533 | Default Emission Factor
Osawatomie City of | 1314_G_4 | 1314 | G | 4 |  | Combustion Turbine | SPP_N | Kansas | Miami | 1 | 1950 | 9999 |  |  |  | 1.1533 | Default Emission Factor
Osawatomie City of | 1314_G_5 | 1314 | G | 5 |  | Combustion Turbine | SPP_N | Kansas | Miami | 2.8 | 1966 | 9999 |  |  |  | 1.1533 | Default Emission Factor
Osborne | 1315_G_1 | 1315 | G | 1 |  | Combustion Turbine | SPP_N | Kansas | Osborne | 1.4 | 1967 | 9999 |  |  |  | 1.1533 | Default Emission Factor
Osborne | 1315_G_2 | 1315 | G | 2 |  | Combustion Turbine | SPP_N | Kansas | Osborne | 1.2 | 1963 | 9999 |  |  |  | 1.1533 | Default Emission Factor
Osborne | 1315_G_3 | 1315 | G | 3 |  | Combustion Turbine | SPP_N | Kansas | Osborne | 0.6 | 1957 | 9999 |  |  |  | 1.1533 | Default Emission Factor
Osborne | 1315_G_6 | 1315 | G | 6 |  | Combustion Turbine | SPP_N | Kansas | Osborne | 0.4 | 1992 | 9999 |  |  |  | 1.1533 | Default Emission Factor
Osborne | 1315_G_7 | 1315 | G | 7 |  | Combustion Turbine | SPP_N | Kansas | Osborne | 0.4 | 1992 | 9999 |  |  |  | 1.1533 | Default Emission Factor
Osborne | 1315_G_8 | 1315 | G | 8 |  | Combustion Turbine | SPP_N | Kansas | Osborne | 0.6 | 1994 | 9999 |  |  |  | 1.1533 | Default Emission Factor
Ottawa | 1316_G_IC3 | 1316 | G | IC3 |  | Combustion Turbine | SPP_N | Kansas | Franklin | 3.2 | 1962 | 9999 | 2019 | 0.29417 | 144.5333 | 4.0706 | NEI 2019
Ottawa | 1316_G_IC4 | 1316 | G | IC4 |  | Combustion Turbine | SPP_N | Kansas | Franklin | 3 | 1958 | 9999 | 2019 | 0.23113 | 135.5 | 3.4116 | NEI 2019
Ottawa | 1316_G_IC6 | 1316 | G | IC6 |  | Combustion Turbine | SPP_N | Kansas | Franklin | 5.9 | 1981 | 9999 | 2019 | 0.83213 | 266.4833 | 6.2453 | NEI 2019
Ottawa | 1316_G_IC7 | 1316 | G | IC7 |  | Combustion Turbine | SPP_N | Kansas | Franklin | 5.9 | 1981 | 9999 | 2019 | 0.72815 | 266.4833 | 5.4649 | NEI 2019
Pratt | 1317_G_IC1 | 1317 | G | IC1 |  | Combustion Turbine | SPP_N | Kansas | Pratt | 1.5 | 1958 | 9999 |  |  |  | 1.9821 | Default Emission Factor
Russell Downtown | 1319_G_11 | 1319 | G | 11 |  | Combustion Turbine | SPP_N | Kansas | Russell | 3.2 | 1994 | 9999 | 2019 | 0.045686 | 25.7778 | 3.5446 | NEI 2019
Russell Downtown | 1319_G_12 | 1319 | G | 12 |  | Combustion Turbine | SPP_N | Kansas | Russell | 3.2 | 1994 | 9999 |  |  |  | 1.1533 | Default Emission Factor
Russell Downtown | 1319_G_7 | 1319 | G | 7 |  | Combustion Turbine | SPP_N | Kansas | Russell | 3 | 1971 | 9999 | 2019 | 0.00129 | 24.1667 | 0.10676 | NEI 2019
Russell Downtown | 1319_G_8 | 1319 | G | 8 |  | Combustion Turbine | SPP_N | Kansas | Russell | 2.5 | 1978 | 9999 |  |  |  | 1.9821 | Default Emission Factor
Russell Downtown | 1319_G_9 | 1319 | G | 9 |  | Combustion Turbine | SPP_N | Kansas | Russell | 2.5 | 1981 | 9999 |  |  |  | 1.9821 | Default Emission Factor
Sabetha Power Plant | 1320_G_11 | 1320 | G | 11 |  | Combustion Turbine | SPP_N | Kansas | Nemaha | 2.7 | 1992 | 9999 |  |  |  | 1.1533 | Default Emission Factor
Sabetha Power Plant | 1320_G_12 | 1320 | G | 12 |  | Combustion Turbine | SPP_N | Kansas | Nemaha | 4.1 | 2001 | 9999 |  |  |  | 1.1533 | Default Emission Factor
Sabetha Power Plant | 1320_G_2 | 1320 | G | 2 |  | Combustion Turbine | SPP_N | Kansas | Nemaha | 1.2 | 1957 | 9999 |  |  |  | 1.1533 | Default Emission Factor
Sabetha Power Plant | 1320_G_3 | 1320 | G | 3 |  | Combustion Turbine | SPP_N | Kansas | Nemaha | 0.6 | 1947 | 9999 |  |  |  | 1.1533 | Default Emission Factor
Sabetha Power Plant | 1320_G_4 | 1320 | G | 4 |  | Combustion Turbine | SPP_N | Kansas | Nemaha | 0.7 | 1950 | 9999 |  |  |  | 1.1533 | Default Emission Factor
Sabetha Power Plant | 1320_G_5 | 1320 | G | 5 |  | Combustion Turbine | SPP_N | Kansas | Nemaha | 1.2 | 1961 | 9999 |  |  |  | 1.1533 | Default Emission Factor
Sabetha Power Plant | 1320_G_6 | 1320 | G | 6 |  | Combustion Turbine | SPP_N | Kansas | Nemaha | 1.2 | 1967 | 9999 |  |  |  | 1.1533 | Default Emission Factor
Sabetha Power Plant | 1320_G_7 | 1320 | G | 7 |  | Combustion Turbine | SPP_N | Kansas | Nemaha | 1.8 | 1970 | 9999 |  |  |  | 1.1533 | Default Emission Factor
Sabetha Power Plant | 1320_G_8 | 1320 | G | 8 |  | Combustion Turbine | SPP_N | Kansas | Nemaha | 2.1 | 1978 | 9999 |  |  |  | 1.1533 | Default Emission Factor
Sabetha Power Plant | 1320_G_IC10 | 1320 | G | IC10 |  | Combustion Turbine | SPP_N | Kansas | Nemaha | 2.1 | 1990 | 9999 |  |  |  | 1.1533 | Default Emission Factor
Sabetha Power Plant | 1320_G_IC9 | 1320 | G | IC9 |  | Combustion Turbine | SPP_N | Kansas | Nemaha | 1 | 1985 | 9999 |  |  |  | 1.1533 | Default Emission Factor
St Francis | 1321_G_2 | 1321 | G | 2 |  | Combustion Turbine | SPP_N | Kansas | Cheyenne | 1.5 | 1964 | 9999 |  |  |  | 1.1533 | Default Emission Factor
St Francis | 1321_G_4 | 1321 | G | 4 |  | Combustion Turbine | SPP_N | Kansas | Cheyenne | 2.7 | 1972 | 9999 |  |  |  | 1.1533 | Default Emission Factor
St Francis | 1321_G_5 | 1321 | G | 5 |  | Combustion Turbine | SPP_N | Kansas | Cheyenne | 0.9 | 1953 | 9999 |  |  |  | 1.1533 | Default Emission Factor
St John | 1322_G_2 | 1322 | G | 2 |  | Combustion Turbine | SPP_WEST | Kansas | Stafford | 1.3 | 2002 | 9999 |  |  |  | 1.9821 | Default Emission Factor
St John | 1322_G_4 | 1322 | G | 4 |  | Combustion Turbine | SPP_WEST | Kansas | Stafford | 1.7 | 1965 | 9999 |  |  |  | 1.9821 | Default Emission Factor
St John | 1322_G_5 | 1322 | G | 5 |  | Combustion Turbine | SPP_WEST | Kansas | Stafford | 2 | 1982 | 9999 |  |  |  | 1.9821 | Default Emission Factor
Sharon Spring | 1324_G_1 | 1324 | G | 1 |  | Combustion Turbine | SPP_N | Kansas | Wallace | 0.9 | 1970 | 9999 |  |  |  | 1.1533 | Default Emission Factor
Sharon Spring | 1324_G_2 | 1324 | G | 2 |  | Combustion Turbine | SPP_N | Kansas | Wallace | 1 | 1964 | 9999 |  |  |  | 1.1533 | Default Emission Factor
Sharon Spring | 1324_G_3 | 1324 | G | 3 |  | Combustion Turbine | SPP_N | Kansas | Wallace | 0.4 | 1958 | 9999 |  |  |  | 1.1533 | Default Emission Factor
Sharon Spring | 1324_G_4 | 1324 | G | 4 |  | Combustion Turbine | SPP_N | Kansas | Wallace | 0.6 | 1951 | 9999 |  |  |  | 1.1533 | Default Emission Factor
Stafford | 1325_G_4 | 1325 | G | 4 |  | Combustion Turbine | SPP_WEST | Kansas | Stafford | 1.4 | 1973 | 9999 |  |  |  | 1.1533 | Default Emission Factor
Stafford | 1325_G_5 | 1325 | G | 5 |  | Combustion Turbine | SPP_WEST | Kansas | Stafford | 1.1 | 1983 | 9999 |  |  |  | 1.1533 | Default Emission Factor
Sterling | 1326_G_1 | 1326 | G | 1 |  | Combustion Turbine | SPP_N | Kansas | Rice | 1.3 | 1962 | 9999 |  |  |  | 1.1533 | Default Emission Factor
Sterling | 1326_G_2 | 1326 | G | 2 |  | Combustion Turbine | SPP_N | Kansas | Rice | 0.4 | 1950 | 9999 |  |  |  | 1.1533 | Default Emission Factor
Sterling | 1326_G_3 | 1326 | G | 3 |  | Combustion Turbine | SPP_N | Kansas | Rice | 2.2 | 1972 | 9999 |  |  |  | 1.1533 | Default Emission Factor
Sterling | 1326_G_4 | 1326 | G | 4 |  | Combustion Turbine | SPP_N | Kansas | Rice | 0.8 | 1955 | 9999 |  |  |  | 1.1533 | Default Emission Factor
Sterling | 1326_G_5 | 1326 | G | 5 |  | Combustion Turbine | SPP_N | Kansas | Rice | 1.2 | 2002 | 9999 |  |  |  | 1.1533 | Default Emission Factor
Sterling | 1326_G_6 | 1326 | G | 6 |  | Combustion Turbine | SPP_N | Kansas | Rice | 1.2 | 2002 | 9999 |  |  |  | 1.1533 | Default Emission Factor
Sterling | 1326_G_7 | 1326 | G | 7 |  | Combustion Turbine | SPP_N | Kansas | Rice | 1.2 | 2002 | 9999 |  |  |  | 1.1533 | Default Emission Factor
Stockton | 1327_G_1 | 1327 | G | 1 |  | Combustion Turbine | SPP_N | Kansas | Rooks | 0.9 | 1967 | 9999 |  |  |  | 1.1533 | Default Emission Factor
Stockton | 1327_G_2 | 1327 | G | 2 |  | Combustion Turbine | SPP_N | Kansas | Rooks | 0.9 | 1962 | 9999 |  |  |  | 1.1533 | Default Emission Factor
Stockton | 1327_G_3 | 1327 | G | 3 |  | Combustion Turbine | SPP_N | Kansas | Rooks | 1.7 | 1971 | 9999 |  |  |  | 1.1533 | Default Emission Factor
Stockton | 1327_G_5 | 1327 | G | 5 |  | Combustion Turbine | SPP_N | Kansas | Rooks | 1 | 1955 | 9999 |  |  |  | 1.1533 | Default Emission Factor
Wamego | 1328_G_1 | 1328 | G | 1 |  | Combustion Turbine | SPP_N | Kansas | Pottawatomie | 1.3 | 1963 | 9999 |  |  |  | 1.1533 | Default Emission Factor
Wamego | 1328_G_10 | 1328 | G | 10 |  | Combustion Turbine | SPP_N | Kansas | Pottawatomie | 2.9 | 2016 | 9999 |  |  |  | 1.1533 | Default Emission Factor
Wamego | 1328_G_3 | 1328 | G | 3 |  | Combustion Turbine | SPP_N | Kansas | Pottawatomie | 1.3 | 1972 | 9999 |  |  |  | 1.1533 | Default Emission Factor
Wamego | 1328_G_4 | 1328 | G | 4 |  | Combustion Turbine | SPP_N | Kansas | Pottawatomie | 1.1 | 1956 | 9999 |  |  |  | 1.1533 | Default Emission Factor
Wamego | 1328_G_5 | 1328 | G | 5 |  | Combustion Turbine | SPP_N | Kansas | Pottawatomie | 1.8 | 1967 | 9999 |  |  |  | 1.1533 | Default Emission Factor
Wamego | 1328_G_6 | 1328 | G | 6 |  | Combustion Turbine | SPP_N | Kansas | Pottawatomie | 2.2 | 1979 | 9999 |  |  |  | 1.1533 | Default Emission Factor
Wamego | 1328_G_7 | 1328 | G | 7 |  | Combustion Turbine | SPP_N | Kansas | Pottawatomie | 1.3 | 1996 | 9999 |  |  |  | 1.1533 | Default Emission Factor
Wamego | 1328_G_8 | 1328 | G | 8 |  | Combustion Turbine | SPP_N | Kansas | Pottawatomie | 1.3 | 1996 | 9999 |  |  |  | 1.1533 | Default Emission Factor
Wamego | 1328_G_9 | 1328 | G | 9 |  | Combustion Turbine | SPP_N | Kansas | Pottawatomie | 1.3 | 1996 | 9999 |  |  |  | 1.1533 | Default Emission Factor
Washington | 1329_G_1 | 1329 | G | 1 |  | Combustion Turbine | SPP_N | Kansas | Washington | 1 | 1963 | 9999 |  |  |  | 1.9821 | Default Emission Factor
Washington | 1329_G_2 | 1329 | G | 2 |  | Combustion Turbine | SPP_N | Kansas | Washington | 0.8 | 1958 | 9999 |  |  |  | 1.9821 | Default Emission Factor
Washington | 1329_G_3 | 1329 | G | 3 |  | Combustion Turbine | SPP_N | Kansas | Washington | 0.7 | 1978 | 9999 |  |  |  | 1.9821 | Default Emission Factor
Washington | 1329_G_5 | 1329 | G | 5 |  | Combustion Turbine | SPP_N | Kansas | Washington | 0.4 | 1953 | 9999 |  |  |  | 1.9821 | Default Emission Factor
Washington | 1329_G_6 | 1329 | G | 6 |  | Combustion Turbine | SPP_N | Kansas | Washington | 1.3 | 1967 | 9999 |  |  |  | 1.9821 | Default Emission Factor
Washington | 1329_G_7 | 1329 | G | 7 |  | Combustion Turbine | SPP_N | Kansas | Washington | 0.9 | 1976 | 9999 |  |  |  | 1.9821 | Default Emission Factor
Washington | 1329_G_IC4 | 1329 | G | IC4 |  | Combustion Turbine | SPP_N | Kansas | Washington | 2.3 | 1986 | 9999 |  |  |  | 1.9821 | Default Emission Factor
Wellington 1 | 1330_G_7 | 1330 | G | 7 |  | Combustion Turbine | SPP_N | Kansas | Sumner | 2 | 2004 | 9999 |  |  |  | 1.9821 | Default Emission Factor
Wellington 1 | 1330_G_8 | 1330 | G | 8 |  | Combustion Turbine | SPP_N | Kansas | Sumner | 2 | 2004 | 9999 |  |  |  | 1.9821 | Default Emission Factor
West 14th Street | 1332_G_GT1 | 1332 | G | GT1 |  | Combustion Turbine | SPP_N | Kansas | Cowley | 11.1 | 1962 | 9999 |  |  |  | 0.04322 | Default Emission Factor
Garden City | 1336_G_S3 | 1336 | G | S3 |  | Combustion Turbine | SPP_N | Kansas | Finney | 12.8 | 1968 | 9999 |  |  |  | 0.04322 | Default Emission Factor
Garden City | 1336_G_S4 | 1336 | G | S4 | 90745 | Combustion Turbine | SPP_N | Kansas | Finney | 49.4 | 1976 | 2024 | 2019 | 0.21747 | 10722.8373 | 0.04056 | NEI 2019
Garden City | 1336_G_S5 | 1336 | G | S5 | 90746 | Combustion Turbine | SPP_N | Kansas | Finney | 48.4 | 1979 | 9999 | 2019 | 0.20449 | 10505.7758 | 0.03893 | NEI 2019
E W Brown | 1355_G_10 | 1355 | G | 10 | 875 | Combustion Turbine | S_C_KY | Kentucky | Mercer | 121 | 1995 | 9999 | 2019 | 0.42794 | 60995.2188 | 0.01403 | NEI 2019
E W Brown | 1355_G_11 | 1355 | G | 11 | 876 | Combustion Turbine | S_C_KY | Kentucky | Mercer | 121 | 1996 | 9999 | 2019 | 0.2337 | 60995.2188 | 0.00766 | NEI 2019
E W Brown | 1355_G_5 | 1355 | G | 5 | 879 | Combustion Turbine | S_C_KY | Kentucky | Mercer | 130 | 2001 | 9999 | 2019 | 1.1841 | 65532.0533 | 0.03614 | NEI 2019
E W Brown | 1355_G_6 | 1355 | G | 6 | 880 | Combustion Turbine | S_C_KY | Kentucky | Mercer | 146 | 1999 | 9999 | 2019 | 6.2609 | 73597.5367 | 0.17014 | NEI 2019
E W Brown | 1355_G_7 | 1355 | G | 7 | 881 | Combustion Turbine | S_C_KY | Kentucky | Mercer | 146 | 1999 | 9999 | 2019 | 5.3738 | 73597.5367 | 0.14603 | NEI 2019
E W Brown | 1355_G_8 | 1355 | G | 8 | 882 | Combustion Turbine | S_C_KY | Kentucky | Mercer | 121 | 1995 | 9999 | 2019 | 0.15841 | 60995.2188 | 0.00519 | NEI 2019
E W Brown | 1355_G_9 | 1355 | G | 9 | 883 | Combustion Turbine | S_C_KY | Kentucky | Mercer | 121 | 1994 | 9999 | 2019 | 0.62317 | 60995.2188 | 0.02043 | NEI 2019
Haefling | 1358_G_1 | 1358 | G | 1 |  | Combustion Turbine | S_C_KY | Kentucky | Fayette | 12 | 1970 | 9999 |  |  |  | 0.04322 | Default Emission Factor
Haefling | 1358_G_2 | 1358 | G | 2 |  | Combustion Turbine | S_C_KY | Kentucky | Fayette | 12 | 1970 | 9999 |  |  |  | 0.04322 | Default Emission Factor
Cane Run | 1363_G_7A | 1363 | G | 7A | 90928 | Combined Cycle | S_C_KY | Kentucky | Jefferson | 213 | 2015 | 9999 | 2019 | 37.327 | 5163403 | 0.01446 | NEI 2019
Cane Run | 1363_G_7B | 1363 | G | 7B | 90929 | Combined Cycle | S_C_KY | Kentucky | Jefferson | 213 | 2015 | 9999 |  |  |  | 0.01446 | NEI 2019
Cane Run | 1363_G_7S | 1363 | G | 7S | 90928 | Combined Cycle | S_C_KY | Kentucky | Jefferson | 237 | 2015 | 9999 |  |  |  | 0.01446 | NEI 2019
Paddys Run | 1366_G_12 | 1366 | G | 12 | 10010 | Combustion Turbine | S_C_KY | Kentucky | Jefferson | 23 | 1968 | 9999 | 2019 | 0.0075104 | 7580.9011 | 0.00198 | NEI 2019
Paddys Run | 1366_G_13 | 1366 | G | 13 | 909 | Combustion Turbine | S_C_KY | Kentucky | Jefferson | 147 | 2001 | 9999 | 2019 | 0.73985 | 48451.8462 | 0.03054 | NEI 2019
Paris (KY) | 1376_G_1 | 1376 | G | 1 |  | Combustion Turbine | S_C_KY | Kentucky | Bourbon | 1.4 | 1952 | 9999 |  |  |  | 1.9821 | Default Emission Factor
Paris (KY) | 1376_G_2 | 1376 | G | 2 |  | Combustion Turbine | S_C_KY | Kentucky | Bourbon | 1.4 | 1954 | 9999 |  |  |  | 1.9821 | Default Emission Factor
Paris (KY) | 1376_G_3 | 1376 | G | 3 |  | Combustion Turbine | S_C_KY | Kentucky | Bourbon | 0.8 | 1934 | 9999 |  |  |  | 1.9821 | Default Emission Factor
Paris (KY) | 1376_G_4 | 1376 | G | 4 |  | Combustion Turbine | S_C_KY | Kentucky | Bourbon | 1.1 | 1947 | 9999 |  |  |  | 1.9821 | Default Emission Factor
Paris (KY) | 1376_G_5 | 1376 | G | 5 |  | Combustion Turbine | S_C_KY | Kentucky | Bourbon | 1.2 | 1949 | 9999 |  |  |  | 1.9821 | Default Emission Factor
Paris (KY) | 1376_G_6 | 1376 | G | 6 |  | Combustion Turbine | S_C_KY | Kentucky | Bourbon | 3 | 1974 | 9999 |  |  |  | 1.9821 | Default Emission Factor
Paris (KY) | 1376_G_7 | 1376 | G | 7 |  | Combustion Turbine | S_C_KY | Kentucky | Bourbon | 3 | 1974 | 9999 |  |  |  | 1.9821 | Default Emission Factor
Paradise | 1378_G_CTG1 | 1378 | G | CTG1 | 91045 | Combined Cycle | S_C_TVA | Kentucky | Muhlenberg | 211 | 2017 | 9999 | 2019 | 7.7294 | 1333250 | 0.0073 | NEI 2019
Paradise | 1378_G_CTG2 | 1378 | G | CTG2 | 91046 | Combined Cycle | S_C_TVA | Kentucky | Muhlenberg | 211 | 2017 | 9999 | 2019 | 7.7498 | 1373913 | 0.0073 | NEI 2019
Paradise | 1378_G_CTG3 | 1378 | G | CTG3 | 91047 | Combined Cycle | S_C_TVA | Kentucky | Muhlenberg | 211 | 2017 | 9999 | 2019 | 8.0583 | 1398708 | 0.0073 | NEI 2019
Paradise | 1378_G_STG1 | 1378 | G | STG1 | 91048 | Combined Cycle | S_C_TVA | Kentucky | Muhlenberg | 467 | 2017 | 9999 |  |  |  | 0.0073 | NEI 2019
Robert A Reid | 1383_G_GEN2 | 1383 | G | GEN2 | 88132 | Combustion Turbine | MIS_INKY | Kentucky | Webster | 58 | 1976 | 9999 | 2019 | 0.093631 | 4087 | 0.04582 | NEI 2019
Louisiana 1 | 1391_G_4A | 1391 | G | 4A | 939 | Fossil Waste | MIS_LA | Louisiana | East Baton Rouge | 100 | 1987 | 9999 |  |  |  | 0.17237 | Default Emission Factor
Louisiana 1 | 1391_G_5A | 1391 | G | 5A | 940 | Fossil Waste | MIS_LA | Louisiana | East Baton Rouge | 154.4 | 1999 | 9999 |  |  |  | 0.17237 | Default Emission Factor
Coughlin Power Station | 1396_G_6 | 1396 | G | 6 | 957 | Combined Cycle | MIS_LA | Louisiana | Evangeline | 98.5 | 1961 | 9999 |  |  |  | 0.01213 | NEI 2019
Coughlin Power Station | 1396_G_7 | 1396 | G | 7 | 959 | Combined Cycle | MIS_LA | Louisiana | Evangeline | 180.5 | 1966 | 9999 |  |  |  | 0.00128 | NEI 2019
Coughlin Power Station | 1396_G_U6CT | 1396 | G | U6CT | 957 | Combined Cycle | MIS_LA | Louisiana | Evangeline | 147.3 | 2000 | 9999 | 2019 | 8.16 | 892452 | 0.01213 | NEI 2019
Coughlin Power Station | 1396_G_U72 | 1396 | G | U72 | 960 | Combined Cycle | MIS_LA | Louisiana | Evangeline | 153 | 2000 | 9999 | 2019 | 0.51 | 800751 | 0.00128 | NEI 2019
Coughlin Power Station | 1396_G_U7CT | 1396 | G | U7CT | 959 | Combined Cycle | MIS_LA | Louisiana | Evangeline | 150.2 | 2000 | 9999 | 2019 | 1.01 | 778044 | 0.00128 | NEI 2019
Teche | 1400_G_4 | 1400 | G | 4 | 90666 | Combustion Turbine | MIS_LA | Louisiana | St Mary | 34.3 | 2011 | 9999 | 2019 | 0.16 | 1138 | 0.2812 | NEI 2019
Nine Mile Point | 1403_G_6A | 1403 | G | 6A | 90866 | Combined Cycle | MIS_AMSO | Louisiana | Jefferson | 167.9 | 2014 | 9999 | 2019 | 34.682 | 3992204 | 0.01738 | NEI 2019
Nine Mile Point | 1403_G_6B | 1403 | G | 6B | 90867 | Combined Cycle | MIS_AMSO | Louisiana | Jefferson | 167.9 | 2014 | 9999 |  |  |  | 0.01738 | NEI 2019
Nine Mile Point | 1403_G_6C | 1403 | G | 6C | 90866 | Combined Cycle | MIS_AMSO | Louisiana | Jefferson | 224.3 | 2014 | 9999 |  |  |  | 0.01738 | NEI 2019
Agua Fria | 141_G_AF4 | 141 | G | AF4 |  | Combustion Turbine | WECC_AZ | Arizona | Maricopa | 73 | 1975 | 9999 | 2019 | 0.016 | 2958.3333 | 0.01082 | NEI 2019
Agua Fria | 141_G_AF5 | 141 | G | AF5 |  | Combustion Turbine | WECC_AZ | Arizona | Maricopa | 73 | 1974 | 9999 | 2017 | 0.0165 | 744.3333 | 0.04434 | NEI 2019
Agua Fria | 141_G_AF6 | 141 | G | AF6 |  | Combustion Turbine | WECC_AZ | Arizona | Maricopa | 73 | 1974 | 9999 | 2017 | 0.031 | 744.3333 | 0.0833 | NEI 2019
New Roads | 1453_G_1 | 1453 | G | 1 |  | Combustion Turbine | MIS_LA | Louisiana | Pointe Coupee | 1.8 | 1965 | 9999 |  |  |  | 1.1533 | Default Emission Factor
New Roads | 1453_G_2 | 1453 | G | 2 |  | Combustion Turbine | MIS_LA | Louisiana | Pointe Coupee | 0.6 | 1953 | 9999 |  |  |  | 1.1533 | Default Emission Factor
New Roads | 1453_G_3 | 1453 | G | 3 |  | Combustion Turbine | MIS_LA | Louisiana | Pointe Coupee | 0.7 | 1957 | 9999 |  |  |  | 1.1533 | Default Emission Factor
New Roads | 1453_G_4 | 1453 | G | 4 |  | Combustion Turbine | MIS_LA | Louisiana | Pointe Coupee | 1.2 | 1957 | 9999 |  |  |  | 1.1533 | Default Emission Factor
New Roads | 1453_G_5 | 1453 | G | 5 |  | Combustion Turbine | MIS_LA | Louisiana | Pointe Coupee | 1.2 | 1951 | 9999 |  |  |  | 1.1533 | Default Emission Factor
New Roads | 1453_G_6 | 1453 | G | 6 |  | Combustion Turbine | MIS_LA | Louisiana | Pointe Coupee | 1.5 | 1971 | 9999 |  |  |  | 1.1533 | Default Emission Factor
Rayne | 1456_G_9 | 1456 | G | 9 |  | Combustion Turbine | MIS_WOTA | Louisiana | Acadia | 3.6 | 1969 | 9999 |  |  |  | 1.9821 | Default Emission Factor
Big Cajun 1 | 1464_G_3 | 1464 | G | 3 | 8306 | Combustion Turbine | MIS_LA | Louisiana | Pointe Coupee | 105 | 2001 | 9999 | 2019 | 0.28718 | 24626.5 | 0.02332 | NEI 2019
Big Cajun 1 | 1464_G_4 | 1464 | G | 4 | 8308 | Combustion Turbine | MIS_LA | Louisiana | Pointe Coupee | 105 | 2001 | 9999 | 2019 | 0.30185 | 24626.5 | 0.02451 | NEI 2019
Kyrene | 147_G_KY4 | 147 | G | KY4 |  | Combustion Turbine | WECC_AZ | Arizona | Maricopa | 59 | 1971 | 9999 |  |  |  | 0.04322 | Default Emission Factor
Kyrene | 147_G_KY5 | 147 | G | KY5 |  | Combustion Turbine | WECC_AZ | Arizona | Maricopa | 53 | 1973 | 9999 |  |  |  | 0.04322 | Default Emission Factor
Kyrene | 147_G_KY6 | 147 | G | KY6 |  | Combustion Turbine | WECC_AZ | Arizona | Maricopa | 53 | 1973 | 9999 |  |  |  | 0.04322 | Default Emission Factor
Kyrene | 147_G_KY7 | 147 | G | KY7 | 91 | Combined Cycle | WECC_AZ | Arizona | Maricopa | 148 | 2002 | 9999 | 2017 | 0.3215 | 1008305 | 0.00064 | NEI 2019
Kyrene | 147_G_KY7A | 147 | G | KY7A | 91 | Combined Cycle | WECC_AZ | Arizona | Maricopa | 106 | 2002 | 9999 |  |  |  | 0.00064 | NEI 2019
Cape Gas Turbine | 1484_G_GT4 | 1484 | G | GT4 |  | Combustion Turbine | NENG_ME | Maine | Cumberland | 16 | 1970 | 9999 | 2019 | 0.00368 | 728 | 0.01011 | NEI 2019
Cape Gas Turbine | 1484_G_GT5 | 1484 | G | GT5 |  | Combustion Turbine | NENG_ME | Maine | Cumberland | 16 | 1970 | 9999 | 2019 | 0.00383 | 728 | 0.01052 | NEI 2019
McClure | 151_G_1 | 151 | G | 1 |  | Combustion Turbine | WEC_BANC | California | Stanislaus | 53.5 | 1980 | 9999 | 2019 | 0.017804 | 1329.5 | 0.02678 | NEI 2019
McClure | 151_G_2 | 151 | G | 2 |  | Combustion Turbine | WEC_BANC | California | Stanislaus | 53.5 | 1981 | 9999 | 2017 | 0.02781 | 2138.5 | 0.02601 | NEI 2019
Herbert A Wagner | 1554_G_GT1 | 1554 | G | GT1 |  | Combustion Turbine | PJM_SMAC | Maryland | Anne Arundel | 12.9 | 1967 | 9999 |  |  |  | 0.02784 | Default Emission Factor
Perryman | 1556_G_GT1 | 1556 | G | GT1 | 1023 | Combustion Turbine | PJM_SMAC | Maryland | Harford | 52 | 1972 | 9999 | 2019 | 0.0054 | 26154.789 | 0.00041 | NEI 2019
Perryman | 1556_G_GT3 | 1556 | G | GT3 | 1025 | Combustion Turbine | PJM_SMAC | Maryland | Harford | 51 | 1972 | 9999 | 2019 | 0.00495 | 25651.8123 | 0.00039 | NEI 2019
Perryman | 1556_G_GT4 | 1556 | G | GT4 | 1026 | Combustion Turbine | PJM_SMAC | Maryland | Harford | 52 | 1972 | 9999 | 2019 | 0.0048 | 26154.789 | 0.00037 | NEI 2019
Perryman | 1556_G_GT5 | 1556 | G | GT5 | 1019 | Combustion Turbine | PJM_SMAC | Maryland | Harford | 139 | 1995 | 9999 |  |  |  | 0.04322 | Default Emission Factor
Perryman | 1556_G_GT6 | 1556 | G | GT6 | 90366 | Combustion Turbine | PJM_SMAC | Maryland | Harford | 109.8 | 2015 | 9999 | 2019 | 1.083 | 55226.8429 | 0.03922 | NEI 2019
Philadelphia | 1557_G_GT1 | 1557 | G | GT1 |  | Combustion Turbine | PJM_SMAC | Maryland | Baltimore City | 15.3 | 1970 | 9999 | 2019 | 0.0019 | 453.2217 | 0.00838 | NEI 2019
Philadelphia | 1557_G_GT2 | 1557 | G | GT2 |  | Combustion Turbine | PJM_SMAC | Maryland | Baltimore City | 16 | 1970 | 9999 | 2019 | 0.0017 | 473.9573 | 0.00717 | NEI 2019
Philadelphia | 1557_G_GT3 | 1557 | G | GT3 |  | Combustion Turbine | PJM_SMAC | Maryland | Baltimore City | 14.8 | 1970 | 9999 | 2019 | 0.0019 | 438.4105 | 0.00867 | NEI 2019
Philadelphia | 1557_G_GT4 | 1557 | G | GT4 |  | Combustion Turbine | PJM_SMAC | Maryland | Baltimore City | 14.8 | 1970 | 9999 | 2019 | 0.0013 | 438.4105 | 0.00593 | NEI 2019
Crisfield | 1563_G_CRIS | 1563 | G | CRIS |  | Combustion Turbine | PJM_EMAC | Maryland | Somerset | 2.6 | 1968 | 9999 | 2019 | 0.077 | 164.25 | 0.9376 | NEI 2019
Crisfield | 1563_G_CRS2 | 1563 | G | CRS2 |  | Combustion Turbine | PJM_EMAC | Maryland | Somerset | 2.6 | 1968 | 9999 | 2019 | 0.077 | 164.25 | 0.9376 | NEI 2019
Crisfield | 1563_G_CRS3 | 1563 | G | CRS3 |  | Combustion Turbine | PJM_EMAC | Maryland | Somerset | 2.6 | 1968 | 9999 | 2019 | 0.077 | 164.25 | 0.9376 | NEI 2019
Crisfield | 1563_G_CRS4 | 1563 | G | CRS4 |  | Combustion Turbine | PJM_EMAC | Maryland | Somerset | 2.6 | 1968 | 9999 | 2019 | 0.08 | 164.25 | 0.97413 | NEI 2019
Vienna Operations | 1564_G_10 | 1564 | G | 10 |  | Combustion Turbine | PJM_EMAC | Maryland | Dorchester | 14.3 | 1968 | 9999 |  |  |  | 0.02784 | Default Emission Factor
Chalk Point LLC | 1571_G_GT1 | 1571 | G | GT1 |  | Combustion Turbine | PJM_SMAC | Maryland | Prince Georges | 16 | 1967 | 9999 | 2019 | 0.00062 | 85.5029 | 0.0145 | NEI 2019
Chalk Point LLC | 1571_G_GT2 | 1571 | G | GT2 | 1055 | Combustion Turbine | PJM_SMAC | Maryland | Prince Georges | 22 | 1974 | 9999 |  |  |  | 0.02784 | Default Emission Factor
Chalk Point LLC | 1571_G_GT3 | 1571 | G | GT3 | 1046 | Combustion Turbine | PJM_SMAC | Maryland | Prince Georges | 73 | 1991 | 9999 | 2019 | 0.0077 | 390.1069 | 0.03948 | NEI 2019
Chalk Point LLC | 1571_G_GT4 | 1571 | G | GT4 | 1047 | Combustion Turbine | PJM_SMAC | Maryland | Prince Georges | 73 | 1991 | 9999 | 2019 | 0.0064 | 390.1069 | 0.03281 | NEI 2019
Chalk Point LLC | 1571_G_GT5 | 1571 | G | GT5 | 1048 | Combustion Turbine | PJM_SMAC | Maryland | Prince Georges | 81 | 1991 | 9999 | 2019 | 0.01855 | 432.8584 | 0.08571 | NEI 2019
Chalk Point LLC | 1571_G_GT6 | 1571 | G | GT6 | 1049 | Combustion Turbine | PJM_SMAC | Maryland | Prince Georges | 81 | 1991 | 9999 | 2019 | 0.0333 | 432.8584 | 0.15386 | NEI 2019
Dickerson | 1572_G_GT1 | 1572 | G | GT1 |  | Combustion Turbine | PJM_SMAC | Maryland | Montgomery | 18 | 1967 | 9999 | 2019 | 0.00116 | 6131.1924 | 0.00038 | NEI 2019
Dickerson | 1572_G_GT2 | 1572 | G | GT2 | 1061 | Combustion Turbine | PJM_SMAC | Maryland | Montgomery | 147 | 1992 | 9999 | 2019 | 0.7467 | 50071.4048 | 0.02983 | NEI 2019
Dickerson | 1572_G_GT3 | 1572 | G | GT3 | 1062 | Combustion Turbine | PJM_SMAC | Maryland | Montgomery | 147 | 1992 | 9999 | 2019 | 0.61725 | 50071.4048 | 0.02466 | NEI 2019
Morgantown Generating Plant | 1573_G_3 | 1573 | G | 3 | 1069 | Combustion Turbine | PJM_SMAC | Maryland | Charles | 48 | 1973 | 9999 | 2019 | 0.00195 | 117.3578 | 0.03323 | NEI 2019
Morgantown Generating Plant | 1573_G_4 | 1573 | G | 4 | 1070 | Combustion Turbine | PJM_SMAC | Maryland | Charles | 48 | 1973 | 9999 | 2019 | 0.002 | 117.3578 | 0.03408 | NEI 2019
Morgantown Generating Plant | 1573_G_5 | 1573 | G | 5 | 1071 | Combustion Turbine | PJM_SMAC | Maryland | Charles | 48 | 1973 | 9999 | 2019 | 0.0015 | 117.3578 | 0.02556 | NEI 2019
Morgantown Generating Plant | 1573_G_6 | 1573 | G | 6 | 1072 | Combustion Turbine | PJM_SMAC | Maryland | Charles | 48 | 1973 | 9999 | 2019 | 0.0006 | 117.3578 | 0.01023 | NEI 2019
Easton | 1580_G_10 | 1580 | G | 10 |  | Combustion Turbine | PJM_EMAC | Maryland | Talbot | 3.5 | 1966 | 9999 |  |  |  | 1.9821 | Default Emission Factor
Easton | 1580_G_101 | 1580 | G | 101 |  | Combustion Turbine | PJM_EMAC | Maryland | Talbot | 1.5 | 1995 | 9999 |  |  |  | 1.9821 | Default Emission Factor
Easton | 1580_G_102 | 1580 | G | 102 |  | Combustion Turbine | PJM_EMAC | Maryland | Talbot | 1.5 | 1995 | 9999 |  |  |  | 1.9821 | Default Emission Factor
Easton | 1580_G_11 | 1580 | G | 11 |  | Combustion Turbine | PJM_EMAC | Maryland | Talbot | 3.6 | 1968 | 9999 |  |  |  | 1.9821 | Default Emission Factor
Easton | 1580_G_12 | 1580 | G | 12 |  | Combustion Turbine | PJM_EMAC | Maryland | Talbot | 4.1 | 1970 | 9999 |  |  |  | 1.9821 | Default Emission Factor
Easton | 1580_G_13 | 1580 | G | 13 |  | Combustion Turbine | PJM_EMAC | Maryland | Talbot | 5.6 | 1973 | 9999 |  |  |  | 1.9821 | Default Emission Factor
Easton | 1580_G_14 | 1580 | G | 14 |  | Combustion Turbine | PJM_EMAC | Maryland | Talbot | 5.6 | 1973 | 9999 |  |  |  | 1.9821 | Default Emission Factor
Easton | 1580_G_7 | 1580 | G | 7 |  | Combustion Turbine | PJM_EMAC | Maryland | Talbot | 2 | 1954 | 9999 |  |  |  | 1.9821 | Default Emission Factor
Easton | 1580_G_8 | 1580 | G | 8 |  | Combustion Turbine | PJM_EMAC | Maryland | Talbot | 2 | 1957 | 9999 |  |  |  | 1.9821 | Default Emission Factor
Easton | 1580_G_9 | 1580 | G | 9 |  | Combustion Turbine | PJM_EMAC | Maryland | Talbot | 2.5 | 1961 | 9999 |  |  |  | 1.9821 | Default Emission Factor
Exelon Framingham LLC | 1586_G_GT1 | 1586 | G | GT1 | 1077 | Combustion Turbine | NENGREST | Massachusetts | Norfolk | 10.1 | 1970 | 9999 | 2019 | 0.0039 | 129.3057 | 0.06032 | NEI 2019
Exelon Framingham LLC | 1586_G_GT2 | 1586 | G | GT2 | 1078 | Combustion Turbine | NENGREST | Massachusetts | Norfolk | 10.3 | 1969 | 9999 | 2019 | 0.0047 | 131.8662 | 0.07128 | NEI 2019
Exelon Framingham LLC | 1586_G_GT3 | 1586 | G | GT3 | 1079 | Combustion Turbine | NENGREST | Massachusetts | Norfolk | 11 | 1969 | 9999 | 2019 | 0.0036 | 140.828 | 0.05113 | NEI 2019
Mystic Generating Station | 1588_G_GT81 | 1588 | G | GT81 | 10011 | Combined Cycle | NENGREST | Massachusetts | Middlesex | 228.8 | 2003 | 2024 | 2019 | 1.1 | 811464 | 0.00582 | NEI 2019
Mystic Generating Station | 1588_G_GT82 | 1588 | G | GT82 | 10012 | Combined Cycle | NENGREST | Massachusetts | Middlesex | 230 | 2003 | 2024 | 2019 | 2.4 | 391492 | 0.00582 | NEI 2019
Mystic Generating Station | 1588_G_GT93 | 1588 | G | GT93 | 10013 | Combined Cycle | NENGREST | Massachusetts | Middlesex | 232.4 | 2003 | 2024 | 2019 | 1 | 639558 | 0.00417 | NEI 2019
Mystic Generating Station | 1588_G_GT94 | 1588 | G | GT94 | 10014 | Combined Cycle | NENGREST | Massachusetts | Middlesex | 233.5 | 2003 | 2024 | 2019 | 1 | 320151 | 0.00417 | NEI 2019
Mystic Generating Station | 1588_G_ST85 | 1588 | G | ST85 | 10011 | Combined Cycle | NENGREST | Massachusetts | Middlesex | 244.6 | 2003 | 2024 |  |  |  | 0.00582 | NEI 2019
Mystic Generating Station | 1588_G_ST96 | 1588 | G | ST96 | 10013 | Combined Cycle | NENGREST | Massachusetts | Middlesex | 248.1 | 2003 | 2024 |  |  |  | 0.00417 | NEI 2019
Exelon Medway LLC | 1592_G_GT1 | 1592 | G | GT1 | 1088 | Combustion Turbine | NENGREST | Massachusetts | Norfolk | 42 | 1970 | 9999 | 2019 | 0.009 | 429.4992 | 0.04191 | NEI 2019
Exelon Medway LLC | 1592_G_GT2 | 1592 | G | GT2 | 1090 | Combustion Turbine | NENGREST | Massachusetts | Norfolk | 39.8 | 1971 | 9999 | 2019 | 0.0061 | 407.0016 | 0.02998 | NEI 2019
Exelon Medway LLC | 1592_G_GT3 | 1592 | G | GT3 | 1092 | Combustion Turbine | NENGREST | Massachusetts | Norfolk | 42 | 1970 | 9999 | 2019 | 0.0079 | 429.4992 | 0.03679 | NEI 2019
Kendall Square Station | 1595_G_3 | 1595 | G | 3 | 1098 | Combined Cycle | NENGREST | Massachusetts | Middlesex | 20.4 | 1958 | 9999 | 2019 | 0.2415 | 165865 | 0.01933 | NEI 2019
Kendall Square Station | 1595_G_GEN4 | 1595 | G | GEN4 | 1099 | Combined Cycle | NENGREST | Massachusetts | Middlesex | 171 | 2002 | 9999 | 2019 | 13.7413 | 1280762 | 0.01933 | NEI 2019
Kendall Square Station | 1595_G_JET1 | 1595 | G | JET1 | 1100 | Combustion Turbine | NENGREST | Massachusetts | Middlesex | 18 | 1970 | 9999 | 2019 | 0.0008 | 147 | 0.01088 | NEI 2019
Oak Bluffs Diesel Generating Facility | 1597_G_UN1 | 1597 | G | UN1 |  | Combustion Turbine | NENGREST | Massachusetts | Dukes | 2.8 | 1969 | 9999 | 2019 | 1.2096 | 262 | 9.2336 | NEI 2019
Oak Bluffs Diesel Generating Facility | 1597_G_UN2 | 1597 | G | UN2 |  | Combustion Turbine | NENGREST | Massachusetts | Dukes | 2.8 | 1969 | 9999 | 2019 | 0.3348 | 262 | 2.5557 | NEI 2019
Oak Bluffs Diesel Generating Facility | 1597_G_UN3 | 1597 | G | UN3 |  | Combustion Turbine | NENGREST | Massachusetts | Dukes | 2.8 | 1972 | 9999 | 2019 | 0.0622 | 262 | 0.47481 | NEI 2019
Canal | 1599_G_3 | 1599 | G | 3 | 88425 | Combustion Turbine | NENGREST | Massachusetts | Barnstable | 330 | 2019 | 9999 |  |  |  | 0.02316 | Default Emission Factor
Apache Station | 160_G_GT1 | 160 | G | GT1 |  | Combustion Turbine | WECC_AZ | Arizona | Cochise | 10 | 1963 | 9999 |  |  |  | 0.04964 | NEI 2019
Apache Station | 160_G_GT2 | 160 | G | GT2 |  | Combustion Turbine | WECC_AZ | Arizona | Cochise | 18.5 | 1972 | 9999 |  |  |  | 0.04964 | NEI 2019
Apache Station | 160_G_GT3 | 160 | G | GT3 |  | Combustion Turbine | WECC_AZ | Arizona | Cochise | 60 | 1975 | 9999 |  |  |  | 0.04964 | NEI 2019
Apache Station | 160_G_GT4 | 160 | G | GT4 | 88320 | Combustion Turbine | WECC_AZ | Arizona | Cochise | 38 | 2002 | 9999 | 2019 | 1.5638 | 63006 | 0.04964 | NEI 2019
Nantucket | 1615_G_18 | 1615 | G | 18 |  | Combustion Turbine | NENGREST | Massachusetts | Nantucket | 13.5 | 2019 | 9999 |  |  |  | 0.9984 | Default Emission Factor
Nantucket | 1615_G_19 | 1615 | G | 19 |  | Combustion Turbine | NENGREST | Massachusetts | Nantucket | 1 | 2019 | 9999 |  |  |  | 2.1502 | Default Emission Factor
Doreen | 1631_G_DORE | 1631 | G | DORE | 1130 | Combustion Turbine | NENGREST | Massachusetts | Berkshire | 15.8 | 1969 | 9999 |  |  |  | 0.02784 | Default Emission Factor
Essential Power Massachusetts LLC | 1642_G_GT-1 | 1642 | G | GT-1 | 8310 | Combustion Turbine | NENGREST | Massachusetts | Hampden | 38.1 | 2002 | 2025 | 2019 | 0.0111 | 1141.3701 | 0.01945 | NEI 2019
Essential Power Massachusetts LLC | 1642_G_GT-2 | 1642 | G | GT-2 | 8312 | Combustion Turbine | NENGREST | Massachusetts | Hampden | 38.8 | 2002 | 2025 | 2019 | 0.0039 | 1162.3401 | 0.00671 | NEI 2019
Essential Power Massachusetts LLC | 1642_G_WS10 | 1642 | G | WS10 | 1136 | Combustion Turbine | NENGREST | Massachusetts | Hampden | 16.6 | 1968 | 9999 |  |  |  | 0.02784 | Default Emission Factor
Woodland Road | 1643_G_WOOD | 1643 | G | WOOD | 1139 | Combustion Turbine | NENGREST | Massachusetts | Berkshire | 15.8 | 1969 | 9999 |  |  |  | 0.02784 | Default Emission Factor
GREC | 165_G_3CT | 165 | G | 3CT | 91186 | Combined Cycle | SPP_WEST | Oklahoma | Mayes | 307 | 2017 | 9999 | 2019 | 30.74 | 1410774 | 0.02865 | NEI 2019
GREC | 165_G_3ST | 165 | G | 3ST | 91186 | Combined Cycle | SPP_WEST | Oklahoma | Mayes | 160.5 | 2017 | 9999 |  |  |  | 0.02865 | NEI 2019
Potter Station 2 | 1660_G_CC2 | 1660 | G | CC2 | 1140 | Combined Cycle | NENGREST | Massachusetts | Norfolk | 62.6 | 1977 | 2025 |  |  |  | 0.0277 | NEI 2019
Potter Station 2 | 1660_G_CC3 | 1660 | G | CC3 | 1140 | Combined Cycle | NENGREST | Massachusetts | Norfolk | 15.5 | 1977 | 2025 | 2019 | 0.0547 | 3949 | 0.0277 | NEI 2019
Potter Station 2 | 1660_G_WAT1 | 1660 | G | WAT1 | 90442 | Combustion Turbine | NENGREST | Massachusetts | Norfolk | 52.6 | 2009 | 9999 | 2019 | 0.0534 | 5489.5 | 0.01946 | NEI 2019
Potter Station 2 | 1660_G_WAT2 | 1660 | G | WAT2 | 90443 | Combustion Turbine | NENGREST | Massachusetts | Norfolk | 52.6 | 2009 | 9999 | 2019 | 0.0699 | 5489.5 | 0.02547 | NEI 2019
High Street Station | 1670_G_1 | 1670 | G | 1 |  | Combustion Turbine | NENGREST | Massachusetts | Essex | 1.2 | 1986 | 9999 |  |  |  | 1.1533 | Default Emission Factor
High Street Station | 1670_G_10 | 1670 | G | 10 |  | Combustion Turbine | NENGREST | Massachusetts | Essex | 1.2 | 1984 | 9999 |  |  |  | 1.1533 | Default Emission Factor
High Street Station | 1670_G_11 | 1670 | G | 11 |  | Combustion Turbine | NENGREST | Massachusetts | Essex | 1.2 | 1982 | 9999 |  |  |  | 1.1533 | Default Emission Factor
High Street Station | 1670_G_12 | 1670 | G | 12 |  | Combustion Turbine | NENGREST | Massachusetts | Essex | 1.2 | 1983 | 9999 |  |  |  | 1.1533 | Default Emission Factor
High Street Station | 1670_G_2 | 1670 | G | 2 |  | Combustion Turbine | NENGREST | Massachusetts | Essex | 1.3 | 1954 | 9999 |  |  |  | 1.1533 | Default Emission Factor
High Street Station | 1670_G_6 | 1670 | G | 6 |  | Combustion Turbine | NENGREST | Massachusetts | Essex | 1.2 | 1951 | 9999 |  |  |  | 1.1533 | Default Emission Factor
High Street Station | 1670_G_7 | 1670 | G | 7 |  | Combustion Turbine | NENGREST | Massachusetts | Essex | 1.3 | 1956 | 9999 |  |  |  | 1.9821 | Default Emission Factor
High Street Station | 1670_G_8 | 1670 | G | 8 |  | Combustion Turbine | NENGREST | Massachusetts | Essex | 1.1 | 1960 | 9999 |  |  |  | 1.9821 | Default Emission Factor
High Street Station | 1670_G_9 | 1670 | G | 9 |  | Combustion Turbine | NENGREST | Massachusetts | Essex | 1.3 | 1961 | 9999 |  |  |  | 1.1533 | Default Emission Factor
Waters River | 1678_G_1 | 1678 | G | 1 | 89524 | Combustion Turbine | NENGREST | Massachusetts | Essex | 16.1 | 1971 | 9999 | 2019 | 0.0124 | 750.7575 | 0.03303 | NEI 2019
Waters River | 1678_G_2 | 1678 | G | 2 | 1141 | Combustion Turbine | NENGREST | Massachusetts | Essex | 30.5 | 1990 | 9999 | 2019 | 0.0121 | 1422.2425 | 0.01702 | NEI 2019
Cleary Flood Hybrid | 1682_G_9A | 1682 | G | 9A | 1143 | Combined Cycle | NENGREST | Massachusetts | Bristol | 18 | 1976 | 9999 | 2019 | 0.1551 | 8317 | 0.04549 | NEI 2019
Cleary Flood Hybrid | 1682_G_CA9 | 1682 | G | CA9 | 1143 | Combined Cycle | NENGREST | Massachusetts | Bristol | 87 | 1975 | 9999 | 2019 | 0.6035 | 25036 | 0.04549 | NEI 2019
Osceola (AR) | 172_G_9 | 172 | G | 9 |  | Combustion Turbine | MIS_AR | Arkansas | Mississippi | 1.6 | 1992 | 9999 |  |  |  | 1.9821 | Default Emission Factor
Colfax | 1725_G_1 | 1725 | G | 1 |  | Combustion Turbine | MIS_LMI | Michigan | Livingston | 2 | 1969 | 9999 |  |  |  | 1.9821 | Default Emission Factor
Colfax | 1725_G_2 | 1725 | G | 2 |  | Combustion Turbine | MIS_LMI | Michigan | Livingston | 3 | 1969 | 9999 |  |  |  | 1.9821 | Default Emission Factor
Colfax | 1725_G_3 | 1725 | G | 3 |  | Combustion Turbine | MIS_LMI | Michigan | Livingston | 3 | 1969 | 9999 |  |  |  | 1.9821 | Default Emission Factor
Colfax | 1725_G_4 | 1725 | G | 4 |  | Combustion Turbine | MIS_LMI | Michigan | Livingston | 3 | 1969 | 9999 |  |  |  | 1.9821 | Default Emission Factor
Colfax | 1725_G_5 | 1725 | G | 5 |  | Combustion Turbine | MIS_LMI | Michigan | Livingston | 3 | 1969 | 9999 |  |  |  | 1.9821 | Default Emission Factor
Delray | 1728_G_11-1 | 1728 | G | 11-1 | 1175 | Combustion Turbine | MIS_LMI | Michigan | Wayne | 64 | 2000 | 9999 | 2019 | 0.0975 | 5403.2126 | 0.03609 | NEI 2019
Delray | 1728_G_12-1 | 1728 | G | 12-1 | 1176 | Combustion Turbine | MIS_LMI | Michigan | Wayne | 63 | 2000 | 9999 | 2019 | 0.05085 | 5318.7874 | 0.01912 | NEI 2019
Fermi | 1729_G_3 | 1729 | G | 3 |  | Combustion Turbine | MIS_LMI | Michigan | Monroe | 13 | 1966 | 9999 | 2018 | 0.0036938 | 2282.3973 | 0.00324 | Michigan Point Source Emission
Fermi | 1729_G_4 | 1729 | G | 4 |  | Combustion Turbine | MIS_LMI | Michigan | Monroe | 12 | 1966 | 9999 | 2018 | 0.0034097 | 2106.8282 | 0.00324 | Michigan Point Source Emission
Fermi | 1729_G_GT1 | 1729 | G | GT1 |  | Combustion Turbine | MIS_LMI | Michigan | Monroe | 13 | 1966 | 9999 | 2018 | 0.0036938 | 2282.3973 | 0.00324 | Michigan Point Source Emission
Fermi | 1729_G_GT2 | 1729 | G | GT2 |  | Combustion Turbine | MIS_LMI | Michigan | Monroe | 13 | 1966 | 9999 | 2018 | 0.0036938 | 2282.3973 | 0.00324 | Michigan Point Source Emission
Hancock | 1730_G_1 | 1730 | G | 1 |  | Combustion Turbine | MIS_LMI | Michigan | Oakland | 11 | 1967 | 9999 |  |  |  | 0.04322 | Default Emission Factor
Hancock | 1730_G_3 | 1730 | G | 3 |  | Combustion Turbine | MIS_LMI | Michigan | Oakland | 17 | 1967 | 9999 | 2019 | 0.03516 | 973.7527 | 0.07222 | NEI 2019
Hancock | 1730_G_5 | 1730 | G | 5 | 88435 | Combustion Turbine | MIS_LMI | Michigan | Oakland | 32 | 1970 | 9999 | 2019 | 0.036105 | 3723.172 | 0.0194 | NEI 2019
Hancock | 1730_G_6 | 1730 | G | 6 | 88436 | Combustion Turbine | MIS_LMI | Michigan | Oakland | 33 | 1966 | 9999 |  |  |  | 0.0194 | NEI 2019
Monroe (MI) | 1733_G_IC1 | 1733 | G | IC1 |  | Combustion Turbine | MIS_LMI | Michigan | Monroe | 2 | 1969 | 9999 |  |  |  | 1.9821 | Default Emission Factor
Monroe (MI) | 1733_G_IC2 | 1733 | G | IC2 |  | Combustion Turbine | MIS_LMI | Michigan | Monroe | 3 | 1969 | 9999 |  |  |  | 1.9821 | Default Emission Factor
Monroe (MI) | 1733_G_IC3 | 1733 | G | IC3 |  | Combustion Turbine | MIS_LMI | Michigan | Monroe | 3 | 1969 | 9999 |  |  |  | 1.9821 | Default Emission Factor
Monroe (MI) | 1733_G_IC4 | 1733 | G | IC4 |  | Combustion Turbine | MIS_LMI | Michigan | Monroe | 3 | 1969 | 9999 |  |  |  | 1.9821 | Default Emission Factor
Monroe (MI) | 1733_G_IC5 | 1733 | G | IC5 |  | Combustion Turbine | MIS_LMI | Michigan | Monroe | 3 | 1969 | 9999 |  |  |  | 1.9821 | Default Emission Factor
Northeast (MI) | 1734_G_1 | 1734 | G | 1 |  | Combustion Turbine | MIS_LMI | Michigan | Macomb | 15 | 1967 | 9999 |  |  |  | 0.04322 | Default Emission Factor
Northeast (MI) | 1734_G_2 | 1734 | G | 2 |  | Combustion Turbine | MIS_LMI | Michigan | Macomb | 15 | 1966 | 9999 |  |  |  | 0.04322 | Default Emission Factor
Northeast (MI) | 1734_G_3 | 1734 | G | 3 |  | Combustion Turbine | MIS_LMI | Michigan | Macomb | 14 | 1966 | 9999 |  |  |  | 0.04322 | Default Emission Factor
Northeast (MI) | 1734_G_4 | 1734 | G | 4 |  | Combustion Turbine | MIS_LMI | Michigan | Macomb | 15 | 1966 | 9999 |  |  |  | 0.04322 | Default Emission Factor
Northeast (MI) | 1734_G_5 | 1734 | G | 5 |  | Combustion Turbine | MIS_LMI | Michigan | Macomb | 18 | 1971 | 9999 | 2019 | 0.004005 | 169.1379 | 0.04736 | NEI 2019
Northeast (MI) | 1734_G_6 | 1734 | G | 6 |  | Combustion Turbine | MIS_LMI | Michigan | Macomb | 19 | 1971 | 9999 |  |  |  | 0.02784 | Default Emission Factor
Northeast (MI) | 1734_G_7 | 1734 | G | 7 |  | Combustion Turbine | MIS_LMI | Michigan | Macomb | 20 | 1971 | 9999 |  |  |  | 0.02784 | Default Emission Factor
Oliver | 1735_G_1 | 1735 | G | 1 |  | Combustion Turbine | MIS_LMI | Michigan | Huron | 2 | 1970 | 9999 |  |  |  | 1.9821 | Default Emission Factor
Oliver | 1735_G_2 | 1735 | G | 2 |  | Combustion Turbine | MIS_LMI | Michigan | Huron | 3 | 1970 | 9999 |  |  |  | 1.9821 | Default Emission Factor
Oliver | 1735_G_3 | 1735 | G | 3 |  | Combustion Turbine | MIS_LMI | Michigan | Huron | 3 | 1970 | 9999 |  |  |  | 1.9821 | Default Emission Factor
Oliver | 1735_G_4 | 1735 | G | 4 |  | Combustion Turbine | MIS_LMI | Michigan | Huron | 3 | 1970 | 9999 |  |  |  | 1.9821 | Default Emission Factor
Oliver | 1735_G_5 | 1735 | G | 5 |  | Combustion Turbine | MIS_LMI | Michigan | Huron | 3 | 1970 | 9999 |  |  |  | 1.9821 | Default Emission Factor
Placid 12 | 1737_G_1 | 1737 | G | 1 |  | Combustion Turbine | MIS_LMI | Michigan | Oakland | 2 | 1970 | 9999 |  |  |  | 1.9821 | Default Emission Factor
Placid 12 | 1737_G_2 | 1737 | G | 2 |  | Combustion Turbine | MIS_LMI | Michigan | Oakland | 3 | 1970 | 9999 |  |  |  | 1.9821 | Default Emission Factor
Placid 12 | 1737_G_3 | 1737 | G | 3 |  | Combustion Turbine | MIS_LMI | Michigan | Oakland | 3 | 1970 | 9999 |  |  |  | 1.9821 | Default Emission Factor
Placid 12 | 1737_G_4 | 1737 | G | 4 |  | Combustion Turbine | MIS_LMI | Michigan | Oakland | 3 | 1970 | 9999 |  |  |  | 1.9821 | Default Emission Factor
Placid 12 | 1737_G_5 | 1737 | G | 5 |  | Combustion Turbine | MIS_LMI | Michigan | Oakland | 3 | 1970 | 9999 |  |  |  | 1.9821 | Default Emission Factor
Putnam (MI) | 1739_G_1 | 1739 | G | 1 |  | Combustion Turbine | MIS_LMI | Michigan | Oakland | 2 | 1971 | 9999 |  |  |  | 1.9821 | Default Emission Factor
Putnam (MI) | 1739_G_2 | 1739 | G | 2 |  | Combustion Turbine | MIS_LMI | Michigan | Oakland | 3 | 1971 | 9999 |  |  |  | 1.9821 | Default Emission Factor
Putnam (MI) | 1739_G_3 | 1739 | G | 3 |  | Combustion Turbine | MIS_LMI | Michigan | Oakland | 3 | 1971 | 9999 |  |  |  | 1.9821 | Default Emission Factor
Putnam (MI) | 1739_G_4 | 1739 | G | 4 |  | Combustion Turbine | MIS_LMI | Michigan | Oakland | 3 | 1971 | 9999 |  |  |  | 1.9821 | Default Emission Factor
Putnam (MI) | 1739_G_5 | 1739 | G | 5 |  | Combustion Turbine | MIS_LMI | Michigan | Oakland | 3 | 1971 | 9999 |  |  |  | 1.9821 | Default Emission Factor
Slocum | 1741_G_1 | 1741 | G | 1 |  | Combustion Turbine | MIS_LMI | Michigan | Wayne | 2 | 1968 | 9999 |  |  |  | 1.9821 | Default Emission Factor
Slocum | 1741_G_2 | 1741 | G | 2 |  | Combustion Turbine | MIS_LMI | Michigan | Wayne | 3 | 1968 | 9999 |  |  |  | 1.9821 | Default Emission Factor
Slocum | 1741_G_3 | 1741 | G | 3 |  | Combustion Turbine | MIS_LMI | Michigan | Wayne | 3 | 1968 | 9999 |  |  |  | 1.9821 | Default Emission Factor
Slocum | 1741_G_4 | 1741 | G | 4 |  | Combustion Turbine | MIS_LMI | Michigan | Wayne | 3 | 1968 | 9999 |  |  |  | 1.9821 | Default Emission Factor
Slocum | 1741_G_5 | 1741 | G | 5 |  | Combustion Turbine | MIS_LMI | Michigan | Wayne | 3 | 1968 | 9999 |  |  |  | 1.9821 | Default Emission Factor
St Clair | 1743_G_11 | 1743 | G | 11 |  | Combustion Turbine | MIS_LMI | Michigan | St Clair | 19 | 1968 | 9999 | 2019 | 0.013665 | 765 | 0.03573 | NEI 2019
St Clair | 1743_G_12A | 1743 | G | 12A |  | Combustion Turbine | MIS_LMI | Michigan | St Clair | 2 | 1970 | 9999 |  |  |  | 1.9821 | Default Emission Factor
St Clair | 1743_G_12B | 1743 | G | 12B |  | Combustion Turbine | MIS_LMI | Michigan | St Clair | 3 | 1970 | 9999 |  |  |  | 1.9821 | Default Emission Factor
Superior | 1744_G_1 | 1744 | G | 1 |  | Combustion Turbine | MIS_LMI | Michigan | Washtenaw | 13 | 1966 | 9999 |  |  |  | 0.02784 | Default Emission Factor
Superior | 1744_G_2 | 1744 | G | 2 |  | Combustion Turbine | MIS_LMI | Michigan | Washtenaw | 13 | 1966 | 9999 |  |  |  | 0.02784 | Default Emission Factor
Superior | 1744_G_3 | 1744 | G | 3 |  | Combustion Turbine | MIS_LMI | Michigan | Washtenaw | 12 | 1966 | 9999 |  |  |  | 0.02784 | Default Emission Factor
Superior | 1744_G_4 | 1744 | G | 4 |  | Combustion Turbine | MIS_LMI | Michigan | Washtenaw | 14 | 1966 | 9999 |  |  |  | 0.02784 | Default Emission Factor
Wilmot | 1746_G_1 | 1746 | G | 1 |  | Combustion Turbine | MIS_LMI | Michigan | Tuscola | 2 | 1968 | 9999 |  |  |  | 1.9821 | Default Emission Factor
Wilmot | 1746_G_2 | 1746 | G | 2 |  | Combustion Turbine | MIS_LMI | Michigan | Tuscola | 3 | 1968 | 9999 |  |  |  | 1.9821 | Default Emission Factor
Wilmot | 1746_G_3 | 1746 | G | 3 |  | Combustion Turbine | MIS_LMI | Michigan | Tuscola | 3 | 1968 | 9999 |  |  |  | 1.9821 | Default Emission Factor
Wilmot | 1746_G_4 | 1746 | G | 4 |  | Combustion Turbine | MIS_LMI | Michigan | Tuscola | 3 | 1968 | 9999 |  |  |  | 1.9821 | Default Emission Factor
Wilmot | 1746_G_5 | 1746 | G | 5 |  | Combustion Turbine | MIS_LMI | Michigan | Tuscola | 3 | 1968 | 9999 |  |  |  | 1.9821 | Default Emission Factor
Manistique | 1750_G_1 | 1750 | G | 1 |  | Combustion Turbine | MIS_WUMS | Michigan | Schoolcraft | 2 | 1960 | 9999 | 2018 | 0.38129 | 116.25 | 6.5598 | Michigan Point Source Emission
Manistique | 1750_G_2 | 1750 | G | 2 |  | Combustion Turbine | MIS_WUMS | Michigan | Schoolcraft | 2.8 | 1972 | 9999 | 2018 | 0.53381 | 162.75 | 6.5598 | Michigan Point Source Emission
Hart | 1827_G_4 | 1827 | G | 4 |  | Combustion Turbine | MIS_LMI | Michigan | Oceana | 1.4 | 1964 | 9999 |  |  |  | 1.1533 | Default Emission Factor
Hart | 1827_G_IC1 | 1827 | G | IC1 |  | Combustion Turbine | MIS_LMI | Michigan | Oceana | 1.7 | 1985 | 9999 |  |  |  | 1.1533 | Default Emission Factor
Hart | 1827_G_IC3 | 1827 | G | IC3 |  | Combustion Turbine | MIS_LMI | Michigan | Oceana | 2 | 1985 | 9999 |  |  |  | 1.1533 | Default Emission Factor
Hillsdale | 1829_G_5 | 1829 | G | 5 |  | Combustion Turbine | MIS_LMI | Michigan | Hillsdale | 5.6 | 1973 | 9999 | 2019 | 0.20885 | 149.6552 | 2.7911 | NEI 2019
Hillsdale | 1829_G_6 | 1829 | G | 6 |  | Combustion Turbine | MIS_LMI | Michigan | Hillsdale | 6 | 1976 | 9999 |  |  |  | 1.1533 | Default Emission Factor
Plant Four | 1840_G_CT1 | 1840 | G | CT1 |  | Combustion Turbine | MIS_WUMS | Michigan | Marquette | 20 | 1979 | 9999 |  |  |  | 0.02784 | Default Emission Factor
Marshall (MI) | 1844_G_IC3 | 1844 | G | IC3 |  | Combustion Turbine | MIS_LMI | Michigan | Calhoun | 1.9 | 1973 | 9999 |  |  |  | 1.1533 | Default Emission Factor
Marshall (MI) | 1844_G_IC5 | 1844 | G | IC5 |  | Combustion Turbine | MIS_LMI | Michigan | Calhoun | 1.4 | 1948 | 9999 |  |  |  | 1.1533 | Default Emission Factor
Marshall (MI) | 1844_G_IC6 | 1844 | G | IC6 |  | Combustion Turbine | MIS_LMI | Michigan | Calhoun | 5.6 | 1978 | 9999 |  |  |  | 1.1533 | Default Emission Factor
Newberry | 1846_G_1 | 1846 | G | 1 |  | Combustion Turbine | MIS_WUMS | Michigan | Luce | 2.5 | 1974 | 9999 |  |  |  | 1.9821 | Default Emission Factor
Newberry | 1846_G_2 | 1846 | G | 2 |  | Combustion Turbine | MIS_WUMS | Michigan | Luce | 0.5 | 1948 | 9999 |  |  |  | 1.9821 | Default Emission Factor
Newberry | 1846_G_4 | 1846 | G | 4 |  | Combustion Turbine | MIS_WUMS | Michigan | Luce | 1.5 | 1988 | 9999 |  |  |  | 1.9821 | Default Emission Factor
Frank Jenkins | 1851_G_4 | 1851 | G | 4 |  | Combustion Turbine | MIS_LMI | Michigan | Ionia | 0.8 | 1950 | 9999 |  |  |  | 1.9821 | Default Emission Factor
Frank Jenkins | 1851_G_5 | 1851 | G | 5 |  | Combustion Turbine | MIS_LMI | Michigan | Ionia | 1.7 | 1995 | 9999 |  |  |  | 1.1533 | Default Emission Factor
Frank Jenkins | 1851_G_6 | 1851 | G | 6 |  | Combustion Turbine | MIS_LMI | Michigan | Ionia | 1 | 2002 | 9999 |  |  |  | 1.1533 | Default Emission Factor
St Louis | 1852_G_1 | 1852 | G | 1 |  | Combustion Turbine | MIS_LMI | Michigan | Gratiot | 1.3 | 1958 | 9999 | 2018 | 0.0024458 | 1.2 | 4.0763 | Michigan Point Source Emission
St Louis | 1852_G_2 | 1852 | G | 2 |  | Combustion Turbine | MIS_LMI | Michigan | Gratiot | 0.6 | 1945 | 9999 | 2018 | 0.0011288 | 0.55385 | 4.0763 | Michigan Point Source Emission
St Louis | 1852_G_3 | 1852 | G | 3 |  | Combustion Turbine | MIS_LMI | Michigan | Gratiot | 0.9 | 1951 | 9999 | 2018 | 0.0016932 | 0.83077 | 4.0763 | Michigan Point Source Emission
St Louis | 1852_G_7 | 1852 | G | 7 |  | Combustion Turbine | MIS_LMI | Michigan | Gratiot | 1.1 | 1996 | 9999 | 2018 | 0.0020695 | 1.0154 | 4.0763 | Michigan Point Source Emission
St Louis | 1852_G_8 | 1852 | G | 8 |  | Combustion Turbine | MIS_LMI | Michigan | Gratiot | 1.5 | 2003 | 9999 | 2018 | 0.002822 | 1.3846 | 4.0763 | Michigan Point Source Emission
St Louis | 1852_G_9 | 1852 | G | 9 |  | Combustion Turbine | MIS_LMI | Michigan | Gratiot | 1.1 | 2003 | 9999 | 2018 | 0.0020695 | 1.0154 | 4.0763 | Michigan Point Source Emission
Main Street (MI) | 1853_G_1 | 1853 | G | 1 |  | Combustion Turbine | MIS_LMI | Michigan | Huron | 0.9 | 1961 | 9999 |  |  |  | 1.1533 | Default Emission Factor
Main Street (MI) | 1853_G_2 | 1853 | G | 2 |  | Combustion Turbine | MIS_LMI | Michigan | Huron | 0.8 | 1947 | 9999 |  |  |  | 1.9821 | Default Emission Factor
Main Street (MI) | 1853_G_3 | 1853 | G | 3 |  | Combustion Turbine | MIS_LMI | Michigan | Huron | 1.1 | 1966 | 9999 |  |  |  | 1.1533 | Default Emission Factor
Main Street (MI) | 1853_G_4 | 1853 | G | 4 |  | Combustion Turbine | MIS_LMI | Michigan | Huron | 1.2 | 1966 | 9999 |  |  |  | 1.1533 | Default Emission Factor
Main Street (MI) | 1853_G_5 | 1853 | G | 5 |  | Combustion Turbine | MIS_LMI | Michigan | Huron | 1 | 1979 | 9999 |  |  |  | 1.1533 | Default Emission Factor
Main Street (MI) | 1853_G_6 | 1853 | G | 6 |  | Combustion Turbine | MIS_LMI | Michigan | Huron | 0.6 | 1967 | 9999 |  |  |  | 1.1533 | Default Emission Factor
Sturgis City Diesel Plant | 1855_G_6 | 1855 | G | 6 |  | Combustion Turbine | PJM_West | Michigan | St Joseph | 6 | 1981 | 9999 |  |  |  | 1.1533 | Default Emission Factor
Wyandotte | 1866_G_DG1 | 1866 | G | DG1 |  | Combustion Turbine | MIS_LMI | Michigan | Wayne | 1.8 | 2007 | 9999 |  |  |  | 1.9821 | Default Emission Factor
Wyandotte | 1866_G_DG2 | 1866 | G | DG2 |  | Combustion Turbine | MIS_LMI | Michigan | Wayne | 1.8 | 2007 | 9999 |  |  |  | 1.9821 | Default Emission Factor
Wyandotte | 1866_G_DG3 | 1866 | G | DG3 |  | Combustion Turbine | MIS_LMI | Michigan | Wayne | 1.8 | 2007 | 9999 |  |  |  | 1.9821 | Default Emission Factor
Zeeland | 1867_G_1 | 1867 | G | 1 |  | Combustion Turbine | MIS_LMI | Michigan | Ottawa | 1.5 | 1966 | 9999 |  |  |  | 1.1533 | Default Emission Factor
Zeeland | 1867_G_10 | 1867 | G | 10 |  | Combustion Turbine | MIS_LMI | Michigan | Ottawa | 6 | 1974 | 9999 | 2019 | 0.19665 | 68.3898 | 5.7509 | NEI 2019
Zeeland | 1867_G_11 | 1867 | G | 11 |  | Combustion Turbine | MIS_LMI | Michigan | Ottawa | 6.4 | 1980 | 9999 |  |  |  | 1.1533 | Default Emission Factor
Zeeland | 1867_G_2 | 1867 | G | 2 |  | Combustion Turbine | MIS_LMI | Michigan | Ottawa | 1.2 | 1967 | 9999 |  |  |  | 1.1533 | Default Emission Factor
Zeeland | 1867_G_7 | 1867 | G | 7 |  | Combustion Turbine | MIS_LMI | Michigan | Ottawa | 2 | 1957 | 9999 |  |  |  | 1.1533 | Default Emission Factor
Zeeland | 1867_G_8 | 1867 | G | 8 |  | Combustion Turbine | MIS_LMI | Michigan | Ottawa | 1.5 | 1963 | 9999 |  |  |  | 1.1533 | Default Emission Factor
Zeeland | 1867_G_9 | 1867 | G | 9 |  | Combustion Turbine | MIS_LMI | Michigan | Ottawa | 5 | 1971 | 9999 |  |  |  | 1.1533 | Default Emission Factor
Dafter | 1868_G_1 | 1868 | G | 1 |  | Combustion Turbine | MIS_WUMS | Michigan | Chippewa | 0.9 | 1955 | 9999 |  |  |  | 1.9821 | Default Emission Factor
Dafter | 1868_G_3 | 1868 | G | 3 |  | Combustion Turbine | MIS_WUMS | Michigan | Chippewa | 0.9 | 1955 | 9999 |  |  |  | 1.9821 | Default Emission Factor
Dafter | 1868_G_4 | 1868 | G | 4 |  | Combustion Turbine | MIS_WUMS | Michigan | Chippewa | 2.5 | 1960 | 9999 |  |  |  | 1.9821 | Default Emission Factor
Dafter | 1868_G_5 | 1868 | G | 5 |  | Combustion Turbine | MIS_WUMS | Michigan | Chippewa | 2.5 | 1960 | 9999 |  |  |  | 1.9821 | Default Emission Factor
Tower | 1873_G_GT4 | 1873 | G | GT4 |  | Combustion Turbine | MIS_LMI | Michigan | Cheboygan | 19.3 | 1971 | 9999 |  |  |  | 0.02784 | Default Emission Factor
Caro | 1874_G_1 | 1874 | G | 1 |  | Combustion Turbine | MIS_LMI | Michigan | Tuscola | 1 | 1949 | 9999 |  |  |  | 1.9821 | Default Emission Factor
Caro | 1874_G_2 | 1874 | G | 2 |  | Combustion Turbine | MIS_LMI | Michigan | Tuscola | 1 | 1949 | 9999 |  |  |  | 1.9821 | Default Emission Factor
Caro | 1874_G_3 | 1874 | G | 3 |  | Combustion Turbine | MIS_LMI | Michigan | Tuscola | 1 | 1952 | 9999 |  |  |  | 1.9821 | Default Emission Factor
Caro | 1874_G_4 | 1874 | G | 4 |  | Combustion Turbine | MIS_LMI | Michigan | Tuscola | 1.5 | 1984 | 9999 |  |  |  | 1.9821 | Default Emission Factor
Caro | 1874_G_5 | 1874 | G | 5 |  | Combustion Turbine | MIS_LMI | Michigan | Tuscola | 2 | 1999 | 9999 |  |  |  | 1.9821 | Default Emission Factor
Caro | 1874_G_6 | 1874 | G | 6 |  | Combustion Turbine | MIS_LMI | Michigan | Tuscola | 2 | 2000 | 9999 |  |  |  | 1.9821 | Default Emission Factor
Ubly | 1875_G_1 | 1875 | G | 1 |  | Combustion Turbine | MIS_LMI | Michigan | Huron | 0.6 | 1938 | 9999 |  |  |  | 1.9821 | Default Emission Factor
Ubly | 1875_G_2 | 1875 | G | 2 |  | Combustion Turbine | MIS_LMI | Michigan | Huron | 0.6 | 1938 | 9999 |  |  |  | 1.9821 | Default Emission Factor
Ubly | 1875_G_3 | 1875 | G | 3 |  | Combustion Turbine | MIS_LMI | Michigan | Huron | 0.7 | 1938 | 9999 |  |  |  | 1.9821 | Default Emission Factor
Ubly | 1875_G_4 | 1875 | G | 4 |  | Combustion Turbine | MIS_LMI | Michigan | Huron | 0.9 | 1947 | 9999 |  |  |  | 1.9821 | Default Emission Factor
Ubly | 1875_G_5 | 1875 | G | 5 |  | Combustion Turbine | MIS_LMI | Michigan | Huron | 1.5 | 1987 | 9999 |  |  |  | 1.9821 | Default Emission Factor
Ubly | 1875_G_6 | 1875 | G | 6 |  | Combustion Turbine | MIS_LMI | Michigan | Huron | 1.5 | 1993 | 9999 |  |  |  | 1.1533 | Default Emission Factor
Ubly | 1875_G_7 | 1875 | G | 7 |  | Combustion Turbine | MIS_LMI | Michigan | Huron | 2.5 | 2000 | 9999 |  |  |  | 1.9821 | Default Emission Factor
Ubly | 1875_G_8 | 1875 | G | 8 |  | Combustion Turbine | MIS_LMI | Michigan | Huron | 2.5 | 2001 | 9999 |  |  |  | 1.1533 | Default Emission Factor
Ubly | 1875_G_9 | 1875 | G | 9 |  | Combustion Turbine | MIS_LMI | Michigan | Huron | 1.5 | 2002 | 9999 |  |  |  | 1.1533 | Default Emission Factor
George Johnson | 1877_G_10 | 1877 | G | 10 |  | Combustion Turbine | MIS_LMI | Michigan | Osceola | 24.3 | 2000 | 9999 | 2019 | 0.14665 | 13040.1684 | 0.02249 | NEI 2019
George Johnson | 1877_G_11 | 1877 | G | 11 |  | Combustion Turbine | MIS_LMI | Michigan | Osceola | 1 | 1993 | 9999 |  |  |  | 1.9821 | Default Emission Factor
George Johnson | 1877_G_9 | 1877 | G | 9 |  | Combustion Turbine | MIS_LMI | Michigan | Osceola | 24.4 | 2000 | 9999 |  |  |  | 0.04322 | Default Emission Factor
Claude Vandyke | 1880_G_8 | 1880 | G | 8 |  | Combustion Turbine | MIS_LMI | Michigan | Allegan | 20.2 | 2001 | 9999 | 2019 | 0.0329 | 2439 | 0.02698 | NEI 2019
Vestaburg | 1881_G_8 | 1881 | G | 8 |  | Combustion Turbine | MIS_LMI | Michigan | Montcalm | 18.5 | 1972 | 9999 | 2019 | 0.02067 | 1177 | 0.03512 | NEI 2019
Clay Boswell | 1893_G_D4 | 1893 | G | D4 |  | Combustion Turbine | MIS_MNWI | Minnesota | Itasca | 0.8 | 1980 | 9999 |  |  |  | 1.9821 | Default Emission Factor
Black Dog | 1904_G_2 | 1904 | G | 2 |  | Combined Cycle | MIS_MNWI | Minnesota | Dakota | 117 | 1954 | 9999 |  |  |  | 0.0094 | NEI 2019
Black Dog | 1904_G_5 | 1904 | G | 5 | 1241 | Combined Cycle | MIS_MNWI | Minnesota | Dakota | 165 | 2002 | 9999 | 2019 | 6.99 | 1487337 | 0.0094 | NEI 2019
Black Dog | 1904_G_6-1 | 1904 | G | 6-1 | 91235 | Combustion Turbine | MIS_MNWI | Minnesota | Dakota | 212 | 2018 | 9999 | 2019 | 0.8081 | 292891 | 0.00552 | NEI 2019
High Bridge | 1912_G_7 | 1912 | G | 7 | 89581 | Combined Cycle | MIS_MNWI | Minnesota | Ramsey | 152 | 2008 | 9999 | 2019 | 5.086 | 2449021 | 0.00417 | NEI 2019
High Bridge | 1912_G_8 | 1912 | G | 8 | 89582 | Combined Cycle | MIS_MNWI | Minnesota | Ramsey | 152 | 2008 | 9999 | 2019 | 2.196 | 1048005 | 0.00417 | NEI 2019
High Bridge | 1912_G_9 | 1912 | G | 9 | 89581 | Combined Cycle | MIS_MNWI | Minnesota | Ramsey | 226 | 2008 | 9999 |  |  |  | 0.00417 | NEI 2019
Inver Hills | 1913_G_1 | 1913 | G | 1 | 90102 | Combustion Turbine | MIS_MNWI | Minnesota | Dakota | 47 | 1972 | 2025 | 2019 | 0.005745 | 815.0945 | 0.0141 | NEI 2019
Inver Hills | 1913_G_2 | 1913 | G | 2 | 90103 | Combustion Turbine | MIS_MNWI | Minnesota | Dakota | 47 | 1972 | 2025 | 2017 | 0.003571 | 747.1289 | 0.00956 | NEI 2019
Inver Hills | 1913_G_3 | 1913 | G | 3 | 90104 | Combustion Turbine | MIS_MNWI | Minnesota | Dakota | 47 | 1972 | 2025 | 2017 | 0.011699 | 747.1289 | 0.03132 | NEI 2019
Inver Hills | 1913_G_4 | 1913 | G | 4 | 90105 | Combustion Turbine | MIS_MNWI | Minnesota | Dakota | 47 | 1972 | 2025 | 2019 | 0.007771 | 815.0945 | 0.01907 | NEI 2019
Inver Hills | 1913_G_5 | 1913 | G | 5 | 90106 | Combustion Turbine | MIS_MNWI | Minnesota | Dakota | 47 | 1972 | 2025 | 2017 | 0.013121 | 747.1289 | 0.03512 | NEI 2019
Inver Hills | 1913_G_6 | 1913 | G | 6 | 90107 | Combustion Turbine | MIS_MNWI | Minnesota | Dakota | 47 | 1972 | 2025 | 2017 | 0.01112 | 747.1289 | 0.02977 | NEI 2019
Inver Hills | 1913_G_7 | 1913 | G | 7 |  | Combustion Turbine | MIS_MNWI | Minnesota | Dakota | 1.8 | 1997 | 2025 |  |  |  | 0.02784 | Default Emission Factor
Inver Hills | 1913_G_8 | 1913 | G | 8 |  | Combustion Turbine | MIS_MNWI | Minnesota | Dakota | 1.8 | 1997 | 2025 |  |  |  | 0.02784 | Default Emission Factor
Riverside (MN) | 1927_G_10 | 1927 | G | 10 | 89647 | Combined Cycle | MIS_MNWI | Minnesota | Hennepin | 147 | 2009 | 9999 | 2017 | 1.412 | 515158 | 0.0036 | NEI 2019
Riverside (MN) | 1927_G_9 | 1927 | G | 9 | 89646 | Combined Cycle | MIS_MNWI | Minnesota | Hennepin | 147 | 2009 | 9999 | 2017 | 1.465 | 1084865 | 0.0036 | NEI 2019
Riverside (MN) | 1927_G_ST7 | 1927 | G | ST7 | 89646 | Combined Cycle | MIS_MNWI | Minnesota | Hennepin | 160 | 1987 | 9999 |  |  |  | 0.0036 | NEI 2019
St James | 1929_G_1 | 1929 | G | 1 |  | Combustion Turbine | MIS_MNWI | Minnesota | Watonwan | 2 | 2002 | 9999 | 2017 | 0.00322 | 8.8333 | 0.72906 | NEI 2019
St James | 1929_G_2 | 1929 | G | 2 |  | Combustion Turbine | MIS_MNWI | Minnesota | Watonwan | 2 | 2002 | 9999 | 2017 | 0.003114 | 8.8333 | 0.70506 | NEI 2019
St James | 1929_G_3 | 1929 | G | 3 |  | Combustion Turbine | MIS_MNWI | Minnesota | Watonwan | 2 | 2002 | 9999 | 2017 | 0.003209 | 8.8333 | 0.72657 | NEI 2019
St James | 1929_G_4 | 1929 | G | 4 |  | Combustion Turbine | MIS_MNWI | Minnesota | Watonwan | 2 | 2002 | 9999 | 2017 | 0.00336 | 8.8333 | 0.76076 | NEI 2019
St James | 1929_G_5 | 1929 | G | 5 |  | Combustion Turbine | MIS_MNWI | Minnesota | Watonwan | 2 | 2002 | 9999 | 2017 | 0.003332 | 8.8333 | 0.75442 | NEI 2019
St James | 1929_G_6 | 1929 | G | 6 |  | Combustion Turbine | MIS_MNWI | Minnesota | Watonwan | 2 | 2002 | 9999 | 2017 | 0.003377 | 8.8333 | 0.7646 | NEI 2019
Municipal Light | 193_G_1 | 193 | G | 1 |  | Combustion Turbine | SPP_WEST | Arkansas | Clay | 2 | 1963 | 9999 |  |  |  | 1.9821 | Default Emission Factor
Municipal Light | 193_G_2 | 193 | G | 2 |  | Combustion Turbine | SPP_WEST | Arkansas | Clay | 0.6 | 1952 | 9999 |  |  |  | 1.9821 | Default Emission Factor
Municipal Light | 193_G_4 | 193 | G | 4 |  | Combustion Turbine | SPP_WEST | Arkansas | Clay | 2.2 | 1976 | 9999 |  |  |  | 1.9821 | Default Emission Factor
Municipal Light | 193_G_6 | 193 | G | 6 |  | Combustion Turbine | SPP_WEST | Arkansas | Clay | 1.3 | 1959 | 9999 |  |  |  | 1.9821 | Default Emission Factor
Municipal Light | 193_G_7 | 193 | G | 7 |  | Combustion Turbine | SPP_WEST | Arkansas | Clay | 1.1 | 1955 | 9999 |  |  |  | 1.9821 | Default Emission Factor
Adrian | 1956_G_5 | 1956 | G | 5 |  | Combustion Turbine | MIS_LMI | Minnesota | Nobles | 2 | 2005 | 9999 |  |  |  | 1.9821 | Default Emission Factor
Alexandria | 1958_G_IC1 | 1958 | G | IC1 |  | Combustion Turbine | MIS_MNWI | Minnesota | Douglas | 1 | 1948 | 9999 |  |  |  | 1.9821 | Default Emission Factor
Alexandria | 1958_G_IC2 | 1958 | G | IC2 |  | Combustion Turbine | MIS_MNWI | Minnesota | Douglas | 3.6 | 1967 | 9999 |  |  |  | 1.9821 | Default Emission Factor
Alexandria | 1958_G_IC3 | 1958 | G | IC3 |  | Combustion Turbine | MIS_MNWI | Minnesota | Douglas | 3.6 | 1967 | 9999 |  |  |  | 1.9821 | Default Emission Factor
Benson City of | 1964_G_10 | 1964 | G | 10 |  | Combustion Turbine | MIS_MNWI | Minnesota | Swift | 1.8 | 2002 | 9999 | 2017 | 0.01444 | 8.8 | 3.2818 | NEI 2019
Benson City of | 1964_G_11 | 1964 | G | 11 |  | Combustion Turbine | MIS_MNWI | Minnesota | Swift | 1.8 | 2002 | 9999 | 2017 | 0.01437 | 8.8 | 3.2659 | NEI 2019
Benson City of | 1964_G_7 | 1964 | G | 7 |  | Combustion Turbine | MIS_MNWI | Minnesota | Swift | 1.8 | 2002 | 9999 | 2017 | 0.01644 | 8.8 | 3.7364 | NEI 2019
Benson City of | 1964_G_8 | 1964 | G | 8 |  | Combustion Turbine | MIS_MNWI | Minnesota | Swift | 1.8 | 2002 | 9999 | 2017 | 0.01272 | 8.8 | 2.8909 | NEI 2019
Benson City of | 1964_G_9 | 1964 | G | 9 |  | Combustion Turbine | MIS_MNWI | Minnesota | Swift | 1.8 | 2002 | 9999 | 2017 | 0.0143 | 8.8 | 3.25 | NEI 2019
Blooming Prairie | 1966_G_4 | 1966 | G | 4 |  | Combustion Turbine | MIS_MNWI | Minnesota | Steele | 1.3 | 1974 | 9999 |  |  |  | 1.9821 | Default Emission Factor
Blooming Prairie | 1966_G_5 | 1966 | G | 5 |  | Combustion Turbine | MIS_MNWI | Minnesota | Steele | 2 | 2003 | 9999 |  |  |  | 1.9821 | Default Emission Factor
Blooming Prairie | 1966_G_6 | 1966 | G | 6 |  | Combustion Turbine | MIS_MNWI | Minnesota | Steele | 1.9 | 2009 | 9999 |  |  |  | 1.9821 | Default Emission Factor
Blooming Prairie | 1966_G_7 | 1966 | G | 7 |  | Combustion Turbine | MIS_MNWI | Minnesota | Steele | 1.3 | 2012 | 9999 |  |  |  | 1.9821 | Default Emission Factor
Blue Earth | 1967_G_IC1 | 1967 | G | IC1 |  | Combustion Turbine | MIS_MNWI | Minnesota | Faribault | 1.5 | 1960 | 9999 |  |  |  | 1.9821 | Default Emission Factor
Blue Earth | 1967_G_IC3 | 1967 | G | IC3 |  | Combustion Turbine | MIS_MNWI | Minnesota | Faribault | 1.6 | 1993 | 9999 |  |  |  | 1.9821 | Default Emission Factor
Blue Earth | 1967_G_IC4 | 1967 | G | IC4 |  | Combustion Turbine | MIS_MNWI | Minnesota | Faribault | 1.6 | 1993 | 9999 |  |  |  | 1.9821 | Default Emission Factor
Blue Earth | 1967_G_IC5 | 1967 | G | IC5 |  | Combustion Turbine | MIS_MNWI | Minnesota | Faribault | 1.6 | 1993 | 9999 |  |  |  | 1.9821 | Default Emission Factor
Blue Earth | 1967_G_IC6 | 1967 | G | IC6 |  | Combustion Turbine | MIS_MNWI | Minnesota | Faribault | 1.8 | 1996 | 9999 |  |  |  | 1.9821 | Default Emission Factor
Blue Earth | 1967_G_IC7 | 1967 | G | IC7 |  | Combustion Turbine | MIS_MNWI | Minnesota | Faribault | 1.1 | 2015 | 9999 |  |  |  | 1.9821 | Default Emission Factor
Blue Earth | 1967_G_IC8 | 1967 | G | IC8 |  | Combustion Turbine | MIS_MNWI | Minnesota | Faribault | 1.8 | 2015 | 9999 |  |  |  | 1.9821 | Default Emission Factor
Delano | 1969_G_2 | 1969 | G | 2 |  | Combustion Turbine | MIS_MNWI | Minnesota | Wright | 1.1 | 1972 | 9999 |  |  |  | 1.1533 | Default Emission Factor
Delano | 1969_G_3 | 1969 | G | 3 |  | Combustion Turbine | MIS_MNWI | Minnesota | Wright | 1.3 | 1973 | 9999 |  |  |  | 1.1533 | Default Emission Factor
Delano | 1969_G_5 | 1969 | G | 5 |  | Combustion Turbine | MIS_MNWI | Minnesota | Wright | 0.8 | 1946 | 9999 |  |  |  | 1.9821 | Default Emission Factor
Delano | 1969_G_6 | 1969 | G | 6 |  | Combustion Turbine | MIS_MNWI | Minnesota | Wright | 1.2 | 1989 | 9999 |  |  |  | 1.9821 | Default Emission Factor
Delano | 1969_G_7 | 1969 | G | 7 |  | Combustion Turbine | MIS_MNWI | Minnesota | Wright | 3 | 1994 | 9999 |  |  |  | 1.9821 | Default Emission Factor
Delano | 1969_G_8 | 1969 | G | 8 |  | Combustion Turbine | MIS_MNWI | Minnesota | Wright | 3.1 | 1999 | 9999 |  |  |  | 1.9821 | Default Emission Factor
Detroit Lakes | 1970_G_1 | 1970 | G | 1 |  | Combustion Turbine | MIS_MNWI | Minnesota | Becker | 9.6 | 1968 | 9999 |  |  |  | 0.02784 | Default Emission Factor
Elk River City of | 1971_G_1 | 1971 | G | 1 |  | Combustion Turbine | MIS_MNWI | Minnesota | Sherburne | 0.5 | 1948 | 9999 |  |  |  | 1.9821 | Default Emission Factor
Elk River City of | 1971_G_2 | 1971 | G | 2 |  | Combustion Turbine | MIS_MNWI | Minnesota | Sherburne | 0.5 | 1948 | 9999 |  |  |  | 1.9821 | Default Emission Factor
Elk River City of | 1971_G_3 | 1971 | G | 3 |  | Combustion Turbine | MIS_MNWI | Minnesota | Sherburne | 3 | 1962 | 9999 |  |  |  | 1.1533 | Default Emission Factor
Elk River City of | 1971_G_4 | 1971 | G | 4 |  | Combustion Turbine | MIS_MNWI | Minnesota | Sherburne | 5 | 1972 | 9999 |  |  |  | 1.1533 | Default Emission Factor
Elk River City of | 1971_G_5 | 1971 | G | 5 |  | Landfill Gas | MIS_MNWI | Minnesota | Sherburne | 0.8 | 2002 | 9999 |  |  |  | 1.5652 | Default Emission Factor
Elk River City of | 1971_G_6 | 1971 | G | 6 |  | Landfill Gas | MIS_MNWI | Minnesota | Sherburne | 0.8 | 2002 | 9999 |  |  |  | 1.5652 | Default Emission Factor
Elk River City of | 1971_G_7 | 1971 | G | 7 |  | Landfill Gas | MIS_MNWI | Minnesota | Sherburne | 0.8 | 2002 | 9999 |  |  |  | 1.5652 | Default Emission Factor
Elk River City of | 1971_G_8 | 1971 | G | 8 |  | Landfill Gas | MIS_MNWI | Minnesota | Sherburne | 0.8 | 2006 | 9999 |  |  |  | 1.5652 | Default Emission Factor
Fairfax | 1972_G_2A | 1972 | G | 2A |  | Combustion Turbine | MIS_MNWI | Minnesota | Renville | 1.9 | 2001 | 9999 |  |  |  | 1.9821 | Default Emission Factor
Fairmont (MN) | 1973_G_10 | 1973 | G | 10 |  | Combustion Turbine | MIS_MNWI | Minnesota | Martin | 6.5 | 2014 | 9999 |  |  |  | 1.1533 | Default Emission Factor
Fairmont (MN) | 1973_G_11 | 1973 | G | 11 |  | Combustion Turbine | MIS_MNWI | Minnesota | Martin | 6.5 | 2014 | 9999 |  |  |  | 1.1533 | Default Emission Factor
Fairmont (MN) | 1973_G_12 | 1973 | G | 12 |  | Combustion Turbine | MIS_MNWI | Minnesota | Martin | 6.5 | 2014 | 9999 |  |  |  | 1.1533 | Default Emission Factor
Fairmont (MN) | 1973_G_6 | 1973 | G | 6 |  | Combustion Turbine | MIS_MNWI | Minnesota | Martin | 6 | 1975 | 9999 |  |  |  | 1.1533 | Default Emission Factor
Fairmont (MN) | 1973_G_7 | 1973 | G | 7 |  | Combustion Turbine | MIS_MNWI | Minnesota | Martin | 6 | 1975 | 9999 |  |  |  | 1.1533 | Default Emission Factor
Fairmont (MN) | 1973_G_9 | 1973 | G | 9 |  | Combustion Turbine | MIS_MNWI | Minnesota | Martin | 6.5 | 2014 | 9999 |  |  |  | 1.1533 | Default Emission Factor
Glencoe | 1975_G_10 | 1975 | G | 10 |  | Combustion Turbine | MIS_MNWI | Minnesota | McLeod | 5.6 | 1985 | 9999 |  |  |  | 1.9821 | Default Emission Factor
Glencoe | 1975_G_11 | 1975 | G | 11 |  | Combustion Turbine | MIS_MNWI | Minnesota | McLeod | 4.8 | 1998 | 9999 |  |  |  | 1.9821 | Default Emission Factor
Glencoe | 1975_G_12 | 1975 | G | 12 |  | Combustion Turbine | MIS_MNWI | Minnesota | McLeod | 4.8 | 1998 | 9999 |  |  |  | 1.9821 | Default Emission Factor
Glencoe | 1975_G_14 | 1975 | G | 14 |  | Combustion Turbine | MIS_MNWI | Minnesota | McLeod | 4.8 | 2006 | 9999 |  |  |  | 1.9821 | Default Emission Factor
Glencoe | 1975_G_5 | 1975 | G | 5 |  | Combustion Turbine | MIS_MNWI | Minnesota | McLeod | 1 | 1957 | 9999 |  |  |  | 1.1533 | Default Emission Factor
Glencoe | 1975_G_7 | 1975 | G | 7 |  | Combustion Turbine | MIS_MNWI | Minnesota | McLeod | 3.2 | 1966 | 9999 |  |  |  | 1.1533 | Default Emission Factor
Glencoe | 1975_G_8 | 1975 | G | 8 |  | Combustion Turbine | MIS_MNWI | Minnesota | McLeod | 4.4 | 1969 | 9999 |  |  |  | 1.1533 | Default Emission Factor
Glencoe | 1975_G_9 | 1975 | G | 9 |  | Combustion Turbine | MIS_MNWI | Minnesota | McLeod | 5.7 | 1973 | 9999 |  |  |  | 1.1533 | Default Emission Factor
Grand Marais | 1976_G_7 | 1976 | G | 7 |  | Combustion Turbine | MIS_MNWI | Minnesota | Cook | 2.5 | 2004 | 9999 |  |  |  | 1.9821 | Default Emission Factor
Grand Marais | 1976_G_8 | 1976 | G | 8 |  | Combustion Turbine | MIS_MNWI | Minnesota | Cook | 1.8 | 2004 | 9999 |  |  |  | 1.9821 | Default Emission Factor
Grand Marais | 1976_G_9 | 1976 | G | 9 |  | Combustion Turbine | MIS_MNWI | Minnesota | Cook | 1.8 | 2004 | 9999 |  |  |  | 1.9821 | Default Emission Factor
Hutchinson Plant #1 | 1980_G_10 | 1980 | G | 10 |  | Combustion Turbine | MIS_MNWI | Minnesota | McLeod | 9.3 | 2013 | 9999 |  |  |  | 1.1533 | Default Emission Factor
Hutchinson Plant #1 | 1980_G_11 | 1980 | G | 11 |  | Combustion Turbine | MIS_MNWI | Minnesota | McLeod | 9.8 | 2019 | 9999 |  |  |  | 0.49206 | Default Emission Factor
Hutchinson Plant #1 | 1980_G_12 | 1980 | G | 12 |  | Combustion Turbine | MIS_MNWI | Minnesota | McLeod | 9.8 | 2019 | 9999 |  |  |  | 0.49206 | Default Emission Factor
Hutchinson Plant #1 | 1980_G_3 | 1980 | G | 3 |  | Combustion Turbine | MIS_MNWI | Minnesota | McLeod | 3.9 | 1968 | 9999 |  |  |  | 1.1533 | Default Emission Factor
Janesville | 1982_G_1 | 1982 | G | 1 |  | Combustion Turbine | MIS_MNWI | Minnesota | Waseca | 0.9 | 1965 | 9999 |  |  |  | 1.1533 | Default Emission Factor
Janesville | 1982_G_2 | 1982 | G | 2 |  | Combustion Turbine | MIS_MNWI | Minnesota | Waseca | 1.1 | 1972 | 9999 |  |  |  | 1.1533 | Default Emission Factor
Janesville | 1982_G_3 | 1982 | G | 3 |  | Combustion Turbine | MIS_MNWI | Minnesota | Waseca | 0.5 | 1955 | 9999 |  |  |  | 1.1533 | Default Emission Factor
Janesville | 1982_G_4 | 1982 | G | 4 |  | Combustion Turbine | MIS_MNWI | Minnesota | Waseca | 1.8 | 1998 | 9999 |  |  |  | 1.9821 | Default Emission Factor
Kenyon Municipal | 1983_G_5 | 1983 | G | 5 |  | Combustion Turbine | MIS_MNWI | Minnesota | Goodhue | 1.8 | 1997 | 9999 |  |  |  | 1.9821 | Default Emission Factor
Kenyon Municipal | 1983_G_6 | 1983 | G | 6 |  | Combustion Turbine | MIS_MNWI | Minnesota | Goodhue | 1.8 | 1997 | 9999 |  |  |  | 1.9821 | Default Emission Factor
Kenyon Municipal | 1983_G_7 | 1983 | G | 7 |  | Combustion Turbine | MIS_MNWI | Minnesota | Goodhue | 1.8 | 1997 | 9999 |  |  |  | 1.9821 | Default Emission Factor
Lake Crystal | 1985_G_1 | 1985 | G | 1 |  | Combustion Turbine | MIS_MNWI | Minnesota | Blue Earth | 0.6 | 1952 | 9999 |  |  |  | 1.9821 | Default Emission Factor
Lake Crystal | 1985_G_3 | 1985 | G | 3 |  | Combustion Turbine | MIS_MNWI | Minnesota | Blue Earth | 2 | 1971 | 9999 |  |  |  | 1.1533 | Default Emission Factor
Lake Crystal | 1985_G_4 | 1985 | G | 4 |  | Combustion Turbine | MIS_MNWI | Minnesota | Blue Earth | 1.2 | 1955 | 9999 |  |  |  | 1.9821 | Default Emission Factor
Lake Crystal | 1985_G_5 | 1985 | G | 5 |  | Combustion Turbine | MIS_MNWI | Minnesota | Blue Earth | 2 | 1999 | 9999 |  |  |  | 1.9821 | Default Emission Factor
Lanesboro | 1987_G_4 | 1987 | G | 4 |  | Combustion Turbine | MIS_MNWI | Minnesota | Fillmore | 2.1 | 2004 | 9999 |  |  |  | 1.9821 | Default Emission Factor
Litchfield | 1989_G_5 | 1989 | G | 5 |  | Combustion Turbine | MIS_MNWI | Minnesota | Meeker | 2.1 | 1963 | 9999 |  |  |  | 1.1533 | Default Emission Factor
Litchfield | 1989_G_6 | 1989 | G | 6 |  | Combustion Turbine | MIS_MNWI | Minnesota | Meeker | 2.1 | 1963 | 9999 |  |  |  | 1.1533 | Default Emission Factor
Litchfield | 1989_G_QS 1 | 1989 | G | QS 1 |  | Combustion Turbine | MIS_MNWI | Minnesota | Meeker | 2.3 | 2010 | 9999 |  |  |  | 1.9821 | Default Emission Factor
Litchfield | 1989_G_QS 2 | 1989 | G | QS 2 |  | Combustion Turbine | MIS_MNWI | Minnesota | Meeker | 2.3 | 2010 | 9999 |  |  |  | 1.9821 | Default Emission Factor
Litchfield | 1989_G_QS 3 | 1989 | G | QS 3 |  | Combustion Turbine | MIS_MNWI | Minnesota | Meeker | 2.3 | 2010 | 9999 |  |  |  | 1.9821 | Default Emission Factor
Litchfield | 1989_G_QS 4 | 1989 | G | QS 4 |  | Combustion Turbine | MIS_MNWI | Minnesota | Meeker | 2.3 | 2010 | 9999 |  |  |  | 1.9821 | Default Emission Factor
Litchfield | 1989_G_QS 5 | 1989 | G | QS 5 |  | Combustion Turbine | MIS_MNWI | Minnesota | Meeker | 2.3 | 2010 | 9999 |  |  |  | 1.9821 | Default Emission Factor
Luverne | 1990_G_4C | 1990 | G | 4C |  | Combustion Turbine | MIS_IA | Minnesota | Rock | 3.5 | 1967 | 9999 |  |  |  | 1.9821 | Default Emission Factor
Marshall (MN) | 1993_G_6 | 1993 | G | 6 |  | Combustion Turbine | SPP_WAUE | Minnesota | Lyon | 15.8 | 1969 | 9999 |  |  |  | 0.02784 | Default Emission Factor
Melrose | 1994_G_1 | 1994 | G | 1 |  | Combustion Turbine | MIS_MNWI | Minnesota | Stearns | 0.8 | 1945 | 9999 |  |  |  | 1.9821 | Default Emission Factor
Melrose | 1994_G_2 | 1994 | G | 2 |  | Combustion Turbine | MIS_MNWI | Minnesota | Stearns | 1.1 | 1948 | 9999 |  |  |  | 1.9821 | Default Emission Factor
Melrose | 1994_G_3 | 1994 | G | 3 |  | Combustion Turbine | MIS_MNWI | Minnesota | Stearns | 3.1 | 1969 | 9999 |  |  |  | 1.9821 | Default Emission Factor
Melrose | 1994_G_4 | 1994 | G | 4 |  | Combustion Turbine | MIS_MNWI | Minnesota | Stearns | 3.1 | 1969 | 9999 |  |  |  | 1.9821 | Default Emission Factor
Moose Lake | 1996_G_1 | 1996 | G | 1 |  | Combustion Turbine | MIS_MNWI | Minnesota | Carlton | 1.3 | 1973 | 9999 |  |  |  | 1.9821 | Default Emission Factor
Moose Lake | 1996_G_5 | 1996 | G | 5 |  | Combustion Turbine | MIS_MNWI | Minnesota | Carlton | 2.3 | 2005 | 9999 |  |  |  | 1.9821 | Default Emission Factor
Moose Lake | 1996_G_6 | 1996 | G | 6 |  | Combustion Turbine | MIS_MNWI | Minnesota | Carlton | 2.3 | 2005 | 9999 |  |  |  | 1.9821 | Default Emission Factor
Moose Lake | 1996_G_7 | 1996 | G | 7 |  | Combustion Turbine | MIS_MNWI | Minnesota | Carlton | 2.3 | 2005 | 9999 |  |  |  | 1.9821 | Default Emission Factor
Mora | 1997_G_2 | 1997 | G | 2 |  | Combustion Turbine | MIS_MNWI | Minnesota | Kanabec | 1.2 | 1957 | 9999 |  |  |  | 1.1533 | Default Emission Factor
Mora | 1997_G_5 | 1997 | G | 5 |  | Combustion Turbine | MIS_MNWI | Minnesota | Kanabec | 5.7 | 1972 | 9999 |  |  |  | 1.1533 | Default Emission Factor
Mora | 1997_G_6 | 1997 | G | 6 |  | Combustion Turbine | MIS_MNWI | Minnesota | Kanabec | 6.3 | 1975 | 9999 |  |  |  | 1.1533 | Default Emission Factor
Mountain Lake | 1998_G_2 | 1998 | G | 2 |  | Combustion Turbine | MIS_MNWI | Minnesota | Cottonwood | 0.9 | 1954 | 9999 |  |  |  | 1.1533 | Default Emission Factor
Mountain Lake | 1998_G_4 | 1998 | G | 4 |  | Combustion Turbine | MIS_MNWI | Minnesota | Cottonwood | 1.8 | 1968 | 9999 |  |  |  | 1.9821 | Default Emission Factor
Mountain Lake | 1998_G_5 | 1998 | G | 5 |  | Combustion Turbine | MIS_MNWI | Minnesota | Cottonwood | 1.2 | 1959 | 9999 |  |  |  | 1.1533 | Default Emission Factor
Mountain Lake | 1998_G_6 | 1998 | G | 6 |  | Combustion Turbine | MIS_MNWI | Minnesota | Cottonwood | 1.8 | 1998 | 9999 |  |  |  | 1.9821 | Default Emission Factor
Mountain Lake | 1998_G_7 | 1998 | G | 7 |  | Combustion Turbine | MIS_MNWI | Minnesota | Cottonwood | 1.8 | 1998 | 9999 |  |  |  | 1.9821 | Default Emission Factor
New Prague | 1999_G_2 | 1999 | G | 2 |  | Combustion Turbine | MIS_MNWI | Minnesota | Le Sueur | 4.4 | 1974 | 9999 |  |  |  | 1.1533 | Default Emission Factor
New Prague | 1999_G_3 | 1999 | G | 3 |  | Combustion Turbine | MIS_MNWI | Minnesota | Le Sueur | 2.4 | 1962 | 9999 |  |  |  | 1.1533 | Default Emission Factor
New Prague | 1999_G_4 | 1999 | G | 4 |  | Combustion Turbine | MIS_MNWI | Minnesota | Le Sueur | 3.5 | 1968 | 9999 |  |  |  | 1.1533 | Default Emission Factor
New Prague | 1999_G_5 | 1999 | G | 5 |  | Combustion Turbine | MIS_MNWI | Minnesota | Le Sueur | 0.6 | 1944 | 9999 |  |  |  | 1.1533 | Default Emission Factor
New Prague | 1999_G_6 | 1999 | G | 6 |  | Combustion Turbine | MIS_MNWI | Minnesota | Le Sueur | 5.9 | 1982 | 9999 |  |  |  | 1.1533 | Default Emission Factor
New Ulm | 2001_G_5 | 2001 | G | 5 |  | Combustion Turbine | MIS_MNWI | Minnesota | Brown | 23 | 1975 | 9999 |  |  |  | 0.02784 | Default Emission Factor
New Ulm | 2001_G_7 | 2001 | G | 7 | 90754 | Combustion Turbine | MIS_MNWI | Minnesota | Brown | 25 | 2001 | 9999 |  |  |  | 0.02784 | Default Emission Factor
North Branch (MN) | 2002_G_3 | 2002 | G | 3 |  | Combustion Turbine | MIS_MNWI | Minnesota | Chisago | 2 | 2003 | 9999 |  |  |  | 1.9821 | Default Emission Factor
North Branch (MN) | 2002_G_4 | 2002 | G | 4 |  | Combustion Turbine | MIS_MNWI | Minnesota | Chisago | 2 | 2003 | 9999 |  |  |  | 1.9821 | Default Emission Factor
North Branch (MN) | 2002_G_5 | 2002 | G | 5 |  | Combustion Turbine | MIS_MNWI | Minnesota | Chisago | 2 | 2011 | 9999 |  |  |  | 1.9821 | Default Emission Factor
North Branch (MN) | 2002_G_6 | 2002 | G | 6 |  | Combustion Turbine | MIS_MNWI | Minnesota | Chisago | 2 | 2011 | 9999 |  |  |  | 1.9821 | Default Emission Factor
North Branch (MN) | 2002_G_7 | 2002 | G | 7 |  | Combustion Turbine | MIS_MNWI | Minnesota | Chisago | 2 | 2011 | 9999 |  |  |  | 1.9821 | Default Emission Factor
Owatonna | 2003_G_7 | 2003 | G | 7 |  | Combustion Turbine | MIS_MNWI | Minnesota | Steele | 16.6 | 1982 | 9999 |  |  |  | 0.04322 | Default Emission Factor
Preston (MN) | 2004_G_4 | 2004 | G | 4 |  | Combustion Turbine | MIS_MNWI | Minnesota | Fillmore | 0.8 | 1949 | 9999 |  |  |  | 1.9821 | Default Emission Factor
Preston (MN) | 2004_G_5 | 2004 | G | 5 |  | Combustion Turbine | MIS_MNWI | Minnesota | Fillmore | 1.1 | 1954 | 9999 |  |  |  | 1.1533 | Default Emission Factor
Preston (MN) | 2004_G_6 | 2004 | G | 6 |  | Combustion Turbine | MIS_MNWI | Minnesota | Fillmore | 2.2 | 1974 | 9999 |  |  |  | 1.1533 | Default Emission Factor
Princeton (MN) | 2005_G_3 | 2005 | G | 3 |  | Combustion Turbine | MIS_MNWI | Minnesota | Mille Lacs | 2.6 | 1978 | 9999 |  |  |  | 1.9821 | Default Emission Factor
Princeton (MN) | 2005_G_4 | 2005 | G | 4 |  | Combustion Turbine | MIS_MNWI | Minnesota | Mille Lacs | 1.3 | 1967 | 9999 |  |  |  | 1.9821 | Default Emission Factor
Princeton (MN) | 2005_G_5 | 2005 | G | 5 |  | Combustion Turbine | MIS_MNWI | Minnesota | Mille Lacs | 1 | 1953 | 9999 |  |  |  | 1.9821 | Default Emission Factor
Princeton (MN) | 2005_G_6 | 2005 | G | 6 |  | Combustion Turbine | MIS_MNWI | Minnesota | Mille Lacs | 2.9 | 1963 | 9999 |  |  |  | 1.9821 | Default Emission Factor
Princeton (MN) | 2005_G_7 | 2005 | G | 7 |  | Combustion Turbine | MIS_MNWI | Minnesota | Mille Lacs | 5 | 2003 | 9999 |  |  |  | 1.9821 | Default Emission Factor
Redwood Falls | 2009_G_6 | 2009 | G | 6 |  | Combustion Turbine | MIS_MNWI | Minnesota | Redwood | 2.1 | 1970 | 9999 |  |  |  | 1.9821 | Default Emission Factor
Redwood Falls | 2009_G_7 | 2009 | G | 7 |  | Combustion Turbine | MIS_MNWI | Minnesota | Redwood | 6 | 1974 | 9999 |  |  |  | 1.1533 | Default Emission Factor
Thomas Fitzhugh | 201_G_1 | 201 | G | 1 | 88375 | Combined Cycle | SPP_WEST | Arkansas | Franklin | 61 | 1963 | 9999 |  |  |  | 0.01888 | NEI 2019
Thomas Fitzhugh | 201_G_2 | 201 | G | 2 | 88375 | Combined Cycle | SPP_WEST | Arkansas | Franklin | 101 | 2002 | 9999 | 2019 | 2.4068 | 194428 | 0.01888 | NEI 2019
Sleepy Eye | 2011_G_1A | 2011 | G | 1A |  | Combustion Turbine | MIS_MNWI | Minnesota | Brown | 1.8 | 1999 | 9999 |  |  |  | 1.9821 | Default Emission Factor
Sleepy Eye | 2011_G_5 | 2011 | G | 5 |  | Combustion Turbine | MIS_MNWI | Minnesota | Brown | 1.8 | 1996 | 9999 |  |  |  | 1.9821 | Default Emission Factor
Sleepy Eye | 2011_G_6 | 2011 | G | 6 |  | Combustion Turbine | MIS_MNWI | Minnesota | Brown | 2 | 2009 | 9999 |  |  |  | 1.9821 | Default Emission Factor
Sleepy Eye | 2011_G_7 | 2011 | G | 7 |  | Combustion Turbine | MIS_MNWI | Minnesota | Brown | 2 | 2009 | 9999 |  |  |  | 1.9821 | Default Emission Factor
Sleepy Eye | 2011_G_IC4 | 2011 | G | IC4 |  | Combustion Turbine | MIS_MNWI | Minnesota | Brown | 1.8 | 1995 | 9999 |  |  |  | 1.9821 | Default Emission Factor
Sleepy Eye | 2011_G_NEW | 2011 | G | NEW |  | Combustion Turbine | MIS_MNWI | Minnesota | Brown | 1.8 | 2001 | 9999 |  |  |  | 1.9821 | Default Emission Factor
Springfield (MN) | 2012_G_5 | 2012 | G | 5 |  | Combustion Turbine | MIS_IA | Minnesota | Brown | 1.8 | 1994 | 9999 |  |  |  | 1.9821 | Default Emission Factor
Springfield (MN) | 2012_G_6 | 2012 | G | 6 |  | Combustion Turbine | MIS_IA | Minnesota | Brown | 1.8 | 1996 | 9999 |  |  |  | 1.9821 | Default Emission Factor
Springfield (MN) | 2012_G_7 | 2012 | G | 7 |  | Combustion Turbine | MIS_IA | Minnesota | Brown | 1.8 | 1998 | 9999 |  |  |  | 1.9821 | Default Emission Factor
Springfield (MN) | 2012_G_8 | 2012 | G | 8 |  | Combustion Turbine | MIS_IA | Minnesota | Brown | 1.8 | 1998 | 9999 |  |  |  | 1.9821 | Default Emission Factor
Springfield (MN) | 2012_G_9 | 2012 | G | 9 |  | Combustion Turbine | MIS_IA | Minnesota | Brown | 1.8 | 2001 | 9999 |  |  |  | 1.9821 | Default Emission Factor
Spring Valley | 2013_G_2 | 2013 | G | 2 |  | Combustion Turbine | MIS_MNWI | Minnesota | Fillmore | 1.1 | 1952 | 9999 |  |  |  | 1.1533 | Default Emission Factor
Spring Valley | 2013_G_3 | 2013 | G | 3 |  | Combustion Turbine | MIS_MNWI | Minnesota | Fillmore | 2 | 1960 | 9999 |  |  |  | 1.1533 | Default Emission Factor
Spring Valley | 2013_G_4 | 2013 | G | 4 |  | Combustion Turbine | MIS_MNWI | Minnesota | Fillmore | 2 | 2009 | 9999 |  |  |  | 1.9821 | Default Emission Factor
Spring Valley | 2013_G_5 | 2013 | G | 5 |  | Combustion Turbine | MIS_MNWI | Minnesota | Fillmore | 2 | 2009 | 9999 |  |  |  | 1.9821 | Default Emission Factor
Thief River Falls | 2014_G_IC1 | 2014 | G | IC1 |  | Combustion Turbine | MIS_MNWI | Minnesota | Pennington | 1.9 | 1956 | 9999 |  |  |  | 1.9821 | Default Emission Factor
Thief River Falls | 2014_G_IC2 | 2014 | G | IC2 |  | Combustion Turbine | MIS_MNWI | Minnesota | Pennington | 1 | 1952 | 9999 |  |  |  | 1.9821 | Default Emission Factor
Thief River Falls | 2014_G_IC3A | 2014 | G | IC3A |  | Combustion Turbine | MIS_MNWI | Minnesota | Pennington | 1.2 | 2001 | 9999 |  |  |  | 1.9821 | Default Emission Factor
Thief River Falls | 2014_G_IC4 | 2014 | G | IC4 |  | Combustion Turbine | MIS_MNWI | Minnesota | Pennington | 1.2 | 1948 | 9999 |  |  |  | 1.9821 | Default Emission Factor
Truman | 2015_G_3 | 2015 | G | 3 |  | Combustion Turbine | MIS_MNWI | Minnesota | Martin | 2 | 1975 | 9999 |  |  |  | 1.1533 | Default Emission Factor
Truman | 2015_G_6 | 2015 | G | 6 |  | Combustion Turbine | MIS_MNWI | Minnesota | Martin | 1.8 | 1997 | 9999 |  |  |  | 1.9821 | Default Emission Factor
Truman | 2015_G_7 | 2015 | G | 7 |  | Combustion Turbine | MIS_MNWI | Minnesota | Martin | 2.2 | 2005 | 9999 |  |  |  | 1.9821 | Default Emission Factor
Wells IC | 2020_G_1 | 2020 | G | 1 |  | Combustion Turbine | MIS_MNWI | Minnesota | Faribault | 1.3 | 1953 | 9999 |  |  |  | 1.1533 | Default Emission Factor
Wells IC | 2020_G_2 | 2020 | G | 2 |  | Combustion Turbine | MIS_MNWI | Minnesota | Faribault | 1.3 | 1957 | 9999 |  |  |  | 1.1533 | Default Emission Factor
Wells IC | 2020_G_4 | 2020 | G | 4 |  | Combustion Turbine | MIS_MNWI | Minnesota | Faribault | 2.1 | 1966 | 9999 |  |  |  | 1.1533 | Default Emission Factor
Wells IC | 2020_G_5 | 2020 | G | 5 |  | Combustion Turbine | MIS_MNWI | Minnesota | Faribault | 2.3 | 1975 | 9999 |  |  |  | 1.1533 | Default Emission Factor
Westbrook | 2021_G_5 | 2021 | G | 5 |  | Combustion Turbine | MIS_IA | Minnesota | Cottonwood | 2 | 2003 | 9999 |  |  |  | 1.9821 | Default Emission Factor
Windom | 2023_G_CAT2 | 2023 | G | CAT2 |  | Combustion Turbine | MIS_IA | Minnesota | Cottonwood | 1.7 | 2001 | 9999 |  |  |  | 1.9821 | Default Emission Factor
Windom | 2023_G_CAT3 | 2023 | G | CAT3 |  | Combustion Turbine | MIS_IA | Minnesota | Cottonwood | 1.7 | 2001 | 9999 |  |  |  | 1.9821 | Default Emission Factor
Windom | 2023_G_CAT4 | 2023 | G | CAT4 |  | Combustion Turbine | MIS_IA | Minnesota | Cottonwood | 1.7 | 2001 | 9999 |  |  |  | 1.9821 | Default Emission Factor
Windom | 2023_G_GT1 | 2023 | G | GT1 |  | Combustion Turbine | MIS_IA | Minnesota | Cottonwood | 2.5 | 1980 | 9999 |  |  |  | 0.02784 | Default Emission Factor
Worthington | 2024_G_1 | 2024 | G | 1 |  | Combustion Turbine | MIS_MNWI | Minnesota | Nobles | 2 | 2002 | 9999 | 2017 | 0.003422 | 8.7143 | 0.78538 | NEI 2019
Worthington | 2024_G_2 | 2024 | G | 2 |  | Combustion Turbine | MIS_MNWI | Minnesota | Nobles | 2 | 2002 | 9999 | 2017 | 0.003422 | 8.7143 | 0.78538 | NEI 2019
Worthington | 2024_G_3 | 2024 | G | 3 |  | Combustion Turbine | MIS_MNWI | Minnesota | Nobles | 2 | 2002 | 9999 | 2017 | 0.003422 | 8.7143 | 0.78538 | NEI 2019
Worthington | 2024_G_4 | 2024 | G | 4 |  | Combustion Turbine | MIS_MNWI | Minnesota | Nobles | 2 | 2002 | 9999 | 2017 | 0.003422 | 8.7143 | 0.78538 | NEI 2019
Worthington | 2024_G_5 | 2024 | G | 5 |  | Combustion Turbine | MIS_MNWI | Minnesota | Nobles | 2 | 2002 | 9999 | 2017 | 0.003422 | 8.7143 | 0.78538 | NEI 2019
Worthington | 2024_G_6 | 2024 | G | 6 |  | Combustion Turbine | MIS_MNWI | Minnesota | Nobles | 2 | 2002 | 9999 | 2017 | 0.003422 | 8.7143 | 0.78538 | NEI 2019
Worthington | 2024_G_7 | 2024 | G | 7 |  | Combustion Turbine | MIS_MNWI | Minnesota | Nobles | 2 | 2002 | 9999 | 2019 | 0.003422 | 81.8571 | 0.08361 | NEI 2019
Cambridge CT | 2038_G_GT1 | 2038 | G | GT1 | 90190 | Combustion Turbine | MIS_MNWI | Minnesota | Isanti | 23 | 1978 | 9999 | 2017 | 0.001163 | 2858.6456 | 0.00081 | NEI 2019
Cambridge CT | 2038_G_GT2 | 2038 | G | GT2 | 89651 | Combustion Turbine | MIS_MNWI | Minnesota | Isanti | 154.2 | 2007 | 9999 |  |  |  | 0.04322 | Default Emission Factor
Elk River | 2039_G_CT | 2039 | G | CT | 90432 | Combustion Turbine | MIS_MNWI | Minnesota | Sherburne | 196.5 | 2009 | 9999 | 2019 | 0.26095 | 16205 | 0.03221 | NEI 2019
Maple Lake | 2042_G_5A | 2042 | G | 5A | 90189 | Combustion Turbine | MIS_MNWI | Minnesota | Wright | 21.4 | 1978 | 9999 | 2017 | 0.0008509 | 260 | 0.00655 | NEI 2019
Chevron Oil | 2047_G_1 | 2047 | G | 1 |  | Combustion Turbine | S_SOU | Mississippi | Jackson | 15 | 1967 | 9999 | 2019 | 1.98 | 122738.5227 | 0.03226 | NEI 2019
Chevron Oil | 2047_G_2 | 2047 | G | 2 |  | Combustion Turbine | S_SOU | Mississippi | Jackson | 15 | 1967 | 9999 | 2017 | 1.53 | 120706.0227 | 0.02535 | NEI 2019
Chevron Oil | 2047_G_3 | 2047 | G | 3 |  | Combustion Turbine | S_SOU | Mississippi | Jackson | 16 | 1971 | 9999 | 2017 | 2.65 | 128753.0909 | 0.04116 | NEI 2019
Chevron Oil | 2047_G_4 | 2047 | G | 4 |  | Combustion Turbine | S_SOU | Mississippi | Jackson | 16 | 1971 | 9999 | 2019 | 2.21 | 130921.0909 | 0.03376 | NEI 2019
Chevron Oil | 2047_G_5 | 2047 | G | 5 | 1285 | Combustion Turbine | S_SOU | Mississippi | Jackson | 70 | 1994 | 9999 | 2019 | 6.5943 | 572779.7727 | 0.02303 | NEI 2019
Sweatt | 2048_G_A | 2048 | G | A | 90050 | Combustion Turbine | S_SOU | Mississippi | Lauderdale | 32 | 1971 | 9999 | 2019 | 0.04 | 6202 | 0.0129 | NEI 2019
Jack Watson | 2049_G_A | 2049 | G | A | 90051 | Combustion Turbine | S_SOU | Mississippi | Harrison | 33 | 1970 | 9999 | 2019 | 0.25 | 4179 | 0.11965 | NEI 2019
L L Wilkins | 2059_G_6 | 2059 | G | 6 |  | Combined Cycle | MIS_MS | Mississippi | Coahoma | 6.8 | 1996 | 9999 |  |  |  | 0.01609 | Default Emission Factor
L L Wilkins | 2059_G_7 | 2059 | G | 7 |  | Combined Cycle | MIS_MS | Mississippi | Coahoma | 7.5 | 1961 | 9999 |  |  |  | 0.01609 | Default Emission Factor
L L Wilkins | 2059_G_8 | 2059 | G | 8 |  | Combined Cycle | MIS_MS | Mississippi | Coahoma | 13.2 | 1965 | 9999 |  |  |  | 0.01609 | Default Emission Factor
L L Wilkins | 2059_G_9 | 2059 | G | 9 |  | Combined Cycle | MIS_MS | Mississippi | Coahoma | 22 | 1971 | 9999 |  |  |  | 0.01609 | Default Emission Factor
Yazoo | 2067_G_2 | 2067 | G | 2 |  | Combined Cycle | MIS_MS | Mississippi | Yazoo | 5.6 | 1945 | 9999 |  |  |  | 0.01609 | Default Emission Factor
Yazoo | 2067_G_3 | 2067 | G | 3 |  | Combined Cycle | MIS_MS | Mississippi | Yazoo | 13 | 1954 | 9999 |  |  |  | 0.01609 | Default Emission Factor
Yazoo | 2067_G_GT1 | 2067 | G | GT1 |  | Combined Cycle | MIS_MS | Mississippi | Yazoo | 14.7 | 1968 | 9999 |  |  |  | 0.01609 | Default Emission Factor
Moselle | 2070_G_1 | 2070 | G | 1 |  | Combined Cycle | MIS_MS | Mississippi | Jones | 59 | 1970 | 9999 |  |  |  | 0.01609 | Default Emission Factor
Moselle | 2070_G_2 | 2070 | G | 2 |  | Combined Cycle | MIS_MS | Mississippi | Jones | 59 | 1970 | 9999 |  |  |  | 0.01609 | Default Emission Factor
Moselle | 2070_G_4 | 2070 | G | 4 | 1303 | Combustion Turbine | MIS_MS | Mississippi | Jones | 75 | 1997 | 9999 | 2019 | 0.37593 | 29074.5 | 0.02586 | NEI 2019
Moselle | 2070_G_5 | 2070 | G | 5 | 1304 | Combustion Turbine | MIS_MS | Mississippi | Jones | 75 | 2006 | 9999 | 2019 | 0.35845 | 29074.5 | 0.02466 | NEI 2019
Moselle | 2070_G_GTG1 | 2070 | G | GTG1 | 90671 | Combined Cycle | MIS_MS | Mississippi | Jones | 75 | 2012 | 9999 |  |  |  | 0.01609 | Default Emission Factor
Moselle | 2070_G_GTG2 | 2070 | G | GTG2 | 90672 | Combined Cycle | MIS_MS | Mississippi | Jones | 75 | 2012 | 9999 |  |  |  | 0.01609 | Default Emission Factor
Hawthorn | 2079_G_6 | 2079 | G | 6 | 1319 | Combined Cycle | SPP_N | Missouri | Jackson | 124.1 | 1997 | 9999 |  |  |  | 0.0187 | NEI 2019
Hawthorn | 2079_G_7 | 2079 | G | 7 | 1317 | Combustion Turbine | SPP_N | Missouri | Jackson | 78.1 | 2000 | 9999 | 2019 | 0.3569 | 40847.4924 | 0.01748 | NEI 2019
Hawthorn | 2079_G_8 | 2079 | G | 8 | 1318 | Combustion Turbine | SPP_N | Missouri | Jackson | 79.1 | 2000 | 9999 | 2019 | 0.687 | 41370.5076 | 0.03321 | NEI 2019
Hawthorn | 2079_G_9 | 2079 | G | 9 | 1319 | Combined Cycle | SPP_N | Missouri | Jackson | 110.4 | 2000 | 9999 | 2019 | 0.9016 | 26852 | 0.0187 | NEI 2019
Northeast (MO) | 2081_G_11 | 2081 | G | 11 | 90053 | Combustion Turbine | SPP_N | Missouri | Jackson | 46.7 | 1972 | 9999 | 2019 | 0.0045 | 301.0609 | 0.02989 | NEI 2019
Northeast (MO) | 2081_G_12 | 2081 | G | 12 | 90054 | Combustion Turbine | SPP_N | Missouri | Jackson | 40.9 | 1972 | 9999 | 2019 | 0.0028 | 263.6701 | 0.02124 | NEI 2019
Northeast (MO) | 2081_G_15 | 2081 | G | 15 | 90057 | Combustion Turbine | SPP_N | Missouri | Jackson | 52.9 | 1976 | 2024 | 2019 | 0.0047 | 341.0305 | 0.02756 | NEI 2019
Northeast (MO) | 2081_G_16 | 2081 | G | 16 | 90058 | Combustion Turbine | SPP_N | Missouri | Jackson | 52.8 | 1976 | 2024 | 2019 | 0.0044 | 340.3858 | 0.02585 | NEI 2019
Northeast (MO) | 2081_G_17 | 2081 | G | 17 | 90059 | Combustion Turbine | SPP_N | Missouri | Jackson | 53.2 | 1977 | 2025 | 2019 | 0.0054 | 342.9645 | 0.03149 | NEI 2019
Northeast (MO) | 2081_G_18 | 2081 | G | 18 | 90060 | Combustion Turbine | SPP_N | Missouri | Jackson | 52.2 | 1977 | 2025 | 2019 | 0.0041 | 336.5178 | 0.02437 | NEI 2019
Northeast (MO) | 2081_G_19 | 2081 | G | 19 |  | Combustion Turbine | SPP_N | Missouri | Jackson | 2 | 1985 | 9999 |  |  |  | 1.9821 | Default Emission Factor
Fairgrounds | 2082_G_1 | 2082 | G | 1 | 90097 | Combustion Turbine | MIS_MO | Missouri | Cole | 54 | 1974 | 9999 |  |  |  | 0.02784 | Default Emission Factor
Ralph Green | 2092_G_3 | 2092 | G | 3 | 90004 | Combustion Turbine | SPP_N | Missouri | Cass | 70.9 | 1981 | 9999 | 2019 | 0.2178 | 8007 | 0.0544 | NEI 2019
Lake Road (MO) | 2098_G_6 | 2098 | G | 6 | 1327 | Combustion Turbine | SPP_N | Missouri | Buchanan | 20.9 | 1989 | 9999 |  |  |  | 0.02784 | Default Emission Factor
Lake Road (MO) | 2098_G_7 | 2098 | G | 7 |  | Combustion Turbine | SPP_N | Missouri | Buchanan | 21.1 | 1990 | 9999 | 2019 | 0.0014 | 2289.7257 | 0.00122 | NEI 2019
Meramec | 2104_G_GT2 | 2104 | G | GT2 | 89685 | Combustion Turbine | MIS_MO | Missouri | St Louis | 45 | 2000 | 9999 | 2019 | 0.0053 | 4035 | 0.00263 | NEI 2019
Butler Municipal Power Plant | 2115_G_5 | 2115 | G | 5 |  | Combustion Turbine | SPP_N | Missouri | Bates | 1 | 1959 | 9999 |  |  |  | 1.9821 | Default Emission Factor
Butler Municipal Power Plant | 2115_G_IC6 | 2115 | G | IC6 |  | Combustion Turbine | SPP_N | Missouri | Bates | 1.1 | 1965 | 9999 |  |  |  | 1.9821 | Default Emission Factor
Butler Municipal Power Plant | 2115_G_NG1 | 2115 | G | NG1 |  | Combustion Turbine | SPP_N | Missouri | Bates | 1.8 | 2000 | 9999 | 2017 | 0.0018 | 8.3918 | 0.42899 | NEI 2019
Butler Municipal Power Plant | 2115_G_NG2 | 2115 | G | NG2 |  | Combustion Turbine | SPP_N | Missouri | Bates | 1.8 | 2000 | 9999 | 2017 | 0.0018 | 8.3918 | 0.42899 | NEI 2019
Butler Municipal Power Plant | 2115_G_SG1 | 2115 | G | SG1 |  | Combustion Turbine | SPP_N | Missouri | Bates | 1.8 | 2000 | 9999 | 2017 | 0.0023 | 8.3918 | 0.54815 | NEI 2019
Butler Municipal Power Plant | 2115_G_SG2 | 2115 | G | SG2 |  | Combustion Turbine | SPP_N | Missouri | Bates | 1.8 | 2000 | 9999 | 2019 | 0.0023 | 12.4078 | 0.37074 | NEI 2019
Carrollton | 2120_G_10 | 2120 | G | 10 |  | Combustion Turbine | SPP_N | Missouri | Carroll | 6 | 1972 | 9999 |  |  |  | 1.1533 | Default Emission Factor
Carrollton | 2120_G_11 | 2120 | G | 11 |  | Combustion Turbine | SPP_N | Missouri | Carroll | 1.8 | 2001 | 9999 |  |  |  | 1.9821 | Default Emission Factor
Carrollton | 2120_G_3 | 2120 | G | 3 |  | Combustion Turbine | SPP_N | Missouri | Carroll | 1.8 | 1947 | 9999 |  |  |  | 1.1533 | Default Emission Factor
Carrollton | 2120_G_7 | 2120 | G | 7 |  | Combustion Turbine | SPP_N | Missouri | Carroll | 2.5 | 1959 | 9999 |  |  |  | 1.1533 | Default Emission Factor
Carrollton | 2120_G_8 | 2120 | G | 8 |  | Combustion Turbine | SPP_N | Missouri | Carroll | 3.7 | 1966 | 9999 |  |  |  | 1.1533 | Default Emission Factor
Carrollton | 2120_G_9 | 2120 | G | 9 |  | Combustion Turbine | SPP_N | Missouri | Carroll | 3.7 | 1970 | 9999 |  |  |  | 1.1533 | Default Emission Factor
Carthage | 2121_G_10 | 2121 | G | 10 |  | Combustion Turbine | SPP_WEST | Missouri | Jasper | 6 | 1965 | 9999 |  |  |  | 1.1533 | Default Emission Factor
Carthage | 2121_G_11 | 2121 | G | 11 |  | Combustion Turbine | SPP_WEST | Missouri | Jasper | 4 | 1970 | 9999 |  |  |  | 1.1533 | Default Emission Factor
Carthage | 2121_G_12 | 2121 | G | 12 |  | Combustion Turbine | SPP_WEST | Missouri | Jasper | 4 | 1971 | 9999 |  |  |  | 1.1533 | Default Emission Factor
Carthage | 2121_G_13 | 2121 | G | 13 |  | Combustion Turbine | SPP_WEST | Missouri | Jasper | 5.5 | 1976 | 9999 |  |  |  | 1.1533 | Default Emission Factor
Carthage | 2121_G_14 | 2121 | G | 14 |  | Combustion Turbine | SPP_WEST | Missouri | Jasper | 5.5 | 1976 | 9999 |  |  |  | 1.1533 | Default Emission Factor
Carthage | 2121_G_6 | 2121 | G | 6 |  | Combustion Turbine | SPP_WEST | Missouri | Jasper | 2 | 1946 | 9999 |  |  |  | 1.1533 | Default Emission Factor
Carthage | 2121_G_7 | 2121 | G | 7 |  | Combustion Turbine | SPP_WEST | Missouri | Jasper | 2.2 | 1949 | 9999 |  |  |  | 1.1533 | Default Emission Factor
Carthage | 2121_G_8 | 2121 | G | 8 |  | Combustion Turbine | SPP_WEST | Missouri | Jasper | 2.5 | 1952 | 9999 |  |  |  | 1.1533 | Default Emission Factor
Carthage | 2121_G_9 | 2121 | G | 9 |  | Combustion Turbine | SPP_WEST | Missouri | Jasper | 4 | 1957 | 9999 |  |  |  | 1.1533 | Default Emission Factor
Chillicothe | 2122_G_D1 | 2122 | G | D1 |  | Combustion Turbine | MIS_MO | Missouri | Livingston | 2 | 2003 | 9999 |  |  |  | 0.63077 | NEI 2019
Chillicothe | 2122_G_D2 | 2122 | G | D2 |  | Combustion Turbine | MIS_MO | Missouri | Livingston | 2 | 2003 | 9999 |  |  |  | 0.63077 | NEI 2019
Chillicothe | 2122_G_D3 | 2122 | G | D3 |  | Combustion Turbine | MIS_MO | Missouri | Livingston | 2 | 2003 | 9999 |  |  |  | 0.63077 | NEI 2019
Chillicothe | 2122_G_D4 | 2122 | G | D4 |  | Combustion Turbine | MIS_MO | Missouri | Livingston | 2 | 2003 | 9999 |  |  |  | 0.63077 | NEI 2019
Chillicothe | 2122_G_D5 | 2122 | G | D5 |  | Combustion Turbine | MIS_MO | Missouri | Livingston | 2 | 2003 | 9999 | 2019 | 0.0164 | 52 | 0.63077 | NEI 2019
Chillicothe | 2122_G_GT1 | 2122 | G | GT1 | 90005 | Combustion Turbine | MIS_MO | Missouri | Livingston | 40 | 1986 | 9999 |  |  |  | 0.04322 | Default Emission Factor
Chillicothe | 2122_G_GT2 | 2122 | G | GT2 | 90006 | Combustion Turbine | MIS_MO | Missouri | Livingston | 40 | 1986 | 9999 |  |  |  | 0.04322 | Default Emission Factor
Columbia (MO) | 2123_G_6 | 2123 | G | 6 |  | Combustion Turbine | MIS_MO | Missouri | Boone | 12.5 | 1963 | 9999 | 2019 | 0.0096 | 476 | 0.04034 | NEI 2019
Columbia (MO) | 2123_G_DAN1 | 2123 | G | DAN1 |  | Combustion Turbine | MIS_MO | Missouri | Boone | 2 | 2004 | 9999 |  |  |  | 1.9821 | Default Emission Factor
Columbia (MO) | 2123_G_LF1 | 2123 | G | LF1 |  | Landfill Gas | MIS_MO | Missouri | Boone | 1 | 2008 | 9999 |  |  |  | 1.5652 | Default Emission Factor
Columbia (MO) | 2123_G_LF2 | 2123 | G | LF2 |  | Landfill Gas | MIS_MO | Missouri | Boone | 1 | 2008 | 9999 |  |  |  | 1.5652 | Default Emission Factor
Columbia (MO) | 2123_G_LF3 | 2123 | G | LF3 |  | Landfill Gas | MIS_MO | Missouri | Boone | 1 | 2013 | 9999 |  |  |  | 1.5652 | Default Emission Factor
Columbia (MO) | 2123_G_SF1 | 2123 | G | SF1 |  | Combustion Turbine | MIS_MO | Missouri | Boone | 1 | 2008 | 9999 |  |  |  | 1.9821 | Default Emission Factor
Columbia (MO) | 2123_G_SF2 | 2123 | G | SF2 |  | Combustion Turbine | MIS_MO | Missouri | Boone | 1 | 2008 | 9999 |  |  |  | 1.9821 | Default Emission Factor
Columbia (MO) | 2123_G_SH1 | 2123 | G | SH1 |  | Combustion Turbine | MIS_MO | Missouri | Boone | 1.3 | 2002 | 9999 |  |  |  | 1.9821 | Default Emission Factor
Columbia (MO) | 2123_G_SH2 | 2123 | G | SH2 |  | Combustion Turbine | MIS_MO | Missouri | Boone | 1.3 | 2002 | 9999 |  |  |  | 1.9821 | Default Emission Factor
Columbia (MO) | 2123_G_WTP1 | 2123 | G | WTP1 |  | Combustion Turbine | MIS_MO | Missouri | Boone | 2 | 2004 | 9999 |  |  |  | 1.9821 | Default Emission Factor
Columbia (MO) | 2123_G_WTP2 | 2123 | G | WTP2 |  | Combustion Turbine | MIS_MO | Missouri | Boone | 2 | 2004 | 9999 |  |  |  | 1.9821 | Default Emission Factor
Fulton (MO) | 2126_G_GT4 | 2126 | G | GT4 |  | Combustion Turbine | MIS_MO | Missouri | Callaway | 15 | 1972 | 9999 |  |  |  | 0.04322 | Default Emission Factor
Fulton (MO) | 2126_G_IC1 | 2126 | G | IC1 |  | Combustion Turbine | MIS_MO | Missouri | Callaway | 4.1 | 1966 | 9999 |  |  |  | 1.1533 | Default Emission Factor
Fulton (MO) | 2126_G_IC3 | 2126 | G | IC3 |  | Combustion Turbine | MIS_MO | Missouri | Callaway | 6.2 | 1975 | 9999 |  |  |  | 1.1533 | Default Emission Factor
Gallatin (MO) | 2127_G_2A | 2127 | G | 2A |  | Combustion Turbine | S_D_AECI | Missouri | Daviess | 1 | 1993 | 9999 |  |  |  | 1.9821 | Default Emission Factor
Gallatin (MO) | 2127_G_3A | 2127 | G | 3A |  | Combustion Turbine | S_D_AECI | Missouri | Daviess | 1 | 1993 | 9999 |  |  |  | 1.9821 | Default Emission Factor
Gallatin (MO) | 2127_G_IC4 | 2127 | G | IC4 |  | Combustion Turbine | S_D_AECI | Missouri | Daviess | 2.5 | 1983 | 9999 |  |  |  | 1.9821 | Default Emission Factor
Gallatin (MO) | 2127_G_IC6 | 2127 | G | IC6 |  | Combustion Turbine | S_D_AECI | Missouri | Daviess | 2.5 | 1977 | 9999 |  |  |  | 1.9821 | Default Emission Factor
Higginsville | 2131_G_4 | 2131 | G | 4 | 88446 | Combustion Turbine | SPP_N | Missouri | Lafayette | 37.5 | 1996 | 9999 | 2019 | 0.0374 | 5184 | 0.01443 | NEI 2019
Higginsville | 2131_G_5 | 2131 | G | 5 |  | Combustion Turbine | SPP_N | Missouri | Lafayette | 1.2 | 2004 | 9999 | 2017 | 0.0029 | 4.4211 | 1.3119 | NEI 2019
Higginsville | 2131_G_6 | 2131 | G | 6 |  | Combustion Turbine | SPP_N | Missouri | Lafayette | 4.5 | 2004 | 9999 |  |  |  | 1.9821 | Default Emission Factor
Jackson Square | 2134_G_1 | 2134 | G | 1 |  | Combustion Turbine | SPP_N | Missouri | Jackson | 15 | 1969 | 9999 | 2019 | 0.003 | 435 | 0.01379 | NEI 2019
Jackson Square | 2134_G_2 | 2134 | G | 2 |  | Combustion Turbine | SPP_N | Missouri | Jackson | 15 | 1969 | 9999 | 2019 | 0.0017 | 435 | 0.00782 | NEI 2019
Station H | 2135_G_1 | 2135 | G | 1 |  | Combustion Turbine | SPP_N | Missouri | Jackson | 19 | 1972 | 9999 | 2019 | 0.3109 | 4561.4615 | 0.13632 | NEI 2019
Station I | 2136_G_1 | 2136 | G | 1 |  | Combustion Turbine | SPP_N | Missouri | Jackson | 19 | 1972 | 9999 | 2019 | 0.0028 | 623.5 | 0.00898 | NEI 2019
Station I | 2136_G_2 | 2136 | G | 2 |  | Combustion Turbine | SPP_N | Missouri | Jackson | 19 | 1972 | 9999 | 2019 | 0.0035 | 623.5 | 0.01123 | NEI 2019
Jackson (MO) | 2137_G_10 | 2137 | G | 10 |  | Combustion Turbine | MIS_MO | Missouri | Cape Girardeau | 2 | 2006 | 9999 |  |  |  | 1.9821 | Default Emission Factor
Jackson (MO) | 2137_G_11 | 2137 | G | 11 |  | Combustion Turbine | MIS_MO | Missouri | Cape Girardeau | 2 | 2006 | 9999 |  |  |  | 1.9821 | Default Emission Factor
Jackson (MO) | 2137_G_12 | 2137 | G | 12 |  | Combustion Turbine | MIS_MO | Missouri | Cape Girardeau | 2 | 2006 | 9999 |  |  |  | 1.9821 | Default Emission Factor
Jackson (MO) | 2137_G_3 | 2137 | G | 3 |  | Combustion Turbine | MIS_MO | Missouri | Cape Girardeau | 1 | 1963 | 9999 |  |  |  | 1.1533 | Default Emission Factor
Jackson (MO) | 2137_G_4 | 2137 | G | 4 |  | Combustion Turbine | MIS_MO | Missouri | Cape Girardeau | 1 | 1963 | 9999 |  |  |  | 1.1533 | Default Emission Factor
Jackson (MO) | 2137_G_5 | 2137 | G | 5 |  | Combustion Turbine | MIS_MO | Missouri | Cape Girardeau | 0.6 | 1936 | 9999 |  |  |  | 1.9821 | Default Emission Factor
Jackson (MO) | 2137_G_6 | 2137 | G | 6 |  | Combustion Turbine | MIS_MO | Missouri | Cape Girardeau | 1 | 1946 | 9999 |  |  |  | 1.9821 | Default Emission Factor
Jackson (MO) | 2137_G_7 | 2137 | G | 7 |  | Combustion Turbine | MIS_MO | Missouri | Cape Girardeau | 6.5 | 1973 | 9999 | 2017 | 0.0171 | 31.6008 | 1.0822 | NEI 2019
Jackson (MO) | 2137_G_8 | 2137 | G | 8 |  | Combustion Turbine | MIS_MO | Missouri | Cape Girardeau | 6.5 | 1973 | 9999 |  |  |  | 1.1533 | Default Emission Factor
Jackson (MO) | 2137_G_9 | 2137 | G | 9 |  | Combustion Turbine | MIS_MO | Missouri | Cape Girardeau | 2.7 | 1983 | 9999 |  |  |  | 1.1533 | Default Emission Factor
Kahoka | 2138_G_10 | 2138 | G | 10 |  | Combustion Turbine | MIS_MO | Missouri | Clark | 1.1 | 1999 | 9999 |  |  |  | 1.9821 | Default Emission Factor
Kahoka | 2138_G_11 | 2138 | G | 11 |  | Combustion Turbine | MIS_MO | Missouri | Clark | 1.1 | 1999 | 9999 |  |  |  | 1.9821 | Default Emission Factor
Kahoka | 2138_G_12 | 2138 | G | 12 |  | Combustion Turbine | MIS_MO | Missouri | Clark | 1.1 | 1999 | 9999 |  |  |  | 1.9821 | Default Emission Factor
Kahoka | 2138_G_3 | 2138 | G | 3 |  | Combustion Turbine | MIS_MO | Missouri | Clark | 0.2 | 1941 | 9999 |  |  |  | 1.9821 | Default Emission Factor
Kahoka | 2138_G_6 | 2138 | G | 6 |  | Combustion Turbine | MIS_MO | Missouri | Clark | 0.7 | 1952 | 9999 |  |  |  | 1.9821 | Default Emission Factor
Kahoka | 2138_G_7 | 2138 | G | 7 |  | Combustion Turbine | MIS_MO | Missouri | Clark | 0.7 | 1956 | 9999 |  |  |  | 1.1533 | Default Emission Factor
Kahoka | 2138_G_8 | 2138 | G | 8 |  | Combustion Turbine | MIS_MO | Missouri | Clark | 1.4 | 1969 | 9999 |  |  |  | 1.1533 | Default Emission Factor
Kahoka | 2138_G_9 | 2138 | G | 9 |  | Combustion Turbine | MIS_MO | Missouri | Clark | 0.8 | 1982 | 9999 |  |  |  | 1.1533 | Default Emission Factor
Kennett | 2139_G_10 | 2139 | G | 10 |  | Combustion Turbine | SPP_WEST | Missouri | Dunklin | 5.6 | 1971 | 9999 | 2019 | 0.0448 | 387.0355 | 0.2315 | NEI 2019
Kennett | 2139_G_11 | 2139 | G | 11 |  | Combustion Turbine | SPP_WEST | Missouri | Dunklin | 5.6 | 1975 | 9999 |  |  |  | 1.1533 | Default Emission Factor
Kennett | 2139_G_12 | 2139 | G | 12 |  | Combustion Turbine | SPP_WEST | Missouri | Dunklin | 5.7 | 2001 | 9999 | 2019 | 0.2429 | 393.9468 | 1.2332 | NEI 2019
Kennett | 2139_G_13 | 2139 | G | 13 |  | Combustion Turbine | SPP_WEST | Missouri | Dunklin | 5.7 | 2001 | 9999 | 2019 | 0.3002 | 393.9468 | 1.5241 | NEI 2019
Kennett | 2139_G_9 | 2139 | G | 9 |  | Combustion Turbine | SPP_WEST | Missouri | Dunklin | 5.6 | 1965 | 9999 |  |  |  | 1.1533 | Default Emission Factor
La Plata | 2140_G_1 | 2140 | G | 1 |  | Combustion Turbine | S_D_AECI | Missouri | Macon | 1.7 | 2013 | 9999 |  |  |  | 1.9821 | Default Emission Factor
La Plata | 2140_G_2 | 2140 | G | 2 |  | Combustion Turbine | S_D_AECI | Missouri | Macon | 1.7 | 2013 | 9999 |  |  |  | 1.9821 | Default Emission Factor
Macon | 2141_G_4 | 2141 | G | 4 |  | Combustion Turbine | S_D_AECI | Missouri | Macon | 0.7 | 1985 | 9999 |  |  |  | 1.9821 | Default Emission Factor
Malden | 2142_G_2A | 2142 | G | 2A |  | Combustion Turbine | SPP_WEST | Missouri | Dunklin | 1.8 | 1996 | 9999 |  |  |  | 1.9821 | Default Emission Factor
Malden | 2142_G_3A | 2142 | G | 3A |  | Combustion Turbine | SPP_WEST | Missouri | Dunklin | 1.8 | 1996 | 9999 |  |  |  | 1.9821 | Default Emission Factor
Malden | 2142_G_4A | 2142 | G | 4A |  | Combustion Turbine | SPP_WEST | Missouri | Dunklin | 1.8 | 1996 | 9999 |  |  |  | 1.9821 | Default Emission Factor
Malden | 2142_G_5 | 2142 | G | 5 |  | Combustion Turbine | SPP_WEST | Missouri | Dunklin | 1.2 | 1957 | 9999 |  |  |  | 1.1533 | Default Emission Factor
Malden | 2142_G_6 | 2142 | G | 6 |  | Combustion Turbine | SPP_WEST | Missouri | Dunklin | 1.8 | 1963 | 9999 |  |  |  | 1.9821 | Default Emission Factor
Malden | 2142_G_7 | 2142 | G | 7 |  | Combustion Turbine | SPP_WEST | Missouri | Dunklin | 2.5 | 1973 | 9999 |  |  |  | 1.9821 | Default Emission Factor
Malden | 2142_G_8 | 2142 | G | 8 |  | Combustion Turbine | SPP_WEST | Missouri | Dunklin | 3.8 | 1973 | 9999 | 2019 | 0.0957 | 20.6803 | 9.2552 | NEI 2019
Marshall (MO) | 2144_G_10 | 2144 | G | 10 |  | Combustion Turbine | SPP_N | Missouri | Saline | 6.3 | 1990 | 9999 | 2019 | 0.1385 | 137.5294 | 2.0141 | NEI 2019
Marshall (MO) | 2144_G_11 | 2144 | G | 11 |  | Combustion Turbine | SPP_N | Missouri | Saline | 6.3 | 1994 | 9999 | 2019 | 0.1484 | 137.5294 | 2.1581 | NEI 2019
Marshall (MO) | 2144_G_7 | 2144 | G | 7 |  | Combustion Turbine | SPP_N | Missouri | Saline | 0.9 | 1988 | 9999 | 2019 | 0.0042 | 19.6471 | 0.42755 | NEI 2019
Marshall (MO) | 2144_G_8 | 2144 | G | 8 |  | Combustion Turbine | SPP_N | Missouri | Saline | 0.9 | 1988 | 9999 | 2019 | 0.0046 | 19.6471 | 0.46826 | NEI 2019
Marshall (MO) | 2144_G_9 | 2144 | G | 9 |  | Combustion Turbine | SPP_N | Missouri | Saline | 0.9 | 1988 | 9999 | 2019 | 0.0043 | 19.6471 | 0.43773 | NEI 2019
Marshall (MO) | 2144_G_GT1 | 2144 | G | GT1 |  | Combustion Turbine | SPP_N | Missouri | Saline | 14 | 1972 | 9999 | 2019 | 0.0944 | 6076 | 0.03107 | NEI 2019
Memphis | 2145_G_1 | 2145 | G | 1 |  | Combustion Turbine | S_D_AECI | Missouri | Scotland | 0.6 | 1972 | 9999 |  |  |  | 1.1533 | Default Emission Factor
Memphis | 2145_G_10 | 2145 | G | 10 |  | Combustion Turbine | S_D_AECI | Missouri | Scotland | 1 | 1989 | 9999 |  |  |  | 1.9821 | Default Emission Factor
Memphis | 2145_G_11 | 2145 | G | 11 |  | Combustion Turbine | S_D_AECI | Missouri | Scotland | 1 | 1989 | 9999 |  |  |  | 1.9821 | Default Emission Factor
Memphis | 2145_G_12 | 2145 | G | 12 |  | Combustion Turbine | S_D_AECI | Missouri | Scotland | 0.4 | 1989 | 9999 |  |  |  | 1.9821 | Default Emission Factor
Memphis | 2145_G_13 | 2145 | G | 13 |  | Combustion Turbine | S_D_AECI | Missouri | Scotland | 1 | 1990 | 9999 |  |  |  | 1.9821 | Default Emission Factor
Memphis | 2145_G_3 | 2145 | G | 3 |  | Combustion Turbine | S_D_AECI | Missouri | Scotland | 0.2 | 1945 | 9999 |  |  |  | 1.9821 | Default Emission Factor
Memphis | 2145_G_6 | 2145 | G | 6 |  | Combustion Turbine | S_D_AECI | Missouri | Scotland | 0.9 | 1957 | 9999 |  |  |  | 1.9821 | Default Emission Factor
Memphis | 2145_G_7 | 2145 | G | 7 |  | Combustion Turbine | S_D_AECI | Missouri | Scotland | 1.1 | 1960 | 9999 |  |  |  | 1.9821 | Default Emission Factor
Memphis | 2145_G_8 | 2145 | G | 8 |  | Combustion Turbine | S_D_AECI | Missouri | Scotland | 1.3 | 1966 | 9999 |  |  |  | 1.1533 | Default Emission Factor
Memphis | 2145_G_9 | 2145 | G | 9 |  | Combustion Turbine | S_D_AECI | Missouri | Scotland | 1.3 | 1972 | 9999 |  |  |  | 1.1533 | Default Emission Factor
James River Power Station | 2161_G_GT1 | 2161 | G | GT1 | 89860 | Combustion Turbine | SPP_N | Missouri | Greene | 75 | 1989 | 9999 | 2019 | 0.4266 | 64652.4213 | 0.0132 | NEI 2019
James River Power Station | 2161_G_GT2 | 2161 | G | GT2 | 1350 | Combustion Turbine | SPP_N | Missouri | Greene | 80 | 1992 | 9999 | 2019 | 2.276 | 68962.5827 | 0.06601 | NEI 2019
Unionville City of | 2164_G_1 | 2164 | G | 1 |  | Combustion Turbine | S_D_AECI | Missouri | Putnam | 0.6 | 1970 | 9999 |  |  |  | 1.9821 | Default Emission Factor
Unionville City of | 2164_G_2 | 2164 | G | 2 |  | Combustion Turbine | S_D_AECI | Missouri | Putnam | 1.7 | 1975 | 9999 |  |  |  | 1.1533 | Default Emission Factor
Unionville City of | 2164_G_3 | 2164 | G | 3 |  | Combustion Turbine | S_D_AECI | Missouri | Putnam | 0.2 | 1935 | 9999 |  |  |  | 1.9821 | Default Emission Factor
Unionville City of | 2164_G_4 | 2164 | G | 4 |  | Combustion Turbine | S_D_AECI | Missouri | Putnam | 0.9 | 1970 | 9999 |  |  |  | 1.9821 | Default Emission Factor
Unionville City of | 2164_G_5 | 2164 | G | 5 |  | Combustion Turbine | S_D_AECI | Missouri | Putnam | 0.3 | 1955 | 9999 |  |  |  | 1.9821 | Default Emission Factor
Unionville City of | 2164_G_6 | 2164 | G | 6 |  | Combustion Turbine | S_D_AECI | Missouri | Putnam | 0.3 | 1955 | 9999 |  |  |  | 1.9821 | Default Emission Factor
Unionville City of | 2164_G_7 | 2164 | G | 7 |  | Combustion Turbine | S_D_AECI | Missouri | Putnam | 0.9 | 1962 | 9999 |  |  |  | 1.9821 | Default Emission Factor
Unionville City of | 2164_G_8 | 2164 | G | 8 |  | Combustion Turbine | S_D_AECI | Missouri | Putnam | 1.1 | 1967 | 9999 |  |  |  | 1.1533 | Default Emission Factor
Unionville City of | 2164_G_9 | 2164 | G | 9 |  | Combustion Turbine | S_D_AECI | Missouri | Putnam | 2 | 1994 | 9999 |  |  |  | 1.9821 | Default Emission Factor
Glendive GT | 2176_G_GT1 | 2176 | G | GT1 |  | Combustion Turbine | MIS_MAPP | Montana | Dawson | 34.8 | 1979 | 9999 | 2019 | 0.0483 | 686.7076 | 0.14067 | NEI 2019
Glendive GT | 2176_G_GT-2 | 2176 | G | GT-2 | 1363 | Combustion Turbine | MIS_MAPP | Montana | Dawson | 40.1 | 2003 | 9999 | 2019 | 0.1319 | 791.2924 | 0.33338 | NEI 2019
Miles City GT | 2177_G_1 | 2177 | G | 1 |  | Combustion Turbine | MIS_MAPP | Montana | Custer | 23.6 | 1972 | 9999 | 2019 | 0.0355 | 236 | 0.30085 | NEI 2019
Old Faithful | 2196_G_1 | 2196 | G | 1 |  | Combustion Turbine | WECC_WY | Wyoming | Teton | 1 | 1979 | 9999 |  |  |  | 1.9821 | Default Emission Factor
Old Faithful | 2196_G_2 | 2196 | G | 2 |  | Combustion Turbine | WECC_WY | Wyoming | Teton | 1 | 1979 | 9999 |  |  |  | 1.9821 | Default Emission Factor
Ansley | 2214_G_2 | 2214 | G | 2 |  | Combustion Turbine | SPP_NEBR | Nebraska | Custer | 0.8 | 1976 | 2024 | 2019 | 0.0058324 | 7.3846 | 1.5796 | NEI 2019
Ansley | 2214_G_3 | 2214 | G | 3 |  | Combustion Turbine | SPP_NEBR | Nebraska | Custer | 0.5 | 1969 | 9999 | 2019 | 0.0094201 | 4.6154 | 4.082 | NEI 2019
Auburn | 2215_G_1 | 2215 | G | 1 |  | Combustion Turbine | SPP_NEBR | Nebraska | Nemaha | 2.2 | 1982 | 9999 | 2019 | 0.0046906 | 20.1143 | 0.4664 | NEI 2019
Auburn | 2215_G_2 | 2215 | G | 2 |  | Combustion Turbine | SPP_NEBR | Nebraska | Nemaha | 0.9 | 1949 | 9999 | 2019 | 0.0013279 | 8.2286 | 0.32276 | NEI 2019
Auburn | 2215_G_4A | 2215 | G | 4A |  | Combustion Turbine | SPP_NEBR | Nebraska | Nemaha | 3.7 | 1993 | 9999 | 2019 | 0.015843 | 33.8286 | 0.93664 | NEI 2019
Auburn | 2215_G_5 | 2215 | G | 5 |  | Combustion Turbine | SPP_NEBR | Nebraska | Nemaha | 3 | 1973 | 9999 | 2019 | 0.010179 | 27.4286 | 0.74218 | NEI 2019
Auburn | 2215_G_6 | 2215 | G | 6 |  | Combustion Turbine | SPP_NEBR | Nebraska | Nemaha | 2.5 | 1967 | 9999 | 2019 | 0.006107 | 22.8571 | 0.53436 | NEI 2019
Auburn | 2215_G_7 | 2215 | G | 7 |  | Combustion Turbine | SPP_NEBR | Nebraska | Nemaha | 5.2 | 1987 | 9999 | 2019 | 0.10373 | 47.5429 | 4.3636 | NEI 2019
Arnold | 2216_G_1 | 2216 | G | 1 |  | Combustion Turbine | SPP_NEBR | Nebraska | Custer | 0.5 | 1960 | 9999 |  |  |  | 1.9821 | Default Emission Factor
Arnold | 2216_G_3 | 2216 | G | 3 |  | Combustion Turbine | SPP_NEBR | Nebraska | Custer | 0.2 | 1942 | 9999 |  |  |  | 1.9821 | Default Emission Factor
Arnold | 2216_G_4 | 2216 | G | 4 |  | Combustion Turbine | SPP_NEBR | Nebraska | Custer | 0.2 | 1946 | 9999 |  |  |  | 1.9821 | Default Emission Factor
Beaver City | 2217_G_1 | 2217 | G | 1 |  | Combustion Turbine | SPP_NEBR | Nebraska | Furnas | 0.4 | 1957 | 9999 |  |  |  | 1.9821 | Default Emission Factor
Beaver City | 2217_G_2 | 2217 | G | 2 |  | Combustion Turbine | SPP_NEBR | Nebraska | Furnas | 0.3 | 1963 | 9999 |  |  |  | 1.1533 | Default Emission Factor
Beaver City | 2217_G_3 | 2217 | G | 3 |  | Combustion Turbine | SPP_NEBR | Nebraska | Furnas | 0.2 | 1947 | 9999 |  |  |  | 1.9821 | Default Emission Factor
Beaver City | 2217_G_4 | 2217 | G | 4 |  | Combustion Turbine | SPP_NEBR | Nebraska | Furnas | 0.8 | 1967 | 9999 |  |  |  | 1.1533 | Default Emission Factor
Broken Bow | 2221_G_1 | 2221 | G | 1 |  | Combustion Turbine | SPP_NEBR | Nebraska | Custer | 0.5 | 1936 | 9999 |  |  |  | 1.9821 | Default Emission Factor
Broken Bow | 2221_G_2 | 2221 | G | 2 |  | Combustion Turbine | SPP_NEBR | Nebraska | Custer | 3.5 | 1970 | 9999 | 2019 | 0.024596 | 23.3333 | 2.1082 | NEI 2019
Broken Bow | 2221_G_3 | 2221 | G | 3 |  | Combustion Turbine | SPP_NEBR | Nebraska | Custer | 0.7 | 1945 | 9999 |  |  |  | 1.9821 | Default Emission Factor
Broken Bow | 2221_G_4 | 2221 | G | 4 |  | Combustion Turbine | SPP_NEBR | Nebraska | Custer | 0.7 | 1951 | 9999 | 2019 | 0.0061334 | 4.6667 | 2.6286 | NEI 2019
Broken Bow | 2221_G_5 | 2221 | G | 5 |  | Combustion Turbine | SPP_NEBR | Nebraska | Custer | 1 | 1951 | 9999 | 2019 | 0.0076118 | 6.6667 | 2.2835 | NEI 2019
Broken Bow | 2221_G_6 | 2221 | G | 6 |  | Combustion Turbine | SPP_NEBR | Nebraska | Custer | 2 | 1961 | 9999 | 2019 | 0.012188 | 13.3333 | 1.8281 | NEI 2019
Burwell | 2222_G_1 | 2222 | G | 1 |  | Combustion Turbine | SPP_NEBR | Nebraska | Garfield | 1.4 | 1972 | 9999 | 2017 | 0.0067199 | 7.5122 | 1.7891 | NEI 2019
Burwell | 2222_G_2 | 2222 | G | 2 |  | Combustion Turbine | SPP_NEBR | Nebraska | Garfield | 1.1 | 1968 | 9999 | 2019 | 0.0044388 | 6.9756 | 1.2727 | NEI 2019
Burwell | 2222_G_3 | 2222 | G | 3 |  | Combustion Turbine | SPP_NEBR | Nebraska | Garfield | 0.9 | 1960 | 9999 | 2019 | 0.0025893 | 5.7073 | 0.90736 | NEI 2019
Burwell | 2222_G_4 | 2222 | G | 4 |  | Combustion Turbine | SPP_NEBR | Nebraska | Garfield | 0.7 | 1955 | 9999 | 2019 | 0.0006165 | 4.439 | 0.27776 | NEI 2019
Cambridge | 2223_G_CAT1 | 2223 | G | CAT1 |  | Combustion Turbine | SPP_NEBR | Nebraska | Furnas | 2 | 2005 | 9999 |  |  |  | 1.9821 | Default Emission Factor
Cambridge | 2223_G_CAT2 | 2223 | G | CAT2 |  | Combustion Turbine | SPP_NEBR | Nebraska | Furnas | 2 | 2005 | 9999 |  |  |  | 1.9821 | Default Emission Factor
Campbell Village | 2225_G_IC4 | 2225 | G | IC4 |  | Combustion Turbine | SPP_NEBR | Nebraska | Franklin | 1 | 1983 | 9999 |  |  |  | 1.9821 | Default Emission Factor
Chappell | 2230_G_5 | 2230 | G | 5 |  | Combustion Turbine | SPP_NEBR | Nebraska | Deuel | 1 | 1982 | 9999 |  |  |  | 1.9821 | Default Emission Factor
Curtis | 2232_G_2 | 2232 | G | 2 |  | Combustion Turbine | SPP_NEBR | Nebraska | Frontier | 0.8 | 1955 | 9999 | 2019 | 0.017648 | 10.1333 | 3.4832 | NEI 2019
Curtis | 2232_G_3 | 2232 | G | 3 |  | Combustion Turbine | SPP_NEBR | Nebraska | Frontier | 1 | 1969 | 9999 | 2019 | 0.0092935 | 12.6667 | 1.4674 | NEI 2019
David City | 2233_G_1 | 2233 | G | 1 |  | Combustion Turbine | SPP_NEBR | Nebraska | Butler | 1.3 | 1960 | 9999 |  |  |  | 1.1533 | Default Emission Factor
David City | 2233_G_2 | 2233 | G | 2 |  | Combustion Turbine | SPP_NEBR | Nebraska | Butler | 0.8 | 1949 | 9999 |  |  |  | 1.9821 | Default Emission Factor
David City | 2233_G_3 | 2233 | G | 3 |  | Combustion Turbine | SPP_NEBR | Nebraska | Butler | 0.9 | 1955 | 9999 |  |  |  | 1.1533 | Default Emission Factor
David City | 2233_G_4 | 2233 | G | 4 |  | Combustion Turbine | SPP_NEBR | Nebraska | Butler | 1.8 | 1966 | 9999 |  |  |  | 1.1533 | Default Emission Factor
David City | 2233_G_5 | 2233 | G | 5 |  | Combustion Turbine | SPP_NEBR | Nebraska | Butler | 1.3 | 1996 | 9999 | 2019 | 0.001472 | 3.2874 | 0.89552 | NEI 2019
David City | 2233_G_6 | 2233 | G | 6 |  | Combustion Turbine | SPP_NEBR | Nebraska | Butler | 1.3 | 1996 | 9999 |  |  |  | 1.9821 | Default Emission Factor
David City | 2233_G_7 | 2233 | G | 7 |  | Combustion Turbine | SPP_NEBR | Nebraska | Butler | 1.3 | 1996 | 9999 |  |  |  | 1.9821 | Default Emission Factor
Deshler | 2234_G_4 | 2234 | G | 4 |  | Combustion Turbine | SPP_NEBR | Nebraska | Thayer | 0.6 | 1956 | 9999 |  |  |  | 1.9821 | Default Emission Factor
Deshler | 2234_G_5 | 2234 | G | 5 |  | Combustion Turbine | SPP_NEBR | Nebraska | Thayer | 1.1 | 1999 | 9999 |  |  |  | 1.9821 | Default Emission Factor
Emerson | 2235_G_2 | 2235 | G | 2 |  | Combustion Turbine | SPP_NEBR | Nebraska | Dixon | 1.1 | 1968 | 9999 | 2017 | 0.01 | 5.5 | 3.6364 | NEI 2019
Emerson | 2235_G_3 | 2235 | G | 3 |  | Combustion Turbine | SPP_NEBR | Nebraska | Dixon | 0.1 | 1947 | 9999 |  |  |  | 1.9821 | Default Emission Factor
Emerson | 2235_G_4 | 2235 | G | 4 |  | Combustion Turbine | SPP_NEBR | Nebraska | Dixon | 0.4 | 1960 | 9999 |  |  |  | 1.1533 | Default Emission Factor
Falls City | 2237_G_1 | 2237 | G | 1 |  | Combustion Turbine | SPP_NEBR | Nebraska | Richardson | 0.6 | 1930 | 9999 |  |  |  | 1.9821 | Default Emission Factor
Falls City | 2237_G_2 | 2237 | G | 2 |  | Combustion Turbine | SPP_NEBR | Nebraska | Richardson | 0.9 | 1937 | 9999 |  |  |  | 1.9821 | Default Emission Factor
Falls City | 2237_G_3 | 2237 | G | 3 |  | Combustion Turbine | SPP_NEBR | Nebraska | Richardson | 2.3 | 1965 | 9999 |  |  |  | 1.1533 | Default Emission Factor
Falls City | 2237_G_4 | 2237 | G | 4 |  | Combustion Turbine | SPP_NEBR | Nebraska | Richardson | 0.8 | 1946 | 9999 |  |  |  | 1.1533 | Default Emission Factor
Falls City | 2237_G_5 | 2237 | G | 5 |  | Combustion Turbine | SPP_NEBR | Nebraska | Richardson | 1.4 | 1950 | 9999 | 2019 | 0.0065025 | 7.8151 | 1.6641 | NEI 2019
Falls City | 2237_G_6 | 2237 | G | 6 |  | Combustion Turbine | SPP_NEBR | Nebraska | Richardson | 2 | 1958 | 9999 | 2019 | 0.030799 | 11.1644 | 5.5173 | NEI 2019
Falls City | 2237_G_7 | 2237 | G | 7 |  | Combustion Turbine | SPP_NEBR | Nebraska | Richardson | 5.9 | 1972 | 9999 |  |  |  | 1.1533 | Default Emission Factor
Falls City | 2237_G_8 | 2237 | G | 8 |  | Combustion Turbine | SPP_NEBR | Nebraska | Richardson | 6 | 1982 | 9999 |  |  |  | 1.1533 | Default Emission Factor
Falls City | 2237_G_9 | 2237 | G | 9 |  | Combustion Turbine | SPP_NEBR | Nebraska | Richardson | 9.3 | 2018 | 9999 |  |  |  | 1.1533 | Default Emission Factor
Franklin (NE) | 2238_G_1 | 2238 | G | 1 |  | Combustion Turbine | SPP_NEBR | Nebraska | Franklin | 0.6 | 1963 | 9999 |  |  |  | 1.1533 | Default Emission Factor
Franklin (NE) | 2238_G_2 | 2238 | G | 2 |  | Combustion Turbine | SPP_NEBR | Nebraska | Franklin | 1.3 | 1974 | 9999 |  |  |  | 1.1533 | Default Emission Factor
Franklin (NE) | 2238_G_3 | 2238 | G | 3 |  | Combustion Turbine | SPP_NEBR | Nebraska | Franklin | 1.1 | 1969 | 9999 |  |  |  | 1.1533 | Default Emission Factor
Franklin (NE) | 2238_G_4 | 2238 | G | 4 |  | Combustion Turbine | SPP_NEBR | Nebraska | Franklin | 0.9 | 1955 | 9999 |  |  |  | 1.1533 | Default Emission Factor
Lon Wright | 2240_G_5OT | 2240 | G | 5OT | 9176 | Combustion Turbine | SPP_NEBR | Nebraska | Dodge | 38 | 2003 | 9999 | 2019 | 0.056033 | 3824 | 0.02931 | NEI 2019
C W Burdick | 2241_G_GT1 | 2241 | G | GT1 |  | Combustion Turbine | SPP_NEBR | Nebraska | Hall | 13.6 | 1968 | 9999 | 2019 | 0.002268 | 1177.1667 | 0.00385 | NEI 2019
C W Burdick | 2241_G_GT2 | 2241 | G | GT2 | 88133 | Combustion Turbine | SPP_NEBR | Nebraska | Hall | 34 | 2003 | 9999 |  |  |  | 0.04322 | Default Emission Factor
C W Burdick | 2241_G_GT3 | 2241 | G | GT3 | 88134 | Combustion Turbine | SPP_NEBR | Nebraska | Hall | 34 | 2003 | 9999 |  |  |  | 0.04322 | Default Emission Factor
Don Henry | 2243_G_1 | 2243 | G | 1 |  | Combustion Turbine | SPP_NEBR | Nebraska | Adams | 18 | 1972 | 9999 |  |  |  | 0.04322 | Default Emission Factor
Kimball | 2248_G_1 | 2248 | G | 1 |  | Combustion Turbine | WECC_WY | Nebraska | Kimball | 0.7 | 1956 | 9999 | 2019 | 0.0070099 | 4.5132 | 3.1064 | NEI 2019
Kimball | 2248_G_2 | 2248 | G | 2 |  | Combustion Turbine | WECC_WY | Nebraska | Kimball | 0.7 | 1955 | 9999 | 2019 | 0.0055051 | 4.5132 | 2.4396 | NEI 2019
Kimball | 2248_G_3 | 2248 | G | 3 |  | Combustion Turbine | WECC_WY | Nebraska | Kimball | 1 | 1959 | 9999 | 2017 | 0.0065228 | 6.8421 | 1.9067 | NEI 2019
Kimball | 2248_G_4 | 2248 | G | 4 |  | Combustion Turbine | WECC_WY | Nebraska | Kimball | 1 | 1960 | 9999 | 2019 | 0.0046556 | 6.4474 | 1.4442 | NEI 2019
Kimball | 2248_G_5 | 2248 | G | 5 |  | Combustion Turbine | WECC_WY | Nebraska | Kimball | 0.6 | 1944 | 9999 | 2019 | 0.0043725 | 3.8684 | 2.2606 | NEI 2019
Kimball | 2248_G_6 | 2248 | G | 6 |  | Combustion Turbine | WECC_WY | Nebraska | Kimball | 3.6 | 1974 | 9999 | 2019 | 0.020445 | 23.2105 | 1.7617 | NEI 2019
Laurel | 2249_G_1 | 2249 | G | 1 |  | Combustion Turbine | SPP_NEBR | Nebraska | Cedar | 1.1 | 1974 | 9999 | 2019 | 0.0026552 | 2.2759 | 2.3333 | NEI 2019
Laurel | 2249_G_2 | 2249 | G | 2 |  | Combustion Turbine | SPP_NEBR | Nebraska | Cedar | 0.7 | 1970 | 9999 |  |  |  | 1.1533 | Default Emission Factor
Laurel | 2249_G_7 | 2249 | G | 7 |  | Combustion Turbine | SPP_NEBR | Nebraska | Cedar | 1.1 | 1992 | 9999 |  |  |  | 1.1533 | Default Emission Factor
J Street | 2250_G_1 | 2250 | G | 1 | 90730 | Combustion Turbine | SPP_NEBR | Nebraska | Lancaster | 29 | 1972 | 9999 |  |  |  | 0.04322 | Default Emission Factor
Lyons | 2253_G_2 | 2253 | G | 2 |  | Combustion Turbine | SPP_NEBR | Nebraska | Burt | 0.2 | 1953 | 9999 |  |  |  | 1.9821 | Default Emission Factor
Lyons | 2253_G_3 | 2253 | G | 3 |  | Combustion Turbine | SPP_NEBR | Nebraska | Burt | 0.3 | 1960 | 9999 |  |  |  | 1.9821 | Default Emission Factor
Lyons | 2253_G_4A | 2253 | G | 4A |  | Combustion Turbine | SPP_NEBR | Nebraska | Burt | 0.6 | 1967 | 9999 | 2017 | 0.01 | 2.6727 | 7.483 | NEI 2019
Nebraska City # 1 | 2255_G_10 | 2255 | G | 10 |  | Combustion Turbine | SPP_NEBR | Nebraska | Otoe | 5.8 | 1979 | 9999 |  |  |  | 1.1533 | Default Emission Factor
Nebraska City # 1 | 2255_G_2 | 2255 | G | 2 |  | Combustion Turbine | SPP_NEBR | Nebraska | Otoe | 1 | 1953 | 9999 |  |  |  | 1.9821 | Default Emission Factor
Nebraska City # 1 | 2255_G_3 | 2255 | G | 3 |  | Combustion Turbine | SPP_NEBR | Nebraska | Otoe | 2 | 1955 | 9999 |  |  |  | 1.1533 | Default Emission Factor
Nebraska City # 1 | 2255_G_4 | 2255 | G | 4 |  | Combustion Turbine | SPP_NEBR | Nebraska | Otoe | 2.7 | 1957 | 9999 |  |  |  | 1.1533 | Default Emission Factor
Nebraska City # 1 | 2255_G_5 | 2255 | G | 5 |  | Combustion Turbine | SPP_NEBR | Nebraska | Otoe | 1.7 | 1964 | 9999 |  |  |  | 1.1533 | Default Emission Factor
Nebraska City # 1 | 2255_G_8 | 2255 | G | 8 |  | Combustion Turbine | SPP_NEBR | Nebraska | Otoe | 3.6 | 1971 | 9999 |  |  |  | 1.1533 | Default Emission Factor
Nebraska City # 1 | 2255_G_9 | 2255 | G | 9 |  | Combustion Turbine | SPP_NEBR | Nebraska | Otoe | 5.8 | 1974 | 9999 |  |  |  | 1.1533 | Default Emission Factor
Syracuse # 2 | 2256_G_6 | 2256 | G | 6 |  | Combustion Turbine | SPP_NEBR | Nebraska | Otoe | 1.6 | 1969 | 9999 |  |  |  | 1.1533 | Default Emission Factor
Syracuse # 2 | 2256_G_7 | 2256 | G | 7 |  | Combustion Turbine | SPP_NEBR | Nebraska | Otoe | 1.6 | 1970 | 9999 |  |  |  | 1.1533 | Default Emission Factor
Sarpy County | 2292_G_1 | 2292 | G | 1 | 90742 | Combustion Turbine | SPP_NEBR | Nebraska | Sarpy | 55.3 | 1972 | 9999 | 2019 | 0.044123 | 16209.6269 | 0.00544 | NEI 2019
Sarpy County | 2292_G_2 | 2292 | G | 2 | 90743 | Combustion Turbine | SPP_NEBR | Nebraska | Sarpy | 56.4 | 1972 | 9999 | 2019 | 0.30851 | 16532.0607 | 0.03732 | NEI 2019
Sarpy County | 2292_G_3 | 2292 | G | 3 | 1387 | Combustion Turbine | SPP_NEBR | Nebraska | Sarpy | 107.7 | 1996 | 9999 | 2019 | 0.44644 | 31569.2009 | 0.02828 | NEI 2019
Sarpy County | 2292_G_4 | 2292 | G | 4 | 1388 | Combustion Turbine | SPP_NEBR | Nebraska | Sarpy | 49 | 2000 | 9999 |  |  |  | 0.04322 | Default Emission Factor
Sarpy County | 2292_G_5 | 2292 | G | 5 | 1390 | Combustion Turbine | SPP_NEBR | Nebraska | Sarpy | 48.1 | 2000 | 9999 |  |  |  | 0.04322 | Default Emission Factor
Sarpy County | 2292_G_BSD | 2292 | G | BSD |  | Combustion Turbine | SPP_NEBR | Nebraska | Sarpy | 3.4 | 1996 | 9999 |  |  |  | 1.9821 | Default Emission Factor
Ord | 2294_G_1 | 2294 | G | 1 |  | Combustion Turbine | SPP_NEBR | Nebraska | Valley | 5 | 1973 | 9999 |  |  |  | 1.1533 | Default Emission Factor
Ord | 2294_G_2 | 2294 | G | 2 |  | Combustion Turbine | SPP_NEBR | Nebraska | Valley | 1 | 1966 | 9999 |  |  |  | 1.1533 | Default Emission Factor
Ord | 2294_G_3 | 2294 | G | 3 |  | Combustion Turbine | SPP_NEBR | Nebraska | Valley | 2 | 1963 | 9999 |  |  |  | 1.1533 | Default Emission Factor
Ord | 2294_G_4A | 2294 | G | 4A |  | Combustion Turbine | SPP_NEBR | Nebraska | Valley | 1.4 | 1997 | 9999 |  |  |  | 1.9821 | Default Emission Factor
Ord | 2294_G_5A | 2294 | G | 5A |  | Combustion Turbine | SPP_NEBR | Nebraska | Valley | 1.4 | 1997 | 9999 |  |  |  | 1.9821 | Default Emission Factor
Oxford (NE) | 2295_G_2 | 2295 | G | 2 |  | Combustion Turbine | SPP_NEBR | Nebraska | Furnas | 0.5 | 1953 | 9999 | 2019 | 0.004682 | 8.8333 | 1.0601 | NEI 2019
Oxford (NE) | 2295_G_3 | 2295 | G | 3 |  | Combustion Turbine | SPP_NEBR | Nebraska | Furnas | 0.8 | 1956 | 9999 | 2019 | 0.0064607 | 14.1333 | 0.91426 | NEI 2019
Oxford (NE) | 2295_G_4 | 2295 | G | 4 |  | Combustion Turbine | SPP_NEBR | Nebraska | Furnas | 0.5 | 1956 | 9999 | 2019 | 0.0048411 | 8.8333 | 1.0961 | NEI 2019
Oxford (NE) | 2295_G_5 | 2295 | G | 5 |  | Combustion Turbine | SPP_NEBR | Nebraska | Furnas | 1.2 | 1972 | 9999 | 2019 | 0.032942 | 21.2 | 3.1077 | NEI 2019
Pender | 2296_G_1 | 2296 | G | 1 |  | Combustion Turbine | SPP_NEBR | Nebraska | Thurston | 1.2 | 1968 | 9999 |  |  |  | 1.1533 | Default Emission Factor
Pender | 2296_G_2 | 2296 | G | 2 |  | Combustion Turbine | SPP_NEBR | Nebraska | Thurston | 2 | 1973 | 9999 |  |  |  | 1.1533 | Default Emission Factor
Pender | 2296_G_3 | 2296 | G | 3 |  | Combustion Turbine | SPP_NEBR | Nebraska | Thurston | 0.5 | 1953 | 9999 |  |  |  | 1.1533 | Default Emission Factor
Pender | 2296_G_4 | 2296 | G | 4 |  | Combustion Turbine | SPP_NEBR | Nebraska | Thurston | 0.8 | 1961 | 9999 |  |  |  | 1.1533 | Default Emission Factor
Plainview Muncipal Power | 2297_G_1 | 2297 | G | 1 |  | Combustion Turbine | SPP_NEBR | Nebraska | Pierce | 1.1 | 1949 | 9999 |  |  |  | 1.9821 | Default Emission Factor
Plainview Muncipal Power | 2297_G_3 | 2297 | G | 3 |  | Combustion Turbine | SPP_NEBR | Nebraska | Pierce | 0.9 | 1958 | 9999 |  |  |  | 1.9821 | Default Emission Factor
Plainview Muncipal Power | 2297_G_4 | 2297 | G | 4 |  | Combustion Turbine | SPP_NEBR | Nebraska | Pierce | 1.2 | 1963 | 9999 |  |  |  | 1.9821 | Default Emission Factor
Plainview Muncipal Power | 2297_G_5 | 2297 | G | 5 |  | Combustion Turbine | SPP_NEBR | Nebraska | Pierce | 1.8 | 1999 | 9999 |  |  |  | 1.9821 | Default Emission Factor
Red Cloud | 2299_G_2 | 2299 | G | 2 |  | Combustion Turbine | SPP_NEBR | Nebraska | Webster | 0.6 | 1953 | 9999 | 2019 | 0.0095558 | 10.1538 | 1.8822 | NEI 2019
Red Cloud | 2299_G_3 | 2299 | G | 3 |  | Combustion Turbine | SPP_NEBR | Nebraska | Webster | 1.2 | 1960 | 9999 | 2019 | 0.011239 | 20.3077 | 1.1068 | NEI 2019
Red Cloud | 2299_G_4 | 2299 | G | 4 |  | Combustion Turbine | SPP_NEBR | Nebraska | Webster | 1.2 | 1968 | 9999 | 2019 | 0.014593 | 20.3077 | 1.4371 | NEI 2019
Sargent | 2300_G_1 | 2300 | G | 1 |  | Combustion Turbine | SPP_NEBR | Nebraska | Custer | 1.1 | 1968 | 9999 | 2019 | 0.00081994 | 0.45833 | 3.5779 | NEI 2019
Sargent | 2300_G_3 | 2300 | G | 3 |  | Combustion Turbine | SPP_NEBR | Nebraska | Custer | 0.9 | 1964 | 9999 |  |  |  | 1.9821 | Default Emission Factor
Sargent | 2300_G_4 | 2300 | G | 4 |  | Combustion Turbine | SPP_NEBR | Nebraska | Custer | 0.4 | 1954 | 9999 |  |  |  | 1.9821 | Default Emission Factor
Sidney (NE) | 2302_G_1 | 2302 | G | 1 |  | Combustion Turbine | SPP_NEBR | Nebraska | Cheyenne | 1 | 1949 | 9999 |  |  |  | 1.1533 | Default Emission Factor
Sidney (NE) | 2302_G_3 | 2302 | G | 3 |  | Combustion Turbine | SPP_NEBR | Nebraska | Cheyenne | 0.6 | 1931 | 9999 |  |  |  | 1.9821 | Default Emission Factor
Sidney (NE) | 2302_G_5 | 2302 | G | 5 |  | Combustion Turbine | SPP_NEBR | Nebraska | Cheyenne | 2.5 | 1955 | 9999 |  |  |  | 1.1533 | Default Emission Factor
Spalding | 2303_G_4 | 2303 | G | 4 |  | Combustion Turbine | SPP_NEBR | Nebraska | Greeley | 0.2 | 1947 | 9999 |  |  |  | 1.9821 | Default Emission Factor
Spalding | 2303_G_5 | 2303 | G | 5 |  | Combustion Turbine | SPP_NEBR | Nebraska | Greeley | 0.4 | 1959 | 9999 |  |  |  | 1.9821 | Default Emission Factor
Spalding | 2303_G_6 | 2303 | G | 6 |  | Combustion Turbine | SPP_NEBR | Nebraska | Greeley | 1.3 | 1975 | 9999 |  |  |  | 1.9821 | Default Emission Factor
Stuart (NE) | 2305_G_1 | 2305 | G | 1 |  | Combustion Turbine | SPP_NEBR | Nebraska | Holt | 0.7 | 1952 | 9999 | 2019 | 0.0033634 | 3.3158 | 2.0287 | NEI 2019
Stuart (NE) | 2305_G_2 | 2305 | G | 2 |  | Combustion Turbine | SPP_NEBR | Nebraska | Holt | 0.2 | 1960 | 9999 |  |  |  | 1.9821 | Default Emission Factor
Stuart (NE) | 2305_G_3 | 2305 | G | 3 |  | Combustion Turbine | SPP_NEBR | Nebraska | Holt | 0.2 | 1952 | 9999 |  |  |  | 1.9821 | Default Emission Factor
Stuart (NE) | 2305_G_5 | 2305 | G | 5 |  | Combustion Turbine | SPP_NEBR | Nebraska | Holt | 0.8 | 1997 | 9999 | 2019 | 0.0028791 | 3.7895 | 1.5195 | NEI 2019
Tecumseh | 2308_G_1 | 2308 | G | 1 |  | Combustion Turbine | SPP_NEBR | Nebraska | Johnson | 0.6 | 1948 | 9999 | 2019 | 0.00069005 | 5.1818 | 0.26634 | NEI 2019
Tecumseh | 2308_G_2 | 2308 | G | 2 |  | Combustion Turbine | SPP_NEBR | Nebraska | Johnson | 1.4 | 1968 | 9999 | 2019 | 0.017324 | 12.0909 | 2.8657 | NEI 2019
Tecumseh | 2308_G_3 | 2308 | G | 3 |  | Combustion Turbine | SPP_NEBR | Nebraska | Johnson | 1 | 1953 | 9999 | 2019 | 0.0078912 | 8.6364 | 1.8274 | NEI 2019
Tecumseh | 2308_G_4 | 2308 | G | 4 |  | Combustion Turbine | SPP_NEBR | Nebraska | Johnson | 1.2 | 1960 | 9999 | 2019 | 0.012001 | 10.3636 | 2.316 | NEI 2019
Tecumseh | 2308_G_5A | 2308 | G | 5A |  | Combustion Turbine | SPP_NEBR | Nebraska | Johnson | 2.4 | 1993 | 9999 | 2019 | 0.024747 | 20.7273 | 2.3879 | NEI 2019
Wahoo | 2310_G_1 | 2310 | G | 1 |  | Combustion Turbine | SPP_NEBR | Nebraska | Saunders | 2.1 | 1960 | 9999 | 2019 | 0.0025733 | 2.625 | 1.9606 | NEI 2019
Wahoo | 2310_G_2 | 2310 | G | 2 |  | Combustion Turbine | SPP_NEBR | Nebraska | Saunders | 0.4 | 1936 | 9999 |  |  |  | 1.9821 | Default Emission Factor
Wahoo | 2310_G_3 | 2310 | G | 3 |  | Combustion Turbine | SPP_NEBR | Nebraska | Saunders | 4.4 | 1973 | 9999 | 2019 | 0.005678 | 5.5 | 2.0647 | NEI 2019
Wahoo | 2310_G_4 | 2310 | G | 4 |  | Combustion Turbine | SPP_NEBR | Nebraska | Saunders | 1.1 | 1947 | 9999 |  |  |  | 1.1533 | Default Emission Factor
Wahoo | 2310_G_5 | 2310 | G | 5 |  | Combustion Turbine | SPP_NEBR | Nebraska | Saunders | 2.2 | 1952 | 9999 | 2019 | 0.0027806 | 2.75 | 2.0222 | NEI 2019
Wahoo | 2310_G_6 | 2310 | G | 6 |  | Combustion Turbine | SPP_NEBR | Nebraska | Saunders | 3.4 | 1969 | 9999 | 2019 | 0.0042893 | 4.25 | 2.0185 | NEI 2019
Wakefield | 2311_G_2 | 2311 | G | 2 |  | Combustion Turbine | SPP_NEBR | Nebraska | Dixon | 0.5 | 1915 | 9999 |  |  |  | 1.1533 | Default Emission Factor
Wakefield | 2311_G_5 | 2311 | G | 5 |  | Combustion Turbine | SPP_NEBR | Nebraska | Dixon | 1 | 1966 | 9999 |  |  |  | 1.1533 | Default Emission Factor
Wakefield | 2311_G_6 | 2311 | G | 6 |  | Combustion Turbine | SPP_NEBR | Nebraska | Dixon | 1.1 | 1971 | 9999 |  |  |  | 1.1533 | Default Emission Factor
Wakefield | 2311_G_IC4 | 2311 | G | IC4 |  | Combustion Turbine | SPP_NEBR | Nebraska | Dixon | 0.6 | 1961 | 9999 |  |  |  | 1.1533 | Default Emission Factor
Wayne IC | 2312_G_1 | 2312 | G | 1 |  | Combustion Turbine | SPP_NEBR | Nebraska | Wayne | 0.8 | 1951 | 9999 |  |  |  | 1.9821 | Default Emission Factor
Wayne IC | 2312_G_2 | 2312 | G | 2 |  | Combustion Turbine | SPP_NEBR | Nebraska | Wayne | 0.9 | 1947 | 9999 |  |  |  | 1.9821 | Default Emission Factor
Wayne IC | 2312_G_3 | 2312 | G | 3 |  | Combustion Turbine | SPP_NEBR | Nebraska | Wayne | 1.8 | 1956 | 9999 |  |  |  | 1.9821 | Default Emission Factor
Wayne IC | 2312_G_4 | 2312 | G | 4 |  | Combustion Turbine | SPP_NEBR | Nebraska | Wayne | 1.9 | 1960 | 9999 | 2019 | 0.0012292 | 5.1733 | 0.4752 | NEI 2019
Wayne IC | 2312_G_5 | 2312 | G | 5 |  | Combustion Turbine | SPP_NEBR | Nebraska | Wayne | 3.3 | 1966 | 9999 |  |  |  | 1.9821 | Default Emission Factor
Wayne IC | 2312_G_6 | 2312 | G | 6 |  | Combustion Turbine | SPP_NEBR | Nebraska | Wayne | 4.9 | 1968 | 9999 |  |  |  | 1.9821 | Default Emission Factor
Wayne IC | 2312_G_7 | 2312 | G | 7 |  | Combustion Turbine | SPP_NEBR | Nebraska | Wayne | 3.3 | 1998 | 9999 |  |  |  | 1.9821 | Default Emission Factor
Wayne IC | 2312_G_8 | 2312 | G | 8 |  | Combustion Turbine | SPP_NEBR | Nebraska | Wayne | 3.3 | 1998 | 9999 |  |  |  | 1.9821 | Default Emission Factor
West Point Municipal | 2313_G_2 | 2313 | G | 2 |  | Combustion Turbine | SPP_NEBR | Nebraska | Cuming | 0.9 | 1947 | 9999 |  |  |  | 1.1533 | Default Emission Factor
West Point Municipal | 2313_G_3 | 2313 | G | 3 |  | Combustion Turbine | SPP_NEBR | Nebraska | Cuming | 1.2 | 1959 | 9999 | 2019 | 0.029384 | 16.3636 | 3.5914 | NEI 2019
West Point Municipal | 2313_G_4 | 2313 | G | 4 |  | Combustion Turbine | SPP_NEBR | Nebraska | Cuming | 2.3 | 1965 | 9999 | 2019 | 0.014692 | 31.3636 | 0.9369 | NEI 2019
Wilber | 2315_G_4 | 2315 | G | 4 |  | Combustion Turbine | SPP_NEBR | Nebraska | Saline | 0.9 | 1960 | 9999 |  |  |  | 1.9821 | Default Emission Factor
Wilber | 2315_G_5 | 2315 | G | 5 |  | Combustion Turbine | SPP_NEBR | Nebraska | Saline | 0.6 | 1960 | 9999 |  |  |  | 1.9821 | Default Emission Factor
Wilber | 2315_G_6 | 2315 | G | 6 |  | Combustion Turbine | SPP_NEBR | Nebraska | Saline | 1.6 | 1997 | 9999 |  |  |  | 1.9821 | Default Emission Factor
Wisner | 2316_G_3 | 2316 | G | 3 |  | Combustion Turbine | SPP_NEBR | Nebraska | Cuming | 0.8 | 1969 | 9999 | 2019 | 0.0042477 | 4.8421 | 1.7545 | NEI 2019
Wisner | 2316_G_4 | 2316 | G | 4 |  | Combustion Turbine | SPP_NEBR | Nebraska | Cuming | 1.5 | 2010 | 9999 |  |  |  | 1.9821 | Default Emission Factor
Wisner | 2316_G_5 | 2316 | G | 5 |  | Combustion Turbine | SPP_NEBR | Nebraska | Cuming | 1.5 | 2010 | 9999 |  |  |  | 1.9821 | Default Emission Factor
Clark (NVE) | 2322_G_10 | 2322 | G | 10 |  | Combined Cycle | WECC_SNV | Nevada | Clark | 85 | 1994 | 9999 |  |  |  | 0.039 | NEI 2019
Clark (NVE) | 2322_G_11 | 2322 | G | 11 | 89799 | Combustion Turbine | WECC_SNV | Nevada | Clark | 52 | 2008 | 9999 | 2019 | 0.19 | 17113.4374 | 0.02221 | NEI 2019
Clark (NVE) | 2322_G_12 | 2322 | G | 12 | 89801 | Combustion Turbine | WECC_SNV | Nevada | Clark | 52 | 2008 | 9999 | 2019 | 0.32 | 17113.4374 | 0.0374 | NEI 2019
Clark (NVE) | 2322_G_13 | 2322 | G | 13 | 89803 | Combustion Turbine | WECC_SNV | Nevada | Clark | 52 | 2008 | 9999 | 2019 | 0.24 | 17113.4374 | 0.02805 | NEI 2019
Clark (NVE) | 2322_G_14 | 2322 | G | 14 | 89805 | Combustion Turbine | WECC_SNV | Nevada | Clark | 52 | 2008 | 9999 | 2019 | 0.22 | 17113.4374 | 0.02571 | NEI 2019
Clark (NVE) | 2322_G_15 | 2322 | G | 15 | 89807 | Combustion Turbine | WECC_SNV | Nevada | Clark | 52 | 2008 | 9999 | 2019 | 0.19 | 17113.4374 | 0.02221 | NEI 2019
Clark (NVE) | 2322_G_16 | 2322 | G | 16 | 89809 | Combustion Turbine | WECC_SNV | Nevada | Clark | 52 | 2008 | 9999 | 2019 | 0.23 | 17113.4374 | 0.02688 | NEI 2019
Clark (NVE) | 2322_G_17 | 2322 | G | 17 | 89811 | Combustion Turbine | WECC_SNV | Nevada | Clark | 52 | 2008 | 9999 | 2019 | 0.24 | 17113.4374 | 0.02805 | NEI 2019
Clark (NVE) | 2322_G_18 | 2322 | G | 18 | 89813 | Combustion Turbine | WECC_SNV | Nevada | Clark | 52 | 2008 | 9999 | 2019 | 0.2 | 17113.4374 | 0.02337 | NEI 2019
Clark (NVE) | 2322_G_19 | 2322 | G | 19 | 89815 | Combustion Turbine | WECC_SNV | Nevada | Clark | 52 | 2008 | 9999 | 2019 | 0.2 | 17113.4374 | 0.02337 | NEI 2019
Clark (NVE) | 2322_G_20 | 2322 | G | 20 | 89817 | Combustion Turbine | WECC_SNV | Nevada | Clark | 52 | 2008 | 9999 | 2019 | 0.26 | 17113.4374 | 0.03039 | NEI 2019
Clark (NVE) | 2322_G_21 | 2322 | G | 21 | 89820 | Combustion Turbine | WECC_SNV | Nevada | Clark | 52 | 2008 | 9999 | 2019 | 0.2 | 17113.4374 | 0.02337 | NEI 2019
Clark (NVE) | 2322_G_22 | 2322 | G | 22 | 89821 | Combustion Turbine | WECC_SNV | Nevada | Clark | 52 | 2008 | 9999 | 2019 | 0.13 | 17113.4374 | 0.01519 | NEI 2019
Clark (NVE) | 2322_G_9 | 2322 | G | 9 |  | Combined Cycle | WECC_SNV | Nevada | Clark | 85 | 1993 | 9999 |  |  |  | 0.04018 | NEI 2019
Clark (NVE) | 2322_G_GT4 | 2322 | G | GT4 |  | Combustion Turbine | WECC_SNV | Nevada | Clark | 55 | 1973 | 9999 | 2019 | 0.29 | 18100.7511 | 0.03204 | NEI 2019
Clark (NVE) | 2322_G_GT5 | 2322 | G | GT5 |  | Combined Cycle | WECC_SNV | Nevada | Clark | 73 | 1979 | 9999 | 2019 | 2.11 | 143084 | 0.04018 | NEI 2019
Clark (NVE) | 2322_G_GT6 | 2322 | G | GT6 |  | Combined Cycle | WECC_SNV | Nevada | Clark | 73 | 1979 | 9999 | 2019 | 2.43 | 82904 | 0.04018 | NEI 2019
Clark (NVE) | 2322_G_GT7 | 2322 | G | GT7 |  | Combined Cycle | WECC_SNV | Nevada | Clark | 73 | 1980 | 9999 | 2019 | 2.03 | 145294 | 0.039 | NEI 2019
Clark (NVE) | 2322_G_GT8 | 2322 | G | GT8 |  | Combined Cycle | WECC_SNV | Nevada | Clark | 73 | 1982 | 9999 | 2019 | 2.27 | 75245 | 0.039 | NEI 2019
Tracy | 2336_G_10 | 2336 | G | 10 | 90238 | Combined Cycle | WECC_NNV | Nevada | Storey | 263 | 2008 | 9999 |  |  |  | 0.02456 | NEI 2019
Tracy | 2336_G_4 | 2336 | G | 4 | 1413 | Combined Cycle | WECC_NNV | Nevada | Storey | 64 | 1994 | 9999 |  |  |  | 0.08431 | NEI 2019
Tracy | 2336_G_5 | 2336 | G | 5 | 1413 | Combined Cycle | WECC_NNV | Nevada | Storey | 40 | 1996 | 9999 | 2019 | 20.91 | 496026 | 0.08431 | NEI 2019
Tracy | 2336_G_8 | 2336 | G | 8 | 90238 | Combined Cycle | WECC_NNV | Nevada | Storey | 145 | 2008 | 9999 | 2019 | 19.91 | 2249423 | 0.02456 | NEI 2019
Tracy | 2336_G_9 | 2336 | G | 9 | 90239 | Combined Cycle | WECC_NNV | Nevada | Storey | 145 | 2008 | 9999 | 2019 | 20.18 | 1015470 | 0.02456 | NEI 2019
Tracy | 2336_G_GT3 | 2336 | G | GT3 | 1411 | Combustion Turbine | WECC_NNV | Nevada | Storey | 66.3 | 1994 | 9999 | 2019 | 3.0614 | 101299.5 | 0.06044 | NEI 2019
Tracy | 2336_G_GT4 | 2336 | G | GT4 | 1412 | Combustion Turbine | WECC_NNV | Nevada | Storey | 66.3 | 1994 | 9999 | 2019 | 2.3659 | 101299.5 | 0.04671 | NEI 2019
Lost Nation | 2362_G_GT1 | 2362 | G | GT1 |  | Combustion Turbine | NENGREST | New Hampshire | Coos | 14 | 1969 | 9999 | 2017 | 0.002252 | 459 | 0.00981 | NEI 2019
Merrimack | 2364_G_GT1 | 2364 | G | GT1 |  | Combustion Turbine | NENGREST | New Hampshire | Merrimack | 16.8 | 1968 | 9999 | 2019 | 0.00064 | 185 | 0.00692 | NEI 2019
Merrimack | 2364_G_GT2 | 2364 | G | GT2 |  | Combustion Turbine | NENGREST | New Hampshire | Merrimack | 16.8 | 1969 | 9999 |  |  |  | 0.02784 | Default Emission Factor
Schiller | 2367_G_GT1 | 2367 | G | GT1 |  | Combustion Turbine | NENGREST | New Hampshire | Rockingham | 17 | 1970 | 9999 | 2019 | 0.0007 | 226 | 0.0062 | NEI 2019
White Lake | 2369_G_GT1 | 2369 | G | GT1 |  | Combustion Turbine | NENGREST | New Hampshire | Carroll | 17.5 | 1968 | 9999 | 2017 | 0.001729 | 500 | 0.00692 | NEI 2019
Carlls Corner | 2379_G_CA1 | 2379 | G | CA1 | 1429 | Combustion Turbine | PJM_EMAC | New Jersey | Cumberland | 37.4 | 1973 | 9999 |  |  |  | 0.04322 | Default Emission Factor
Carlls Corner | 2379_G_CA2 | 2379 | G | CA2 | 1430 | Combustion Turbine | PJM_EMAC | New Jersey | Cumberland | 41.2 | 1973 | 9999 |  |  |  | 0.04322 | Default Emission Factor
Sayreville | 2390_G_GT1 | 2390 | G | GT1 | 1460 | Combustion Turbine | PJM_EMAC | New Jersey | Middlesex | 50 | 1972 | 9999 |  |  |  | 0.04322 | Default Emission Factor
Sayreville | 2390_G_GT2 | 2390 | G | GT2 | 1461 | Combustion Turbine | PJM_EMAC | New Jersey | Middlesex | 50 | 1972 | 9999 |  |  |  | 0.04322 | Default Emission Factor
Sayreville | 2390_G_GT3 | 2390 | G | GT3 | 1462 | Combustion Turbine | PJM_EMAC | New Jersey | Middlesex | 50 | 1972 | 9999 |  |  |  | 0.04322 | Default Emission Factor
Sayreville | 2390_G_GT4 | 2390 | G | GT4 | 1463 | Combustion Turbine | PJM_EMAC | New Jersey | Middlesex | 50 | 1973 | 9999 |  |  |  | 0.04322 | Default Emission Factor
Gilbert | 2393_G_4 | 2393 | G | 4 | 1477 | Combined Cycle | PJM_EMAC | New Jersey | Hunterdon | 47 | 1974 | 9999 |  |  |  | 0.04808 | NEI 2019
Gilbert | 2393_G_5 | 2393 | G | 5 | 1478 | Combined Cycle | PJM_EMAC | New Jersey | Hunterdon | 47 | 1974 | 9999 |  |  |  | 0.04808 | NEI 2019
Gilbert | 2393_G_6 | 2393 | G | 6 | 1479 | Combined Cycle | PJM_EMAC | New Jersey | Hunterdon | 49 | 1974 | 9999 |  |  |  | 0.04808 | NEI 2019
Gilbert | 2393_G_7 | 2393 | G | 7 | 1480 | Combined Cycle | PJM_EMAC | New Jersey | Hunterdon | 47 | 1974 | 9999 |  |  |  | 0.04808 | NEI 2019
Gilbert | 2393_G_8 | 2393 | G | 8 | 1477 | Combined Cycle | PJM_EMAC | New Jersey | Hunterdon | 104 | 1977 | 9999 |  |  |  | 0.04808 | NEI 2019
Gilbert | 2393_G_9 | 2393 | G | 9 | 1481 | Combustion Turbine | PJM_EMAC | New Jersey | Hunterdon | 150 | 1996 | 9999 | 2019 | 0.02 | 7427 | 0.00539 | NEI 2019
Bergen Generating Station | 2398_G_1101 | 2398 | G | 1101 | 1485 | Combined Cycle | PJM_EMAC | New Jersey | Bergen | 110 | 1995 | 9999 |  |  |  | 0.01609 | Default Emission Factor
Bergen Generating Station | 2398_G_1201 | 2398 | G | 1201 | 1486 | Combined Cycle | PJM_EMAC | New Jersey | Bergen | 110 | 1995 | 9999 |  |  |  | 0.01609 | Default Emission Factor
Bergen Generating Station | 2398_G_1301 | 2398 | G | 1301 | 1487 | Combined Cycle | PJM_EMAC | New Jersey | Bergen | 110 | 1995 | 9999 |  |  |  | 0.01609 | Default Emission Factor
Bergen Generating Station | 2398_G_1401 | 2398 | G | 1401 | 1488 | Combined Cycle | PJM_EMAC | New Jersey | Bergen | 110 | 1995 | 9999 |  |  |  | 0.01609 | Default Emission Factor
Bergen Generating Station | 2398_G_1501 | 2398 | G | 1501 | 1485 | Combined Cycle | PJM_EMAC | New Jersey | Bergen | 198 | 1959 | 9999 |  |  |  | 0.01609 | Default Emission Factor
Bergen Generating Station | 2398_G_2101 | 2398 | G | 2101 | 1490 | Combined Cycle | PJM_EMAC | New Jersey | Bergen | 177.3 | 2002 | 9999 |  |  |  | 0.00876 | NEI 2019
Bergen Generating Station | 2398_G_2201 | 2398 | G | 2201 | 1491 | Combined Cycle | PJM_EMAC | New Jersey | Bergen | 177.3 | 2002 | 9999 | 2019 | 8.0753 | 2915380 | 0.00876 | NEI 2019
Bergen Generating Station | 2398_G_2301 | 2398 | G | 2301 | 1490 | Combined Cycle | PJM_EMAC | New Jersey | Bergen | 236.4 | 2002 | 9999 |  |  |  | 0.00876 | NEI 2019
PSEG Burlington Generating Station | 2399_G_121 | 2399 | G | 121 | 1498 | Combustion Turbine | PJM_EMAC | New Jersey | Burlington | 42 | 2000 | 9999 |  |  |  | 0.06905 | NEI 2019
PSEG Burlington Generating Station | 2399_G_122 | 2399 | G | 122 | 1499 | Combustion Turbine | PJM_EMAC | New Jersey | Burlington | 42 | 2000 | 9999 |  |  |  | 0.06905 | NEI 2019
PSEG Burlington Generating Station | 2399_G_123 | 2399 | G | 123 | 1500 | Combustion Turbine | PJM_EMAC | New Jersey | Burlington | 42 | 2000 | 9999 |  |  |  | 0.06905 | NEI 2019
PSEG Burlington Generating Station | 2399_G_124 | 2399 | G | 124 | 1501 | Combustion Turbine | PJM_EMAC | New Jersey | Burlington | 42 | 2000 | 9999 | 2019 | 0.4512 | 13068 | 0.06905 | NEI 2019
PSEG Essex Generating Station | 2401_G_9 | 2401 | G | 9 | 1534 | Combustion Turbine | PJM_EMAC | New Jersey | Essex | 81 | 1990 | 9999 | 2019 | 0.0117 | 1158 | 0.02021 | NEI 2019
PSEG Kearny Generating Station | 2404_G_131 | 2404 | G | 131 | 90777 | Combustion Turbine | PJM_EMAC | New Jersey | Hudson | 46.9 | 2012 | 9999 |  |  |  | 0.02715 | NEI 2019
PSEG Kearny Generating Station | 2404_G_132 | 2404 | G | 132 | 90778 | Combustion Turbine | PJM_EMAC | New Jersey | Hudson | 46.9 | 2012 | 9999 |  |  |  | 0.02715 | NEI 2019
PSEG Kearny Generating Station | 2404_G_133 | 2404 | G | 133 | 90779 | Combustion Turbine | PJM_EMAC | New Jersey | Hudson | 46.9 | 2012 | 9999 |  |  |  | 0.02715 | NEI 2019
PSEG Kearny Generating Station | 2404_G_134 | 2404 | G | 134 | 90780 | Combustion Turbine | PJM_EMAC | New Jersey | Hudson | 46.9 | 2012 | 9999 |  |  |  | 0.02715 | NEI 2019
PSEG Kearny Generating Station | 2404_G_141 | 2404 | G | 141 | 90781 | Combustion Turbine | PJM_EMAC | New Jersey | Hudson | 46.9 | 2012 | 9999 |  |  |  | 0.02715 | NEI 2019
PSEG Kearny Generating Station | 2404_G_142 | 2404 | G | 142 | 90782 | Combustion Turbine | PJM_EMAC | New Jersey | Hudson | 46.9 | 2012 | 9999 | 2019 | 0.7413 | 54613.2838 | 0.02715 | NEI 2019
PSEG Kearny Generating Station | 2404_G_N121 | 2404 | G | N121 | 1540 | Combustion Turbine | PJM_EMAC | New Jersey | Hudson | 44.5 | 2001 | 9999 |  |  |  | 0.06153 | NEI 2019
PSEG Kearny Generating Station | 2404_G_N122 | 2404 | G | N122 | 1541 | Combustion Turbine | PJM_EMAC | New Jersey | Hudson | 44.5 | 2001 | 9999 |  |  |  | 0.06153 | NEI 2019
PSEG Kearny Generating Station | 2404_G_N123 | 2404 | G | N123 | 1542 | Combustion Turbine | PJM_EMAC | New Jersey | Hudson | 44.5 | 2001 | 9999 |  |  |  | 0.06153 | NEI 2019
PSEG Kearny Generating Station | 2404_G_N124 | 2404 | G | N124 | 1543 | Combustion Turbine | PJM_EMAC | New Jersey | Hudson | 44.5 | 2001 | 9999 | 2019 | 1.0628 | 34545.7162 | 0.06153 | NEI 2019
PSEG Linden Generating Station | 2406_G_1001 | 2406 | G | 1001 | 1552 | Combined Cycle | PJM_EMAC | New Jersey | Union | 238.4 | 2006 | 9999 |  |  |  | 0.01609 | Default Emission Factor
PSEG Linden Generating Station | 2406_G_1101 | 2406 | G | 1101 | 1552 | Combined Cycle | PJM_EMAC | New Jersey | Union | 188.3 | 2006 | 9999 |  |  |  | 0.01609 | Default Emission Factor
PSEG Linden Generating Station | 2406_G_1201 | 2406 | G | 1201 | 1553 | Combined Cycle | PJM_EMAC | New Jersey | Union | 188.3 | 2006 | 9999 |  |  |  | 0.01609 | Default Emission Factor
PSEG Linden Generating Station | 2406_G_2001 | 2406 | G | 2001 | 1558 | Combined Cycle | PJM_EMAC | New Jersey | Union | 238.4 | 2006 | 9999 |  |  |  | 0.01828 | NEI 2019
PSEG Linden Generating Station | 2406_G_2101 | 2406 | G | 2101 | 1558 | Combined Cycle | PJM_EMAC | New Jersey | Union | 188.3 | 2006 | 9999 |  |  |  | 0.01828 | NEI 2019
PSEG Linden Generating Station | 2406_G_2201 | 2406 | G | 2201 | 1559 | Combined Cycle | PJM_EMAC | New Jersey | Union | 188.3 | 2006 | 9999 | 2019 | 23.9228 | 5299243 | 0.01828 | NEI 2019
PSEG Linden Generating Station | 2406_G_5 | 2406 | G | 5 | 1561 | Combustion Turbine | PJM_EMAC | New Jersey | Union | 86 | 2000 | 9999 |  |  |  | 0.02205 | NEI 2019
PSEG Linden Generating Station | 2406_G_6 | 2406 | G | 6 | 1562 | Combustion Turbine | PJM_EMAC | New Jersey | Union | 86 | 2000 | 9999 |  |  |  | 0.02205 | NEI 2019
PSEG Linden Generating Station | 2406_G_7 | 2406 | G | 7 | 1563 | Combustion Turbine | PJM_EMAC | New Jersey | Union | 84 | 1995 | 9999 |  |  |  | 0.02205 | NEI 2019
PSEG Linden Generating Station | 2406_G_8 | 2406 | G | 8 | 1565 | Combustion Turbine | PJM_EMAC | New Jersey | Union | 80.2 | 1995 | 9999 | 2019 | 0.1208 | 10958 | 0.02205 | NEI 2019
PSEG Salem Generating Station | 2410_G_3 | 2410 | G | 3 | 1572 | Combustion Turbine | PJM_EMAC | New Jersey | Salem | 38.4 | 1971 | 9999 |  |  |  | 0.02784 | Default Emission Factor
PSEG Sewaren Generating Station | 2411_G_701 | 2411 | G | 701 | 91149 | Combined Cycle | PJM_EMAC | New Jersey | Middlesex | 328 | 2018 | 9999 | 2019 | 4.0189 | 3308721 | 0.00243 | NEI 2019
PSEG Sewaren Generating Station | 2411_G_702 | 2411 | G | 702 | 91149 | Combined Cycle | PJM_EMAC | New Jersey | Middlesex | 196.5 | 2018 | 9999 |  |  |  | 0.00243 | NEI 2019
Howard Down | 2434_G_11 | 2434 | G | 11 | 90625 | Combustion Turbine | PJM_EMAC | New Jersey | Cumberland | 55 | 2012 | 9999 | 2019 | 0.44 | 80373 | 0.01095 | NEI 2019
Rio Grande | 2444_G_9 | 2444 | G | 9 | 90701 | Combustion Turbine | WECC_NM | New Mexico | Dona Ana | 87.9 | 2013 | 9999 | 2019 | 2.718 | 263806 | 0.02061 | NEI 2019
Maddox | 2446_G_2 | 2446 | G | 2 |  | Combustion Turbine | SPP_SPS | New Mexico | Lea | 61 | 1976 | 2024 | 2019 | 4.14 | 264457.338 | 0.03131 | NEI 2019
Maddox | 2446_G_3 | 2446 | G | 3 |  | Combustion Turbine | SPP_SPS | New Mexico | Lea | 10 | 1963 | 2025 | 2019 | 0.003 | 43353.662 | 0.00014 | NEI 2019
Cunningham | 2454_G_3 | 2454 | G | 3 | 1602 | Combustion Turbine | SPP_SPS | New Mexico | Lea | 106 | 1998 | 9999 | 2019 | 4.44 | 420337.1675 | 0.02113 | NEI 2019
Cunningham | 2454_G_4 | 2454 | G | 4 | 1603 | Combustion Turbine | SPP_SPS | New Mexico | Lea | 103 | 1998 | 9999 | 2019 | 5.281 | 408440.8325 | 0.02586 | NEI 2019
Humboldt Bay | 246_G_IC1 | 246 | G | IC1 |  | Combustion Turbine | WEC_CALN | California | Humboldt | 16.3 | 2010 | 9999 | 2017 | 3.0686 | 43052.5495 | 0.14255 | NEI 2019
Humboldt Bay | 246_G_IC10 | 246 | G | IC10 |  | Combustion Turbine | WEC_CALN | California | Humboldt | 16.3 | 2010 | 9999 | 2017 | 2.9483 | 43052.5495 | 0.13696 | NEI 2019
Humboldt Bay | 246_G_IC2 | 246 | G | IC2 |  | Combustion Turbine | WEC_CALN | California | Humboldt | 16.3 | 2010 | 9999 | 2017 | 0.48714 | 43052.5495 | 0.02263 | NEI 2019
Humboldt Bay | 246_G_IC3 | 246 | G | IC3 |  | Combustion Turbine | WEC_CALN | California | Humboldt | 16.3 | 2011 | 9999 | 2017 | 2.6828 | 43052.5495 | 0.12463 | NEI 2019
Humboldt Bay | 246_G_IC4 | 246 | G | IC4 |  | Combustion Turbine | WEC_CALN | California | Humboldt | 16.3 | 2010 | 9999 | 2017 | 1.5963 | 43052.5495 | 0.07416 | NEI 2019
Humboldt Bay | 246_G_IC5 | 246 | G | IC5 |  | Combustion Turbine | WEC_CALN | California | Humboldt | 16.3 | 2010 | 9999 | 2017 | 2.6944 | 43052.5495 | 0.12517 | NEI 2019
Humboldt Bay | 246_G_IC6 | 246 | G | IC6 |  | Combustion Turbine | WEC_CALN | California | Humboldt | 16.3 | 2010 | 9999 |  |  |  | 1.1533 | Default Emission Factor
Humboldt Bay | 246_G_IC7 | 246 | G | IC7 |  | Combustion Turbine | WEC_CALN | California | Humboldt | 16.3 | 2010 | 9999 | 2017 | 3.1936 | 43052.5495 | 0.14836 | NEI 2019
Humboldt Bay | 246_G_IC8 | 246 | G | IC8 |  | Combustion Turbine | WEC_CALN | California | Humboldt | 16.3 | 2010 | 9999 | 2017 | 2.3417 | 43052.5495 | 0.10878 | NEI 2019
Humboldt Bay | 246_G_IC9 | 246 | G | IC9 |  | Combustion Turbine | WEC_CALN | California | Humboldt | 16.7 | 2010 | 9999 | 2017 | 2.9495 | 44109.0538 | 0.13374 | NEI 2019
Danskammer Generating Station | 2480_G_5 | 2480 | G | 5 |  | Combustion Turbine | NY_Z_G-I | New York | Orange | 2.5 | 1967 | 9999 |  |  |  | 1.9821 | Default Emission Factor
Danskammer Generating Station | 2480_G_6 | 2480 | G | 6 |  | Combustion Turbine | NY_Z_G-I | New York | Orange | 2.5 | 1967 | 9999 |  |  |  | 1.9821 | Default Emission Factor
South Cairo | 2485_G_GT1 | 2485 | G | GT1 |  | Combustion Turbine | NY_Z_G-I | New York | Greene | 20.1 | 1970 | 9999 |  |  |  | 0.02784 | Default Emission Factor
West Coxsackie | 2487_G_GT1 | 2487 | G | GT1 |  | Combustion Turbine | NY_Z_G-I | New York | Greene | 19.6 | 1969 | 9999 |  |  |  | 0.04322 | Default Emission Factor
Arthur Kill Generating Station | 2490_G_GT1 | 2490 | G | GT1 | 1612 | Combustion Turbine | NY_Z_J | New York | Richmond | 12 | 1970 | 9999 | 2019 | 0.0089082 | 405 | 0.04399 | NEI 2019
East River | 2493_G_1 | 2493 | G | 1 | 1614 | Combustion Turbine | NY_Z_J | New York | New York | 154.7 | 2005 | 9999 | 2019 | 11.3013 | 1106663.8826 | 0.02042 | NEI 2019
East River | 2493_G_2 | 2493 | G | 2 | 1615 | Combustion Turbine | NY_Z_J | New York | New York | 153.1 | 2005 | 9999 | 2019 | 6.7865 | 1095218.1024 | 0.01239 | NEI 2019
Gowanus Gas Turbines Generating | 2494_G_GT11 | 2494 | G | GT11 | 1619 | Combustion Turbine | NY_Z_J | New York | Kings | 18.7 | 1971 | 9999 |  |  |  | 0.04799 | NEI 2019
Gowanus Gas Turbines Generating | 2494_G_GT12 | 2494 | G | GT12 | 1620 | Combustion Turbine | NY_Z_J | New York | Kings | 19.1 | 1971 | 9999 |  |  |  | 0.04799 | NEI 2019
Gowanus Gas Turbines Generating | 2494_G_GT13 | 2494 | G | GT13 | 1621 | Combustion Turbine | NY_Z_J | New York | Kings | 17.8 | 1971 | 9999 |  |  |  | 0.04799 | NEI 2019
Gowanus Gas Turbines Generating | 2494_G_GT14 | 2494 | G | GT14 | 1622 | Combustion Turbine | NY_Z_J | New York | Kings | 16.2 | 1971 | 9999 |  |  |  | 0.04799 | NEI 2019
Gowanus Gas Turbines Generating | 2494_G_GT15 | 2494 | G | GT15 | 1623 | Combustion Turbine | NY_Z_J | New York | Kings | 17.2 | 1971 | 9999 |  |  |  | 0.04799 | NEI 2019
Gowanus Gas Turbines Generating | 2494_G_GT16 | 2494 | G | GT16 | 1624 | Combustion Turbine | NY_Z_J | New York | Kings | 16.3 | 1971 | 9999 |  |  |  | 0.04799 | NEI 2019
Gowanus Gas Turbines Generating | 2494_G_GT17 | 2494 | G | GT17 | 1625 | Combustion Turbine | NY_Z_J | New York | Kings | 16.7 | 1971 | 9999 |  |  |  | 0.04799 | NEI 2019
Gowanus Gas Turbines Generating | 2494_G_GT18 | 2494 | G | GT18 | 1626 | Combustion Turbine | NY_Z_J | New York | Kings | 15.1 | 1971 | 9999 |  |  |  | 0.04799 | NEI 2019
Gowanus Gas Turbines Generating | 2494_G_GT21 | 2494 | G | GT21 | 1627 | Combustion Turbine | NY_Z_J | New York | Kings | 17.1 | 1971 | 9999 |  |  |  | 0.04799 | NEI 2019
Gowanus Gas Turbines Generating | 2494_G_GT22 | 2494 | G | GT22 | 1628 | Combustion Turbine | NY_Z_J | New York | Kings | 18.5 | 1971 | 9999 |  |  |  | 0.04799 | NEI 2019
Gowanus Gas Turbines Generating | 2494_G_GT23 | 2494 | G | GT23 | 1629 | Combustion Turbine | NY_Z_J | New York | Kings | 20 | 1971 | 9999 |  |  |  | 0.04799 | NEI 2019
Gowanus Gas Turbines Generating | 2494_G_GT24 | 2494 | G | GT24 | 1630 | Combustion Turbine | NY_Z_J | New York | Kings | 17.4 | 1971 | 9999 |  |  |  | 0.04799 | NEI 2019
Gowanus Gas Turbines Generating | 2494_G_GT25 | 2494 | G | GT25 | 1631 | Combustion Turbine | NY_Z_J | New York | Kings | 18.8 | 1971 | 9999 |  |  |  | 0.04799 | NEI 2019
Gowanus Gas Turbines Generating | 2494_G_GT26 | 2494 | G | GT26 | 1632 | Combustion Turbine | NY_Z_J | New York | Kings | 20.2 | 1971 | 9999 |  |  |  | 0.04799 | NEI 2019
Gowanus Gas Turbines Generating | 2494_G_GT27 | 2494 | G | GT27 | 1633 | Combustion Turbine | NY_Z_J | New York | Kings | 19.1 | 1971 | 9999 |  |  |  | 0.04799 | NEI 2019
Gowanus Gas Turbines Generating | 2494_G_GT28 | 2494 | G | GT28 | 1634 | Combustion Turbine | NY_Z_J | New York | Kings | 16.1 | 1971 | 9999 |  |  |  | 0.04799 | NEI 2019
Gowanus Gas Turbines Generating | 2494_G_GT31 | 2494 | G | GT31 | 1635 | Combustion Turbine | NY_Z_J | New York | Kings | 16.7 | 1971 | 9999 |  |  |  | 0.04799 | NEI 2019
Gowanus Gas Turbines Generating | 2494_G_GT32 | 2494 | G | GT32 | 1636 | Combustion Turbine | NY_Z_J | New York | Kings | 16.8 | 1971 | 9999 |  |  |  | 0.04799 | NEI 2019
Gowanus Gas Turbines Generating | 2494_G_GT33 | 2494 | G | GT33 | 1637 | Combustion Turbine | NY_Z_J | New York | Kings | 18.1 | 1971 | 9999 |  |  |  | 0.04799 | NEI 2019
Gowanus Gas Turbines Generating | 2494_G_GT34 | 2494 | G | GT34 | 1638 | Combustion Turbine | NY_Z_J | New York | Kings | 16.2 | 1971 | 9999 |  |  |  | 0.04799 | NEI 2019
Gowanus Gas Turbines Generating | 2494_G_GT35 | 2494 | G | GT35 | 1639 | Combustion Turbine | NY_Z_J | New York | Kings | 17.3 | 1971 | 9999 |  |  |  | 0.04799 | NEI 2019
Gowanus Gas Turbines Generating | 2494_G_GT36 | 2494 | G | GT36 | 1640 | Combustion Turbine | NY_Z_J | New York | Kings | 15.5 | 1971 | 9999 |  |  |  | 0.04799 | NEI 2019
Gowanus Gas Turbines Generating | 2494_G_GT37 | 2494 | G | GT37 | 1641 | Combustion Turbine | NY_Z_J | New York | Kings | 17.9 | 1971 | 9999 |  |  |  | 0.04799 | NEI 2019
Gowanus Gas Turbines Generating | 2494_G_GT38 | 2494 | G | GT38 | 1642 | Combustion Turbine | NY_Z_J | New York | Kings | 17.6 | 1971 | 9999 |  |  |  | 0.04799 | NEI 2019
Gowanus Gas Turbines Generating | 2494_G_GT41 | 2494 | G | GT41 | 1643 | Combustion Turbine | NY_Z_J | New York | Kings | 18.2 | 1971 | 9999 |  |  |  | 0.04799 | NEI 2019
Gowanus Gas Turbines Generating | 2494_G_GT42 | 2494 | G | GT42 | 1644 | Combustion Turbine | NY_Z_J | New York | Kings | 17.9 | 1971 | 9999 |  |  |  | 0.04799 | NEI 2019
Gowanus Gas Turbines Generating | 2494_G_GT43 | 2494 | G | GT43 | 1645 | Combustion Turbine | NY_Z_J | New York | Kings | 16.4 | 1971 | 9999 |  |  |  | 0.04799 | NEI 2019
Gowanus Gas Turbines Generating | 2494_G_GT44 | 2494 | G | GT44 | 1646 | Combustion Turbine | NY_Z_J | New York | Kings | 16.5 | 1971 | 9999 |  |  |  | 0.04799 | NEI 2019
Gowanus Gas Turbines Generating | 2494_G_GT45 | 2494 | G | GT45 | 1647 | Combustion Turbine | NY_Z_J | New York | Kings | 16.2 | 1971 | 9999 |  |  |  | 0.04799 | NEI 2019
Gowanus Gas Turbines Generating | 2494_G_GT46 | 2494 | G | GT46 | 1648 | Combustion Turbine | NY_Z_J | New York | Kings | 18 | 1971 | 9999 |  |  |  | 0.04799 | NEI 2019
Gowanus Gas Turbines Generating | 2494_G_GT47 | 2494 | G | GT47 | 1649 | Combustion Turbine | NY_Z_J | New York | Kings | 16.6 | 1971 | 9999 |  |  |  | 0.04799 | NEI 2019
Gowanus Gas Turbines Generating | 2494_G_GT48 | 2494 | G | GT48 | 1650 | Combustion Turbine | NY_Z_J | New York | Kings | 16.6 | 1971 | 9999 | 2019 | 0.17918 | 7468 | 0.04799 | NEI 2019
Hudson Avenue | 2496_G_GT3 | 2496 | G | GT3 | 1655 | Combustion Turbine | NY_Z_J | New York | Kings | 16.7 | 1970 | 9999 |  |  |  | 0.13272 | NEI 2019
Hudson Avenue | 2496_G_GT5 | 2496 | G | GT5 | 1657 | Combustion Turbine | NY_Z_J | New York | Kings | 14.7 | 1970 | 9999 | 2019 | 0.043 | 648 | 0.13272 | NEI 2019
Narrows Gas Turbines Generating | 2499_G_NT11 | 2499 | G | NT11 | 1659 | Combustion Turbine | NY_Z_J | New York | Kings | 19.6 | 1972 | 9999 |  |  |  | 0.03518 | NEI 2019
Narrows Gas Turbines Generating | 2499_G_NT12 | 2499 | G | NT12 | 1660 | Combustion Turbine | NY_Z_J | New York | Kings | 17.6 | 1972 | 9999 |  |  |  | 0.03518 | NEI 2019
Narrows Gas Turbines Generating | 2499_G_NT13 | 2499 | G | NT13 | 1661 | Combustion Turbine | NY_Z_J | New York | Kings | 18.6 | 1972 | 9999 |  |  |  | 0.03518 | NEI 2019
Narrows Gas Turbines Generating | 2499_G_NT14 | 2499 | G | NT14 | 1662 | Combustion Turbine | NY_Z_J | New York | Kings | 18.7 | 1972 | 9999 |  |  |  | 0.03518 | NEI 2019
Narrows Gas Turbines Generating | 2499_G_NT15 | 2499 | G | NT15 | 1663 | Combustion Turbine | NY_Z_J | New York | Kings | 20.6 | 1972 | 9999 |  |  |  | 0.03518 | NEI 2019
Narrows Gas Turbines Generating | 2499_G_NT16 | 2499 | G | NT16 | 1664 | Combustion Turbine | NY_Z_J | New York | Kings | 15.7 | 1972 | 9999 |  |  |  | 0.03518 | NEI 2019
Narrows Gas Turbines Generating | 2499_G_NT17 | 2499 | G | NT17 | 1665 | Combustion Turbine | NY_Z_J | New York | Kings | 19.8 | 1972 | 9999 |  |  |  | 0.03518 | NEI 2019
Narrows Gas Turbines Generating | 2499_G_NT18 | 2499 | G | NT18 | 1666 | Combustion Turbine | NY_Z_J | New York | Kings | 17.4 | 1972 | 9999 | 2019 | 0.33366 | 18967.9337 | 0.03518 | NEI 2019
Narrows Gas Turbines Generating | 2499_G_NT21 | 2499 | G | NT21 | 1667 | Combustion Turbine | NY_Z_J | New York | Kings | 19 | 1972 | 9999 |  |  |  | 0.03816 | NEI 2019
Narrows Gas Turbines Generating | 2499_G_NT22 | 2499 | G | NT22 | 1668 | Combustion Turbine | NY_Z_J | New York | Kings | 16.3 | 1972 | 9999 |  |  |  | 0.03816 | NEI 2019
Narrows Gas Turbines Generating | 2499_G_NT23 | 2499 | G | NT23 | 1669 | Combustion Turbine | NY_Z_J | New York | Kings | 17.7 | 1972 | 9999 |  |  |  | 0.03816 | NEI 2019
Narrows Gas Turbines Generating | 2499_G_NT24 | 2499 | G | NT24 | 1670 | Combustion Turbine | NY_Z_J | New York | Kings | 18 | 1972 | 9999 |  |  |  | 0.03816 | NEI 2019
Narrows Gas Turbines Generating | 2499_G_NT25 | 2499 | G | NT25 | 1671 | Combustion Turbine | NY_Z_J | New York | Kings | 18.4 | 1972 | 9999 |  |  |  | 0.03816 | NEI 2019
Narrows Gas Turbines Generating | 2499_G_NT26 | 2499 | G | NT26 | 1672 | Combustion Turbine | NY_Z_J | New York | Kings | 16.6 | 1972 | 9999 |  |  |  | 0.03816 | NEI 2019
Narrows Gas Turbines Generating | 2499_G_NT27 | 2499 | G | NT27 | 1673 | Combustion Turbine | NY_Z_J | New York | Kings | 18.9 | 1972 | 9999 |  |  |  | 0.03816 | NEI 2019
Narrows Gas Turbines Generating | 2499_G_NT28 | 2499 | G | NT28 | 1674 | Combustion Turbine | NY_Z_J | New York | Kings | 16.5 | 1972 | 9999 | 2019 | 0.34578 | 18122.0663 | 0.03816 | NEI 2019
Ravenswood | 2500_G_4 | 2500 | G | 4 | 89141 | Combined Cycle | NY_Z_J | New York | Queens | 169.7 | 2003 | 9999 | 2019 | 12.2415 | 1525287 | 0.01605 | NEI 2019
Ravenswood | 2500_G_4S | 2500 | G | 4S | 89141 | Combined Cycle | NY_Z_J | New York | Queens | 79.1 | 2003 | 9999 |  |  |  | 0.01605 | NEI 2019
Ravenswood | 2500_G_GT1 | 2500 | G | GT1 | 1682 | Combustion Turbine | NY_Z_J | New York | Queens | 8.7 | 1967 | 9999 | 2019 | 0.0047502 | 94.6626 | 0.10036 | NEI 2019
Ravenswood | 2500_G_GT10 | 2500 | G | GT10 | 1689 | Combustion Turbine | NY_Z_J | New York | Queens | 19.2 | 1969 | 9999 | 2019 | 0.018018 | 208.9105 | 0.1725 | NEI 2019
Ravenswood | 2500_G_GT11 | 2500 | G | GT11 | 1690 | Combustion Turbine | NY_Z_J | New York | Queens | 17.3 | 1969 | 9999 | 2019 | 0.020589 | 188.237 | 0.21876 | NEI 2019
59th Street | 2503_G_GT1 | 2503 | G | GT1 | 1713 | Combustion Turbine | NY_Z_J | New York | New York | 15.5 | 1969 | 9999 | 2019 | 0.0075 | 119 | 0.12605 | NEI 2019
74th Street | 2504_G_GT1 | 2504 | G | GT1 | 1717 | Combustion Turbine | NY_Z_J | New York | New York | 19 | 1968 | 9999 |  |  |  | 0.02784 | Default Emission Factor
74th Street | 2504_G_GT2 | 2504 | G | GT2 | 1718 | Combustion Turbine | NY_Z_J | New York | New York | 18.9 | 1968 | 9999 |  |  |  | 0.02784 | Default Emission Factor
E F Barrett | 2511_G_10 | 2511 | G | 10 | 1729 | Combustion Turbine | NY_Z_K | New York | Nassau | 39.6 | 1971 | 9999 |  |  |  | 0.04307 | NEI 2019
E F Barrett | 2511_G_11 | 2511 | G | 11 | 1731 | Combustion Turbine | NY_Z_K | New York | Nassau | 40.1 | 1971 | 9999 |  |  |  | 0.04307 | NEI 2019
E F Barrett | 2511_G_12 | 2511 | G | 12 | 1733 | Combustion Turbine | NY_Z_K | New York | Nassau | 40.9 | 1971 | 9999 |  |  |  | 0.04307 | NEI 2019
E F Barrett | 2511_G_3 | 2511 | G | 3 | 1721 | Combustion Turbine | NY_Z_K | New York | Nassau | 17.2 | 1970 | 9999 |  |  |  | 0.02096 | NEI 2019
E F Barrett | 2511_G_4 | 2511 | G | 4 | 1722 | Combustion Turbine | NY_Z_K | New York | Nassau | 17.1 | 1970 | 9999 |  |  |  | 0.02096 | NEI 2019
E F Barrett | 2511_G_5 | 2511 | G | 5 | 1723 | Combustion Turbine | NY_Z_K | New York | Nassau | 17.3 | 1970 | 9999 |  |  |  | 0.02096 | NEI 2019
E F Barrett | 2511_G_6 | 2511 | G | 6 | 1724 | Combustion Turbine | NY_Z_K | New York | Nassau | 17.8 | 1970 | 9999 |  |  |  | 0.02096 | NEI 2019
E F Barrett | 2511_G_8 | 2511 | G | 8 | 1726 | Combustion Turbine | NY_Z_K | New York | Nassau | 16.9 | 1970 | 9999 |  |  |  | 0.02096 | NEI 2019
E F Barrett | 2511_G_9 | 2511 | G | 9 | 1735 | Combustion Turbine | NY_Z_K | New York | Nassau | 40.7 | 1971 | 9999 | 2019 | 1.0645 | 49425.6202 | 0.04307 | NEI 2019
E F Barrett | 2511_G_GT1 | 2511 | G | GT1 | 1728 | Combustion Turbine | NY_Z_K | New York | Nassau | 17.4 | 1970 | 9999 | 2019 | 0.38912 | 37138.1598 | 0.02096 | NEI 2019
E F Barrett | 2511_G_GT2 | 2511 | G | GT2 | 1728 | Combustion Turbine | NY_Z_K | New York | Nassau | 17.5 | 1970 | 9999 |  |  |  | 0.02096 | NEI 2019
East Hampton | 2512_G_1 | 2512 | G | 1 | 1737 | Combustion Turbine | NY_Z_K | New York | Suffolk | 19.2 | 1970 | 9999 | 2019 | 0.035394 | 12044 | 0.00588 | NEI 2019
East Hampton | 2512_G_2 | 2512 | G | 2 |  | Combustion Turbine | NY_Z_K | New York | Suffolk | 2 | 1962 | 9999 |  |  |  | 1.9821 | Default Emission Factor
East Hampton | 2512_G_3 | 2512 | G | 3 |  | Combustion Turbine | NY_Z_K | New York | Suffolk | 2 | 1962 | 9999 |  |  |  | 1.9821 | Default Emission Factor
East Hampton | 2512_G_4 | 2512 | G | 4 |  | Combustion Turbine | NY_Z_K | New York | Suffolk | 2 | 1962 | 9999 |  |  |  | 1.9821 | Default Emission Factor
Glenwood | 2514_G_GT2 | 2514 | G | GT2 | 1741 | Combustion Turbine | NY_Z_K | New York | Nassau | 49 | 1972 | 9999 | 2019 | 0.0015 | 281.4793 | 0.01066 | NEI 2019
Glenwood | 2514_G_GT3 | 2514 | G | GT3 | 1742 | Combustion Turbine | NY_Z_K | New York | Nassau | 55.1 | 1972 | 9999 | 2019 | 0.001 | 316.5207 | 0.00632 | NEI 2019
Northport | 2516_G_GT1 | 2516 | G | GT1 | 1747 | Combustion Turbine | NY_Z_K | New York | Suffolk | 11.8 | 1967 | 9999 |  |  |  | 0.02784 | Default Emission Factor
Port Jefferson | 2517_G_GT1 | 2517 | G | GT1 | 1752 | Combustion Turbine | NY_Z_K | New York | Suffolk | 12.1 | 1966 | 9999 | 2019 | 0.001 | 5550.1163 | 0.00036 | NEI 2019
Port Jefferson | 2517_G_GT2 | 2517 | G | GT2 | 10016 | Combustion Turbine | NY_Z_K | New York | Suffolk | 40.5 | 2002 | 9999 |  |  |  | 0.02942 | NEI 2019
Port Jefferson | 2517_G_GT3 | 2517 | G | GT3 | 10017 | Combustion Turbine | NY_Z_K | New York | Suffolk | 41.1 | 2002 | 9999 | 2019 | 0.55064 | 37428.8837 | 0.02942 | NEI 2019
Shoreham | 2518_G_GT1 | 2518 | G | GT1 | 2958 | Combustion Turbine | NY_Z_K | New York | Suffolk | 49.8 | 1971 | 9999 | 2019 | 0.0026006 | 715.5434 | 0.00727 | NEI 2019
Shoreham | 2518_G_GT2 | 2518 | G | GT2 | 2959 | Combustion Turbine | NY_Z_K | New York | Suffolk | 15.9 | 1966 | 9999 | 2019 | 0.0011043 | 228.4566 | 0.00967 | NEI 2019
South Hampton | 2519_G_1 | 2519 | G | 1 |  | Combustion Turbine | NY_Z_K | New York | Suffolk | 8.5 | 1963 | 9999 | 2019 | 0.018755 | 2104 | 0.01783 | NEI 2019
Southold | 2520_G_1 | 2520 | G | 1 |  | Combustion Turbine | NY_Z_K | New York | Suffolk | 10 | 1964 | 9999 | 2019 | 0.008 | 1725 | 0.00928 | NEI 2019
Harris Lake | 2528_G_1 | 2528 | G | 1 |  | Combustion Turbine | NY_Z_D | New York | Essex | 1.7 | 1967 | 9999 |  |  |  | 1.9821 | Default Emission Factor
Harris Lake | 2528_G_2 | 2528 | G | 2 |  | Combustion Turbine | NY_Z_D | New York | Essex | 2.3 | 2017 | 9999 |  |  |  | 1.9821 | Default Emission Factor
Bethlehem Energy Center | 2539_G_5 | 2539 | G | 5 | 1771 | Combined Cycle | NY_Z_F | New York | Albany | 182.6 | 2005 | 9999 | 2019 | 13.857 | 4544459 | 0.0061 | NEI 2019
Bethlehem Energy Center | 2539_G_6 | 2539 | G | 6 | 1772 | Combined Cycle | NY_Z_F | New York | Albany | 182.6 | 2005 | 9999 |  |  |  | 0.0061 | NEI 2019
Bethlehem Energy Center | 2539_G_7 | 2539 | G | 7 | 1773 | Combined Cycle | NY_Z_F | New York | Albany | 182.6 | 2005 | 9999 |  |  |  | 0.0061 | NEI 2019
Bethlehem Energy Center | 2539_G_8 | 2539 | G | 8 | 1771 | Combined Cycle | NY_Z_F | New York | Albany | 257 | 2005 | 9999 |  |  |  | 0.0061 | NEI 2019
E C Gaston | 26_G_GT4 | 26 | G | GT4 |  | Combustion Turbine | S_SOU | Alabama | Shelby | 16 | 1970 | 9999 | 2019 | 0.000776 | 147 | 0.01056 | NEI 2019
Dynegy Moss Landing Power Plant | 260_G_CT1A | 260 | G | CT1A | 149 | Combined Cycle | WEC_CALN | California | Monterey | 165 | 2002 | 9999 | 2019 | 10.1832 | 884759 | 0.01515 | NEI 2019
Dynegy Moss Landing Power Plant | 260_G_CT1B | 260 | G | CT1B | 150 | Combined Cycle | WEC_CALN | California | Monterey | 165 | 2002 | 9999 | 2019 | 10.1702 | 875690 | 0.01515 | NEI 2019
Dynegy Moss Landing Power Plant | 260_G_CT2A | 260 | G | CT2A | 152 | Combined Cycle | WEC_CALN | California | Monterey | 165 | 2002 | 9999 | 2019 | 9.7073 | 856873 | 0.01474 | NEI 2019
Dynegy Moss Landing Power Plant | 260_G_CT2B | 260 | G | CT2B | 153 | Combined Cycle | WEC_CALN | California | Monterey | 165 | 2002 | 9999 | 2019 | 8.9675 | 795385 | 0.01474 | NEI 2019
Dynegy Moss Landing Power Plant | 260_G_ST1 | 260 | G | ST1 | 149 | Combined Cycle | WEC_CALN | California | Monterey | 180 | 2002 | 9999 |  |  |  | 0.01515 | NEI 2019
Dynegy Moss Landing Power Plant | 260_G_ST2 | 260 | G | ST2 | 152 | Combined Cycle | WEC_CALN | California | Monterey | 180 | 2002 | 9999 |  |  |  | 0.01474 | NEI 2019
Hillburn | 2628_G_GEN1 | 2628 | G | GEN1 | 1795 | Combustion Turbine | NY_Z_G-I | New York | Rockland | 33.1 | 1972 | 9999 | 2019 | 0.0057084 | 305 | 0.03743 | NEI 2019
Shoemaker | 2632_G_SHOE | 2632 | G | SHOE | 1799 | Combustion Turbine | NY_Z_G-I | New York | Orange | 33 | 1972 | 9999 | 2019 | 0.020338 | 1117 | 0.03642 | NEI 2019
Plant No 1 Freeport | 2678_G_2 | 2678 | G | 2 |  | Combustion Turbine | NY_Z_K | New York | Nassau | 2.2 | 1949 | 9999 | 2019 | 0.0040708 | 16.4368 | 0.49533 | NEI 2019
Plant No 1 Freeport | 2678_G_3 | 2678 | G | 3 |  | Combustion Turbine | NY_Z_K | New York | Nassau | 2 | 1954 | 9999 | 2019 | 0.010501 | 14.9425 | 1.4055 | NEI 2019
Plant No 2 Freeport | 2679_G_3 | 2679 | G | 3 |  | Combustion Turbine | NY_Z_K | New York | Nassau | 16.8 | 1973 | 9999 | 2019 | 0.00076002 | 3529.2766 | 0.00043 | NEI 2019
Plant No 2 Freeport | 2679_G_CT5 | 2679 | G | CT5 | 88098 | Combustion Turbine | NY_Z_K | New York | Nassau | 49 | 2004 | 9999 | 2019 | 0.80834 | 10293.7234 | 0.15706 | NEI 2019
Greenport | 2681_G_4 | 2681 | G | 4 |  | Combustion Turbine | NY_Z_K | New York | Suffolk | 1 | 1957 | 9999 |  |  |  | 1.9821 | Default Emission Factor
Greenport | 2681_G_5 | 2681 | G | 5 |  | Combustion Turbine | NY_Z_K | New York | Suffolk | 1.5 | 1965 | 9999 |  |  |  | 1.9821 | Default Emission Factor
Greenport | 2681_G_6 | 2681 | G | 6 |  | Combustion Turbine | NY_Z_K | New York | Suffolk | 3 | 1971 | 9999 |  |  |  | 1.9821 | Default Emission Factor
S A Carlson | 2682_G_7 | 2682 | G | 7 | 1814 | Combustion Turbine | NY_Z_A | New York | Chautauqua | 42 | 2001 | 9999 | 2019 | 1.5352 | 140677.8904 | 0.02183 | NEI 2019
Charles P Keller | 2695_G_10 | 2695 | G | 10 |  | Combustion Turbine | NY_Z_K | New York | Nassau | 3.2 | 1954 | 9999 |  |  |  | 1.1533 | Default Emission Factor
Charles P Keller | 2695_G_11 | 2695 | G | 11 |  | Combustion Turbine | NY_Z_K | New York | Nassau | 5.2 | 1962 | 9999 |  |  |  | 1.1533 | Default Emission Factor
Charles P Keller | 2695_G_12 | 2695 | G | 12 |  | Combustion Turbine | NY_Z_K | New York | Nassau | 5.5 | 1967 | 9999 |  |  |  | 1.1533 | Default Emission Factor
Charles P Keller | 2695_G_13 | 2695 | G | 13 |  | Combustion Turbine | NY_Z_K | New York | Nassau | 5.5 | 1974 | 9999 |  |  |  | 1.1533 | Default Emission Factor
Charles P Keller | 2695_G_14 | 2695 | G | 14 |  | Combustion Turbine | NY_Z_K | New York | Nassau | 6.2 | 1994 | 9999 |  |  |  | 1.1533 | Default Emission Factor
Charles P Keller | 2695_G_9 | 2695 | G | 9 |  | Combustion Turbine | NY_Z_K | New York | Nassau | 3.2 | 1954 | 9999 |  |  |  | 1.1533 | Default Emission Factor
Asheville | 2706_G_CT5 | 2706 | G | CT5 |  | Combined Cycle | S_VACA | North Carolina | Buncombe | 191.2 | 2019 | 9999 |  |  |  | 0.01015 | Default Emission Factor
Asheville | 2706_G_CT7 | 2706 | G | CT7 |  | Combined Cycle | S_VACA | North Carolina | Buncombe | 191.2 | 2019 | 9999 |  |  |  | 0.01015 | Default Emission Factor
Asheville | 2706_G_GT1 | 2706 | G | GT1 | 1818 | Combustion Turbine | S_VACA | North Carolina | Buncombe | 160 | 1999 | 9999 | 2019 | 1.5663 | 671480 | 0.00467 | NEI 2019
Asheville | 2706_G_GT2 | 2706 | G | GT2 | 1819 | Combustion Turbine | S_VACA | North Carolina | Buncombe | 160 | 2000 | 9999 | 2019 | 1.5913 | 374182 | 0.00851 | NEI 2019
Asheville | 2706_G_ST6 | 2706 | G | ST6 | 1816 | Combined Cycle | S_VACA | North Carolina | Buncombe | 102 | 2019 | 9999 |  |  |  | 0.01015 | Default Emission Factor
Asheville | 2706_G_ST8 | 2706 | G | ST8 | 1817 | Combined Cycle | S_VACA | North Carolina | Buncombe | 102 | 2019 | 9999 |  |  |  | 0.01015 | Default Emission Factor
Blewett | 2707_G_GT1 | 2707 | G | GT1 | 90042 | Combustion Turbine | S_VACA | North Carolina | Anson | 13 | 1971 | 9999 |  |  |  | 0.02784 | Default Emission Factor
Blewett | 2707_G_GT2 | 2707 | G | GT2 | 90043 | Combustion Turbine | S_VACA | North Carolina | Anson | 13 | 1971 | 9999 |  |  |  | 0.02784 | Default Emission Factor
Blewett | 2707_G_GT3 | 2707 | G | GT3 | 90044 | Combustion Turbine | S_VACA | North Carolina | Anson | 13 | 1971 | 9999 |  |  |  | 0.02784 | Default Emission Factor
Blewett | 2707_G_GT4 | 2707 | G | GT4 | 90045 | Combustion Turbine | S_VACA | North Carolina | Anson | 13 | 1971 | 9999 |  |  |  | 0.02784 | Default Emission Factor
W H Weatherspoon | 2716_G_GT1 | 2716 | G | GT1 | 88324 | Combustion Turbine | S_VACA | North Carolina | Robeson | 31 | 1970 | 9999 |  |  |  | 0.02784 | Default Emission Factor
W H Weatherspoon | 2716_G_GT2 | 2716 | G | GT2 | 88325 | Combustion Turbine | S_VACA | North Carolina | Robeson | 31 | 1970 | 9999 |  |  |  | 0.02784 | Default Emission Factor
W H Weatherspoon | 2716_G_GT3 | 2716 | G | GT3 | 88326 | Combustion Turbine | S_VACA | North Carolina | Robeson | 32 | 1971 | 9999 |  |  |  | 0.02784 | Default Emission Factor
W H Weatherspoon | 2716_G_GT4 | 2716 | G | GT4 | 88327 | Combustion Turbine | S_VACA | North Carolina | Robeson | 30 | 1971 | 9999 |  |  |  | 0.02784 | Default Emission Factor
Buck | 2720_G_CT11 | 2720 | G | CT11 | 90410 | Combined Cycle | S_VACA | North Carolina | Rowan | 178 | 2011 | 9999 | 2019 | 8.13 | 4392284 | 0.0037 | NEI 2019
Buck | 2720_G_CT12 | 2720 | G | CT12 | 90411 | Combined Cycle | S_VACA | North Carolina | Rowan | 178 | 2011 | 9999 |  |  |  | 0.0037 | NEI 2019
Buck | 2720_G_ST10 | 2720 | G | ST10 | 90410 | Combined Cycle | S_VACA | North Carolina | Rowan | 312 | 2011 | 9999 |  |  |  | 0.0037 | NEI 2019
Dan River | 2723_G_CT8 | 2723 | G | CT8 | 90412 | Combined Cycle | S_VACA | North Carolina | Rockingham | 171 | 2012 | 9999 | 2019 | 32.87 | 4394833 | 0.01496 | NEI 2019
Dan River | 2723_G_CT9 | 2723 | G | CT9 | 90413 | Combined Cycle | S_VACA | North Carolina | Rockingham | 171 | 2012 | 9999 |  |  |  | 0.01496 | NEI 2019
Dan River | 2723_G_ST7 | 2723 | G | ST7 | 90412 | Combined Cycle | S_VACA | North Carolina | Rockingham | 320 | 2012 | 9999 |  |  |  | 0.01496 | NEI 2019
Buxton | 2783_G_1A | 2783 | G | 1A |  | Combustion Turbine | PJM_Dom | North Carolina | Dare | 3 | 1991 | 9999 |  |  |  | 0.61931 | NEI 2019
Buxton | 2783_G_2A | 2783 | G | 2A |  | Combustion Turbine | PJM_Dom | North Carolina | Dare | 3 | 1991 | 9999 |  |  |  | 0.61931 | NEI 2019
Buxton | 2783_G_3A | 2783 | G | 3A |  | Combustion Turbine | PJM_Dom | North Carolina | Dare | 3 | 1991 | 9999 |  |  |  | 0.61931 | NEI 2019
Buxton | 2783_G_4A | 2783 | G | 4A |  | Combustion Turbine | PJM_Dom | North Carolina | Dare | 3 | 1991 | 9999 |  |  |  | 0.61931 | NEI 2019
Buxton | 2783_G_5A | 2783 | G | 5A |  | Combustion Turbine | PJM_Dom | North Carolina | Dare | 3 | 1991 | 9999 | 2019 | 0.17 | 549 | 0.61931 | NEI 2019
R M Heskett | 2790_G_3 | 2790 | G | 3 | 90931 | Combustion Turbine | MIS_MAPP | North Dakota | Morton | 88 | 2014 | 9999 |  |  |  | 0.04322 | Default Emission Factor
Jamestown | 2801_G_1 | 2801 | G | 1 |  | Combustion Turbine | MIS_MAPP | North Dakota | Stutsman | 20.5 | 1976 | 9999 |  |  |  | 0.02784 | Default Emission Factor
Jamestown | 2801_G_2 | 2801 | G | 2 |  | Combustion Turbine | MIS_MAPP | North Dakota | Stutsman | 21.2 | 1978 | 9999 |  |  |  | 0.02784 | Default Emission Factor
Grafton | 2811_G_1 | 2811 | G | 1 |  | Combustion Turbine | MIS_MAPP | North Dakota | Walsh | 0.6 | 1937 | 9999 |  |  |  | 1.9821 | Default Emission Factor
Grafton | 2811_G_2 | 2811 | G | 2 |  | Combustion Turbine | MIS_MAPP | North Dakota | Walsh | 0.8 | 1949 | 9999 |  |  |  | 1.9821 | Default Emission Factor
Grafton | 2811_G_3 | 2811 | G | 3 |  | Combustion Turbine | MIS_MAPP | North Dakota | Walsh | 1.3 | 1956 | 9999 |  |  |  | 1.9821 | Default Emission Factor
Grafton | 2811_G_4 | 2811 | G | 4 |  | Combustion Turbine | MIS_MAPP | North Dakota | Walsh | 1.3 | 1956 | 9999 |  |  |  | 1.9821 | Default Emission Factor
Dicks Creek | 2831_G_1 | 2831 | G | 1 | 9185 | Combustion Turbine | PJM_West | Ohio | Butler | 92 | 1965 | 9999 | 2019 | 0.06 | 3542.8781 | 0.03387 | NEI 2019
Dicks Creek | 2831_G_3 | 2831 | G | 3 |  | Combustion Turbine | PJM_West | Ohio | Butler | 14.2 | 1969 | 9999 | 2019 | 0.01 | 546.8355 | 0.03657 | NEI 2019
Dicks Creek | 2831_G_4 | 2831 | G | 4 |  | Combustion Turbine | PJM_West | Ohio | Butler | 15 | 1969 | 9999 |  |  |  | 0.02784 | Default Emission Factor
Dicks Creek | 2831_G_5 | 2831 | G | 5 |  | Combustion Turbine | PJM_West | Ohio | Butler | 15 | 1969 | 9999 | 2019 | 0.01 | 577.6432 | 0.03462 | NEI 2019
Miami Fort | 2832_G_GT3 | 2832 | G | GT3 |  | Combustion Turbine | PJM_West | Ohio | Hamilton | 14 | 1971 | 9999 |  |  |  | 0.02784 | Default Emission Factor
Miami Fort | 2832_G_GT4 | 2832 | G | GT4 |  | Combustion Turbine | PJM_West | Ohio | Hamilton | 14 | 1971 | 9999 |  |  |  | 0.02784 | Default Emission Factor
Miami Fort | 2832_G_GT5 | 2832 | G | GT5 |  | Combustion Turbine | PJM_West | Ohio | Hamilton | 14 | 1971 | 9999 |  |  |  | 0.02784 | Default Emission Factor
Miami Fort | 2832_G_GT6 | 2832 | G | GT6 |  | Combustion Turbine | PJM_West | Ohio | Hamilton | 14 | 1971 | 9999 |  |  |  | 0.02784 | Default Emission Factor
Frank M Tait | 2847_G_GT1 | 2847 | G | GT1 | 1928 | Combustion Turbine | PJM_West | Ohio | Montgomery | 88 | 1995 | 9999 | 2019 | 0.7611 | 294333.5299 | 0.00517 | NEI 2019
Frank M Tait | 2847_G_GT2 | 2847 | G | GT2 | 1929 | Combustion Turbine | PJM_West | Ohio | Montgomery | 89 | 1996 | 9999 | 2019 | 0.8937 | 297678.2291 | 0.006 | NEI 2019
Frank M Tait | 2847_G_GT3 | 2847 | G | GT3 | 1930 | Combustion Turbine | PJM_West | Ohio | Montgomery | 79 | 1998 | 9999 | 2019 | 3.843 | 264231.237 | 0.02909 | NEI 2019
Frank M Tait | 2847_G_IC1 | 2847 | G | IC1 |  | Combustion Turbine | PJM_West | Ohio | Montgomery | 2.5 | 1967 | 9999 |  |  |  | 1.9821 | Default Emission Factor
Frank M Tait | 2847_G_IC2 | 2847 | G | IC2 |  | Combustion Turbine | PJM_West | Ohio | Montgomery | 2.5 | 1967 | 9999 |  |  |  | 1.9821 | Default Emission Factor
Frank M Tait | 2847_G_IC3 | 2847 | G | IC3 |  | Combustion Turbine | PJM_West | Ohio | Montgomery | 2.5 | 1967 | 9999 |  |  |  | 1.9821 | Default Emission Factor
Frank M Tait | 2847_G_IC4 | 2847 | G | IC4 |  | Combustion Turbine | PJM_West | Ohio | Montgomery | 2.5 | 1967 | 9999 |  |  |  | 1.9821 | Default Emission Factor
O H Hutchings | 2848_G_7 | 2848 | G | 7 | 88237 | Combustion Turbine | PJM_West | Ohio | Montgomery | 25 | 1968 | 9999 |  |  |  | 0.04322 | Default Emission Factor
Monument | 2851_G_1 | 2851 | G | 1 |  | Combustion Turbine | PJM_West | Ohio | Montgomery | 2.4 | 1968 | 9999 |  |  |  | 1.9821 | Default Emission Factor
Monument | 2851_G_2 | 2851 | G | 2 |  | Combustion Turbine | PJM_West | Ohio | Montgomery | 2.4 | 1968 | 9999 |  |  |  | 1.9821 | Default Emission Factor
Monument | 2851_G_3 | 2851 | G | 3 |  | Combustion Turbine | PJM_West | Ohio | Montgomery | 2.4 | 1968 | 9999 |  |  |  | 1.9821 | Default Emission Factor
Monument | 2851_G_4 | 2851 | G | 4 |  | Combustion Turbine | PJM_West | Ohio | Montgomery | 2.4 | 1968 | 9999 |  |  |  | 1.9821 | Default Emission Factor
Monument | 2851_G_5 | 2851 | G | 5 |  | Combustion Turbine | PJM_West | Ohio | Montgomery | 2.4 | 1968 | 9999 |  |  |  | 1.9821 | Default Emission Factor
Sidney (OH) | 2852_G_1 | 2852 | G | 1 |  | Combustion Turbine | PJM_West | Ohio | Shelby | 2.4 | 1968 | 9999 |  |  |  | 1.9821 | Default Emission Factor
Sidney (OH) | 2852_G_2 | 2852 | G | 2 |  | Combustion Turbine | PJM_West | Ohio | Shelby | 2.4 | 1968 | 9999 |  |  |  | 1.9821 | Default Emission Factor
Sidney (OH) | 2852_G_3 | 2852 | G | 3 |  | Combustion Turbine | PJM_West | Ohio | Shelby | 2.4 | 1968 | 9999 |  |  |  | 1.9821 | Default Emission Factor
Sidney (OH) | 2852_G_4 | 2852 | G | 4 |  | Combustion Turbine | PJM_West | Ohio | Shelby | 2.4 | 1968 | 9999 |  |  |  | 1.9821 | Default Emission Factor
Sidney (OH) | 2852_G_5 | 2852 | G | 5 |  | Combustion Turbine | PJM_West | Ohio | Shelby | 2.4 | 1968 | 9999 |  |  |  | 1.9821 | Default Emission Factor
Yankee Street | 2854_G_1 | 2854 | G | 1 |  | Combustion Turbine | PJM_West | Ohio | Montgomery | 19.5 | 1969 | 9999 | 2019 | 0.0201 | 1036.4067 | 0.03879 | NEI 2019
Yankee Street | 2854_G_2 | 2854 | G | 2 |  | Combustion Turbine | PJM_West | Ohio | Montgomery | 19.5 | 1969 | 9999 | 2019 | 0.02161 | 1036.4067 | 0.0417 | NEI 2019
Yankee Street | 2854_G_3 | 2854 | G | 3 |  | Combustion Turbine | PJM_West | Ohio | Montgomery | 19.3 | 1969 | 9999 | 2019 | 0.02082 | 1025.7769 | 0.04059 | NEI 2019
Yankee Street | 2854_G_4 | 2854 | G | 4 |  | Combustion Turbine | PJM_West | Ohio | Montgomery | 11 | 1970 | 9999 | 2019 | 0.006 | 584.6397 | 0.02053 | NEI 2019
Yankee Street | 2854_G_5 | 2854 | G | 5 |  | Combustion Turbine | PJM_West | Ohio | Montgomery | 9 | 1970 | 9999 | 2019 | 0.009039 | 478.3416 | 0.03779 | NEI 2019
Yankee Street | 2854_G_6 | 2854 | G | 6 |  | Combustion Turbine | PJM_West | Ohio | Montgomery | 12 | 1970 | 9999 | 2019 | 0.01 | 637.7887 | 0.03136 | NEI 2019
Yankee Street | 2854_G_7 | 2854 | G | 7 |  | Combustion Turbine | PJM_West | Ohio | Montgomery | 11 | 1970 | 9999 | 2019 | 0.0106 | 584.6397 | 0.03626 | NEI 2019
Niles Power Plant | 2861_G_GT1 | 2861 | G | GT1 | 9278 | Combustion Turbine | PJM_ATSI | Ohio | Trumbull | 25 | 1972 | 9999 |  |  |  | 0.02784 | Default Emission Factor
FirstEnergy West Lorain | 2869_G_1A | 2869 | G | 1A | 9279 | Combustion Turbine | PJM_ATSI | Ohio | Lorain | 57 | 1973 | 9999 | 2019 | 0.0112 | 1067.0315 | 0.02099 | NEI 2019
FirstEnergy West Lorain | 2869_G_1B | 2869 | G | 1B | 9280 | Combustion Turbine | PJM_ATSI | Ohio | Lorain | 57 | 1973 | 9999 | 2019 | 0.0038 | 1067.0315 | 0.00712 | NEI 2019
FirstEnergy West Lorain | 2869_G_2 | 2869 | G | 2 | 8316 | Combustion Turbine | PJM_ATSI | Ohio | Lorain | 85 | 2001 | 9999 | 2019 | 0.0656 | 1591.1874 | 0.08245 | NEI 2019
FirstEnergy West Lorain | 2869_G_3 | 2869 | G | 3 | 8318 | Combustion Turbine | PJM_ATSI | Ohio | Lorain | 85 | 2001 | 9999 | 2019 | 0.0139 | 1591.1874 | 0.01747 | NEI 2019
FirstEnergy West Lorain | 2869_G_4 | 2869 | G | 4 | 8320 | Combustion Turbine | PJM_ATSI | Ohio | Lorain | 85 | 2001 | 9999 | 2019 | 0.008 | 1591.1874 | 0.01006 | NEI 2019
FirstEnergy West Lorain | 2869_G_5 | 2869 | G | 5 | 8322 | Combustion Turbine | PJM_ATSI | Ohio | Lorain | 85 | 2001 | 9999 | 2019 | 0.0208 | 1591.1874 | 0.02614 | NEI 2019
FirstEnergy West Lorain | 2869_G_6 | 2869 | G | 6 | 8324 | Combustion Turbine | PJM_ATSI | Ohio | Lorain | 85 | 2001 | 9999 | 2019 | 0.0313 | 1591.1874 | 0.03934 | NEI 2019
FirstEnergy Bay Shore | 2878_G_CT | 2878 | G | CT |  | Combustion Turbine | PJM_ATSI | Ohio | Lucas | 16 | 1967 | 9999 |  |  |  | 0.02784 | Default Emission Factor
Richland | 2880_G_1 | 2880 | G | 1 |  | Combustion Turbine | PJM_ATSI | Ohio | Defiance | 11 | 1965 | 9999 |  |  |  | 0.02784 | Default Emission Factor
Richland | 2880_G_2 | 2880 | G | 2 |  | Combustion Turbine | PJM_ATSI | Ohio | Defiance | 11 | 1966 | 9999 |  |  |  | 0.04322 | Default Emission Factor
Richland | 2880_G_3 | 2880 | G | 3 |  | Combustion Turbine | PJM_ATSI | Ohio | Defiance | 11 | 1966 | 9999 |  |  |  | 0.04322 | Default Emission Factor
Richland | 2880_G_4 | 2880 | G | 4 | 1988 | Combustion Turbine | PJM_ATSI | Ohio | Defiance | 112 | 2001 | 9999 | 2019 | 0.21 | 70858.6655 | 0.00593 | NEI 2019
Richland | 2880_G_5 | 2880 | G | 5 | 1989 | Combustion Turbine | PJM_ATSI | Ohio | Defiance | 112 | 2001 | 9999 | 2019 | 0.22 | 70858.6655 | 0.00621 | NEI 2019
Richland | 2880_G_6 | 2880 | G | 6 | 1990 | Combustion Turbine | PJM_ATSI | Ohio | Defiance | 112 | 2001 | 9999 | 2019 | 0.18 | 70858.6655 | 0.00508 | NEI 2019
Stryker | 2881_G_1 | 2881 | G | 1 |  | Combustion Turbine | PJM_ATSI | Ohio | Williams | 17 | 1968 | 9999 |  |  |  | 0.02784 | Default Emission Factor
Arcanum | 2902_G_1 | 2902 | G | 1 |  | Combustion Turbine | PJM_West | Ohio | Darke | 0.8 | 1951 | 9999 |  |  |  | 1.9821 | Default Emission Factor
Arcanum | 2902_G_2 | 2902 | G | 2 |  | Combustion Turbine | PJM_West | Ohio | Darke | 0.6 | 1946 | 9999 |  |  |  | 1.9821 | Default Emission Factor
Bryan (OH) | 2903_G_1 | 2903 | G | 1 |  | Combustion Turbine | PJM_ATSI | Ohio | Williams | 12.5 | 1970 | 9999 | 2018 | 0.0071825 | 1045.6897 | 0.01374 | Ohio State Emissions Inventory
Bryan (OH) | 2903_G_2 | 2903 | G | 2 |  | Combustion Turbine | PJM_ATSI | Ohio | Williams | 12.5 | 1988 | 9999 | 2018 | 0.0078968 | 1045.6897 | 0.0151 | Ohio State Emissions Inventory
Bryan (OH) | 2903_G_5 | 2903 | G | 5 |  | Combustion Turbine | PJM_ATSI | Ohio | Williams | 2.5 | 1948 | 9999 |  |  |  | 1.9821 | Default Emission Factor
Bryan (OH) | 2903_G_6 | 2903 | G | 6 |  | Combustion Turbine | PJM_ATSI | Ohio | Williams | 4 | 1963 | 9999 |  |  |  | 0.04322 | Default Emission Factor
Collinwood | 2906_G_3 | 2906 | G | 3 |  | Combustion Turbine | PJM_ATSI | Ohio | Cuyahoga | 16 | 1971 | 9999 |  |  |  | 0.04322 | Default Emission Factor
West 41st Street | 2909_G_1 | 2909 | G | 1 |  | Combustion Turbine | PJM_ATSI | Ohio | Cuyahoga | 16 | 1970 | 9999 | 2019 | 0.007015 | 173 | 0.0811 | NEI 2019
West 41st Street | 2909_G_2 | 2909 | G | 2 |  | Combustion Turbine | PJM_ATSI | Ohio | Cuyahoga | 16 | 1970 | 9999 |  |  |  | 0.04322 | Default Emission Factor
Dover | 2914_G_5 | 2914 | G | 5 |  | Combustion Turbine | PJM_West | Ohio | Tuscarawas | 2.4 | 1966 | 9999 |  |  |  | 1.9821 | Default Emission Factor
Dover | 2914_G_6 | 2914 | G | 6 |  | Combustion Turbine | PJM_West | Ohio | Tuscarawas | 15.3 | 1992 | 9999 |  |  |  | 0.04322 | Default Emission Factor
Hamilton (OH) | 2917_G_GT2 | 2917 | G | GT2 |  | Combustion Turbine | PJM_West | Ohio | Butler | 12 | 1971 | 9999 |  |  |  | 0.04322 | Default Emission Factor
Oberlin (OH) | 2933_G_1 | 2933 | G | 1 |  | Combustion Turbine | PJM_ATSI | Ohio | Lorain | 1 | 1948 | 9999 | 2018 | 0.0075028 | 22.4022 | 0.66983 | Ohio State Emissions Inventory
Oberlin (OH) | 2933_G_10 | 2933 | G | 10 |  | Combustion Turbine | PJM_ATSI | Ohio | Lorain | 0.5 | 1990 | 9999 |  |  |  | 1.1533 | Default Emission Factor
Oberlin (OH) | 2933_G_2A | 2933 | G | 2A |  | Combustion Turbine | PJM_ATSI | Ohio | Lorain | 3.1 | 2001 | 9999 | 2018 | 0.022722 | 69.4469 | 0.65436 | Ohio State Emissions Inventory
Oberlin (OH) | 2933_G_3A | 2933 | G | 3A |  | Combustion Turbine | PJM_ATSI | Ohio | Lorain | 3.1 | 2001 | 9999 | 2018 | 0.021544 | 69.4469 | 0.62045 | Ohio State Emissions Inventory
Oberlin (OH) | 2933_G_6 | 2933 | G | 6 |  | Combustion Turbine | PJM_ATSI | Ohio | Lorain | 2 | 1958 | 9999 | 2018 | 0.023631 | 44.8045 | 1.0549 | Ohio State Emissions Inventory
Oberlin (OH) | 2933_G_7 | 2933 | G | 7 |  | Combustion Turbine | PJM_ATSI | Ohio | Lorain | 2.7 | 1961 | 9999 | 2018 | 0.020906 | 60.486 | 0.69127 | Ohio State Emissions Inventory
Oberlin (OH) | 2933_G_8 | 2933 | G | 8 |  | Combustion Turbine | PJM_ATSI | Ohio | Lorain | 3 | 1966 | 9999 | 2018 | 0.030453 | 67.2067 | 0.90623 | Ohio State Emissions Inventory
Oberlin (OH) | 2933_G_9 | 2933 | G | 9 |  | Combustion Turbine | PJM_ATSI | Ohio | Lorain | 0.4 | 1990 | 9999 |  |  |  | 1.1533 | Default Emission Factor
Oberlin (OH) | 2933_G_IC4 | 2933 | G | IC4 |  | Combustion Turbine | PJM_ATSI | Ohio | Lorain | 2.1 | 1996 | 9999 | 2018 | 0.011075 | 47.0447 | 0.47082 | Ohio State Emissions Inventory
Painesville | 2936_G_WPCP1 | 2936 | G | WPCP1 |  | Combustion Turbine | PJM_ATSI | Ohio | Lake | 1.8 | 2010 | 9999 |  |  |  | 1.9821 | Default Emission Factor
Piqua Power Plant | 2937_G_11 | 2937 | G | 11 |  | Combustion Turbine | PJM_West | Ohio | Miami | 16.5 | 1989 | 9999 |  |  |  | 0.02784 | Default Emission Factor
Piqua Power Plant | 2937_G_8 | 2937 | G | 8 |  | Combustion Turbine | PJM_West | Ohio | Miami | 20 | 1972 | 9999 |  |  |  | 0.02784 | Default Emission Factor
St Marys | 2942_G_7 | 2942 | G | 7 |  | Combustion Turbine | PJM_West | Ohio | Auglaize | 12 | 1992 | 9999 |  |  |  | 0.02784 | Default Emission Factor
St Marys | 2942_G_GT1 | 2942 | G | GT1 |  | Combustion Turbine | PJM_West | Ohio | Auglaize | 10.4 | 1999 | 9999 |  |  |  | 0.04322 | Default Emission Factor
Anadarko | 2945_G_10 | 2945 | G | 10 |  | Combustion Turbine | PJM_West | Ohio | Monroe | 1.2 | 1983 | 9999 |  |  |  | 1.9821 | Default Emission Factor
Anadarko | 2945_G_11 | 2945 | G | 11 |  | Combustion Turbine | PJM_West | Ohio | Monroe | 1.2 | 1983 | 9999 |  |  |  | 1.9821 | Default Emission Factor
Anadarko | 2945_G_6 | 2945 | G | 6 |  | Combustion Turbine | PJM_West | Ohio | Monroe | 0.6 | 1949 | 9999 |  |  |  | 1.9821 | Default Emission Factor
Anadarko | 2945_G_7 | 2945 | G | 7 |  | Combustion Turbine | PJM_West | Ohio | Monroe | 1.2 | 1957 | 9999 |  |  |  | 1.9821 | Default Emission Factor
Anadarko | 2945_G_8 | 2945 | G | 8 |  | Combustion Turbine | PJM_West | Ohio | Monroe | 1.5 | 1965 | 9999 |  |  |  | 1.9821 | Default Emission Factor
Anadarko | 2945_G_9 | 2945 | G | 9 |  | Combustion Turbine | PJM_West | Ohio | Monroe | 2.1 | 1971 | 9999 |  |  |  | 1.9821 | Default Emission Factor
Horseshoe Lake | 2951_G_10 | 2951 | G | 10 | 1999 | Combustion Turbine | SPP_WEST | Oklahoma | Oklahoma | 41.8 | 2001 | 9999 | 2019 | 6.352 | 121234.7529 | 0.10479 | NEI 2019
Horseshoe Lake | 2951_G_9 | 2951 | G | 9 | 2003 | Combustion Turbine | SPP_WEST | Oklahoma | Oklahoma | 43.2 | 2001 | 9999 | 2019 | 6.298 | 125295.2471 | 0.10053 | NEI 2019
Mustang | 2953_G_GT1 | 2953 | G | GT1 | 91175 | Combustion Turbine | SPP_WEST | Oklahoma | Canadian | 57 | 2017 | 9999 |  |  |  | 0.04322 | Default Emission Factor
Mustang | 2953_G_GT2 | 2953 | G | GT2 | 91176 | Combustion Turbine | SPP_WEST | Oklahoma | Canadian | 57 | 2017 | 9999 |  |  |  | 0.04322 | Default Emission Factor
Mustang | 2953_G_GT3 | 2953 | G | GT3 | 91177 | Combustion Turbine | SPP_WEST | Oklahoma | Canadian | 58 | 2017 | 9999 |  |  |  | 0.04322 | Default Emission Factor
Mustang | 2953_G_GT4 | 2953 | G | GT4 | 91171 | Combustion Turbine | SPP_WEST | Oklahoma | Canadian | 58 | 2017 | 9999 |  |  |  | 0.04322 | Default Emission Factor
Mustang | 2953_G_GT5 | 2953 | G | GT5 | 91172 | Combustion Turbine | SPP_WEST | Oklahoma | Canadian | 57 | 2017 | 9999 |  |  |  | 0.04322 | Default Emission Factor
Mustang | 2953_G_GT6 | 2953 | G | GT6 | 91173 | Combustion Turbine | SPP_WEST | Oklahoma | Canadian | 57 | 2017 | 9999 |  |  |  | 0.04322 | Default Emission Factor
Mustang | 2953_G_GT7 | 2953 | G | GT7 | 91174 | Combustion Turbine | SPP_WEST | Oklahoma | Canadian | 57 | 2017 | 9999 |  |  |  | 0.04322 | Default Emission Factor
Northeastern | 2963_G_1 | 2963 | G | 1 | 2016 | Combined Cycle | SPP_WEST | Oklahoma | Rogers | 146 | 1961 | 9999 |  |  |  | 0.00117 | NEI 2019
Northeastern | 2963_G_1A | 2963 | G | 1A | 2016 | Combined Cycle | SPP_WEST | Oklahoma | Rogers | 149 | 2001 | 9999 | 2019 | 0.51567 | 1157900 | 0.00117 | NEI 2019
Northeastern | 2963_G_1B | 2963 | G | 1B | 2017 | Combined Cycle | SPP_WEST | Oklahoma | Rogers | 149 | 2001 | 9999 | 2019 | 0.51798 | 602770 | 0.00117 | NEI 2019
Northeastern | 2963_G_IC1 | 2963 | G | IC1 |  | Combustion Turbine | SPP_WEST | Oklahoma | Rogers | 4 | 1980 | 9999 |  |  |  | 1.9821 | Default Emission Factor
Southwestern | 2964_G_4 | 2964 | G | 4 | 91253 | Combustion Turbine | SPP_WEST | Oklahoma | Caddo | 76 | 2008 | 9999 | 2019 | 0.13651 | 54035 | 0.00505 | NEI 2019
Southwestern | 2964_G_5 | 2964 | G | 5 | 91254 | Combustion Turbine | SPP_WEST | Oklahoma | Caddo | 76 | 2008 | 9999 | 2019 | 0.34514 | 54035 | 0.01278 | NEI 2019
Tulsa | 2965_G_IC1 | 2965 | G | IC1 |  | Combustion Turbine | SPP_WEST | Oklahoma | Tulsa | 8.3 | 1967 | 9999 |  |  |  | 1.9821 | Default Emission Factor
Weleetka | 2966_G_IC1 | 2966 | G | IC1 |  | Combustion Turbine | SPP_WEST | Oklahoma | Okfuskee | 4 | 1963 | 9999 |  |  |  | 1.9821 | Default Emission Factor
Cushing | 2975_G_1 | 2975 | G | 1 |  | Combustion Turbine | SPP_WEST | Oklahoma | Payne | 1.8 | 1956 | 9999 |  |  |  | 1.1533 | Default Emission Factor
Cushing | 2975_G_10 | 2975 | G | 10 |  | Combustion Turbine | SPP_WEST | Oklahoma | Payne | 4 | 1972 | 9999 |  |  |  | 1.1533 | Default Emission Factor
Cushing | 2975_G_11 | 2975 | G | 11 |  | Combustion Turbine | SPP_WEST | Oklahoma | Payne | 6.3 | 1988 | 9999 |  |  |  | 1.1533 | Default Emission Factor
Cushing | 2975_G_2 | 2975 | G | 2 |  | Combustion Turbine | SPP_WEST | Oklahoma | Payne | 0.8 | 1949 | 9999 |  |  |  | 1.1533 | Default Emission Factor
Cushing | 2975_G_3 | 2975 | G | 3 |  | Combustion Turbine | SPP_WEST | Oklahoma | Payne | 0.4 | 1936 | 9999 |  |  |  | 1.1533 | Default Emission Factor
Cushing | 2975_G_4 | 2975 | G | 4 |  | Combustion Turbine | SPP_WEST | Oklahoma | Payne | 0.4 | 1936 | 9999 |  |  |  | 1.1533 | Default Emission Factor
Cushing | 2975_G_5 | 2975 | G | 5 |  | Combustion Turbine | SPP_WEST | Oklahoma | Payne | 0.4 | 1936 | 9999 |  |  |  | 1.1533 | Default Emission Factor
Cushing | 2975_G_6 | 2975 | G | 6 |  | Combustion Turbine | SPP_WEST | Oklahoma | Payne | 0.6 | 1939 | 9999 |  |  |  | 1.1533 | Default Emission Factor
Cushing | 2975_G_7 | 2975 | G | 7 |  | Combustion Turbine | SPP_WEST | Oklahoma | Payne | 1.9 | 1956 | 9999 |  |  |  | 1.1533 | Default Emission Factor
Cushing | 2975_G_8 | 2975 | G | 8 |  | Combustion Turbine | SPP_WEST | Oklahoma | Payne | 1.9 | 1956 | 9999 |  |  |  | 1.1533 | Default Emission Factor
Cushing | 2975_G_9 | 2975 | G | 9 |  | Combustion Turbine | SPP_WEST | Oklahoma | Payne | 2.7 | 1965 | 9999 |  |  |  | 1.1533 | Default Emission Factor
Kingfisher | 2986_G_3 | 2986 | G | 3 |  | Combustion Turbine | SPP_WEST | Oklahoma | Kingfisher | 2.9 | 1965 | 9999 |  |  |  | 1.1533 | Default Emission Factor
Kingfisher | 2986_G_4 | 2986 | G | 4 |  | Combustion Turbine | SPP_WEST | Oklahoma | Kingfisher | 1.2 | 1959 | 9999 |  |  |  | 1.1533 | Default Emission Factor
Kingfisher | 2986_G_5 | 2986 | G | 5 |  | Combustion Turbine | SPP_WEST | Oklahoma | Kingfisher | 3 | 1970 | 9999 |  |  |  | 1.1533 | Default Emission Factor
Kingfisher | 2986_G_IC1 | 2986 | G | IC1 |  | Combustion Turbine | SPP_WEST | Oklahoma | Kingfisher | 1 | 1954 | 9999 |  |  |  | 1.1533 | Default Emission Factor
Kingfisher | 2986_G_IC2 | 2986 | G | IC2 |  | Combustion Turbine | SPP_WEST | Oklahoma | Kingfisher | 0.6 | 1954 | 9999 |  |  |  | 1.1533 | Default Emission Factor
Mangum | 2991_G_1 | 2991 | G | 1 |  | Combustion Turbine | SPP_WEST | Oklahoma | Greer | 0.9 | 1946 | 9999 |  |  |  | 1.1533 | Default Emission Factor
Mangum | 2991_G_4 | 2991 | G | 4 |  | Combustion Turbine | SPP_WEST | Oklahoma | Greer | 1.2 | 1956 | 9999 |  |  |  | 1.1533 | Default Emission Factor
Mangum | 2991_G_5 | 2991 | G | 5 |  | Combustion Turbine | SPP_WEST | Oklahoma | Greer | 1.7 | 1963 | 9999 |  |  |  | 1.1533 | Default Emission Factor
Mangum | 2991_G_6 | 2991 | G | 6 |  | Combustion Turbine | SPP_WEST | Oklahoma | Greer | 1.6 | 1969 | 9999 |  |  |  | 1.1533 | Default Emission Factor
Pawhuska | 2995_G_1 | 2995 | G | 1 |  | Combustion Turbine | SPP_WEST | Oklahoma | Osage | 1.1 | 1949 | 9999 |  |  |  | 1.9821 | Default Emission Factor
Pawhuska | 2995_G_2 | 2995 | G | 2 |  | Combustion Turbine | SPP_WEST | Oklahoma | Osage | 1.2 | 1954 | 9999 |  |  |  | 1.9821 | Default Emission Factor
Pawhuska | 2995_G_3 | 2995 | G | 3 |  | Combustion Turbine | SPP_WEST | Oklahoma | Osage | 2.5 | 1966 | 9999 |  |  |  | 1.9821 | Default Emission Factor
Pawhuska | 2995_G_5 | 2995 | G | 5 |  | Combustion Turbine | SPP_WEST | Oklahoma | Osage | 2 | 1960 | 9999 |  |  |  | 1.9821 | Default Emission Factor
Barry | 3_G_A1CT | 3 | G | A1CT | 6 | Combined Cycle | S_SOU | Alabama | Mobile | 175.6 | 2000 | 9999 | 2019 | 22.04 | 2752044 | 0.0217 | NEI 2019
Barry | 3_G_A1CT2 | 3 | G | A1CT2 | 7 | Combined Cycle | S_SOU | Alabama | Mobile | 175.6 | 2000 | 9999 | 2019 | 22.33 | 1337371 | 0.0217 | NEI 2019
Barry | 3_G_A1ST | 3 | G | A1ST | 6 | Combined Cycle | S_SOU | Alabama | Mobile | 200 | 2000 | 9999 |  |  |  | 0.0217 | NEI 2019
Barry | 3_G_A2C1 | 3 | G | A2C1 | 8 | Combined Cycle | S_SOU | Alabama | Mobile | 178.6 | 2000 | 9999 | 2019 | 21.95 | 2722936 | 0.02206 | NEI 2019
Barry | 3_G_A2C2 | 3 | G | A2C2 | 9 | Combined Cycle | S_SOU | Alabama | Mobile | 178.6 | 2000 | 9999 | 2019 | 22.64 | 1318927 | 0.02206 | NEI 2019
Barry | 3_G_A2ST | 3 | G | A2ST | 8 | Combined Cycle | S_SOU | Alabama | Mobile | 200 | 2000 | 9999 |  |  |  | 0.02206 | NEI 2019
Madelia | 30_G_1 | 30 | G | 1 |  | Combustion Turbine | MIS_MNWI | Minnesota | Watonwan | 3.1 | 2001 | 9999 |  |  |  | 1.1533 | Default Emission Factor
Madelia | 30_G_2 | 30 | G | 2 |  | Combustion Turbine | MIS_MNWI | Minnesota | Watonwan | 1.5 | 1965 | 9999 |  |  |  | 1.1533 | Default Emission Factor
Madelia | 30_G_3 | 30 | G | 3 |  | Combustion Turbine | MIS_MNWI | Minnesota | Watonwan | 0.9 | 1959 | 9999 |  |  |  | 1.1533 | Default Emission Factor
Madelia | 30_G_4 | 30 | G | 4 |  | Combustion Turbine | MIS_MNWI | Minnesota | Watonwan | 3.7 | 1973 | 9999 |  |  |  | 1.1533 | Default Emission Factor
Madelia | 30_G_5 | 30 | G | 5 |  | Combustion Turbine | MIS_MNWI | Minnesota | Watonwan | 1.1 | 1954 | 9999 |  |  |  | 1.1533 | Default Emission Factor
Boomer Lake Station | 3000_G_3 | 3000 | G | 3 |  | Combustion Turbine | SPP_WEST | Oklahoma | Payne | 2 | 2004 | 9999 |  |  |  | 1.9821 | Default Emission Factor
Boomer Lake Station | 3000_G_4 | 3000 | G | 4 |  | Combustion Turbine | SPP_WEST | Oklahoma | Payne | 2 | 2004 | 9999 |  |  |  | 1.9821 | Default Emission Factor
Boomer Lake Station | 3000_G_5 | 3000 | G | 5 |  | Combustion Turbine | SPP_WEST | Oklahoma | Payne | 2 | 2004 | 9999 |  |  |  | 1.9821 | Default Emission Factor
Anadarko Plant | 3006_G_10 | 3006 | G | 10 | 90430 | Combustion Turbine | SPP_WEST | Oklahoma | Caddo | 45 | 2009 | 9999 | 2019 | 0.307 | 52404.8 | 0.01172 | NEI 2019
Anadarko Plant | 3006_G_11 | 3006 | G | 11 | 90431 | Combustion Turbine | SPP_WEST | Oklahoma | Caddo | 45 | 2009 | 9999 | 2019 | 0.365 | 52404.8 | 0.01393 | NEI 2019
Anadarko Plant | 3006_G_4 | 3006 | G | 4 | 90966 | Combined Cycle | SPP_WEST | Oklahoma | Caddo | 94 | 1977 | 9999 | 2019 | 1.6038 | 177654 | 0.01806 | NEI 2019
Anadarko Plant | 3006_G_5 | 3006 | G | 5 | 90967 | Combined Cycle | SPP_WEST | Oklahoma | Caddo | 94 | 1977 | 9999 | 2019 | 2.447 | 255400 | 0.01916 | NEI 2019
Anadarko Plant | 3006_G_6 | 3006 | G | 6 | 90968 | Combined Cycle | SPP_WEST | Oklahoma | Caddo | 94 | 1977 | 9999 | 2019 | 1.5232 | 168500 | 0.01808 | NEI 2019
Anadarko Plant | 3006_G_9 | 3006 | G | 9 | 90429 | Combustion Turbine | SPP_WEST | Oklahoma | Caddo | 45 | 2009 | 9999 | 2019 | 0.287 | 52404.8 | 0.01095 | NEI 2019
Brunot Island | 3096_G_1A | 3096 | G | 1A |  | Combustion Turbine | PJM_West | Pennsylvania | Allegheny | 15 | 1972 | 9999 |  |  |  | 0.02784 | Default Emission Factor
Brunot Island | 3096_G_2A | 3096 | G | 2A | 2032 | Combined Cycle | PJM_West | Pennsylvania | Allegheny | 46 | 1973 | 9999 | 2019 | 1.56 | 15191 | 0.10666 | NEI 2019
Brunot Island | 3096_G_2B | 3096 | G | 2B | 2033 | Combined Cycle | PJM_West | Pennsylvania | Allegheny | 48 | 1973 | 9999 | 2019 | 1.27 | 14045 | 0.10666 | NEI 2019
Brunot Island | 3096_G_3 | 3096 | G | 3 | 2034 | Combined Cycle | PJM_West | Pennsylvania | Allegheny | 49 | 1973 | 9999 | 2019 | 1 | 13300 | 0.10666 | NEI 2019
Brunot Island | 3096_G_ST4 | 3096 | G | ST4 | 2032 | Combined Cycle | PJM_West | Pennsylvania | Allegheny | 101 | 1974 | 9999 |  |  |  | 0.10666 | NEI 2019
Hamilton (PA) | 3109_G_1 | 3109 | G | 1 |  | Combustion Turbine | PJM_WMAC | Pennsylvania | Adams | 18 | 1971 | 9999 |  |  |  | 0.02784 | Default Emission Factor
Hunterstown | 3110_G_1 | 3110 | G | 1 |  | Combustion Turbine | PJM_WMAC | Pennsylvania | Adams | 18 | 1971 | 9999 | 2019 | 0.022 | 574.3019 | 0.07662 | NEI 2019
Hunterstown | 3110_G_2 | 3110 | G | 2 |  | Combustion Turbine | PJM_WMAC | Pennsylvania | Adams | 17 | 1971 | 9999 | 2019 | 0.0091 | 542.3962 | 0.03356 | NEI 2019
Hunterstown | 3110_G_3 | 3110 | G | 3 |  | Combustion Turbine | PJM_WMAC | Pennsylvania | Adams | 18 | 1971 | 9999 | 2019 | 0.0152 | 574.3019 | 0.05293 | NEI 2019
Mountain | 3111_G_1 | 3111 | G | 1 | 2049 | Combustion Turbine | PJM_WMAC | Pennsylvania | Cumberland | 18 | 1972 | 9999 | 2019 | 0.0015 | 863.5 | 0.00347 | NEI 2019
Mountain | 3111_G_2 | 3111 | G | 2 | 2050 | Combustion Turbine | PJM_WMAC | Pennsylvania | Cumberland | 18 | 1972 | 9999 | 2019 | 0.0047 | 863.5 | 0.01089 | NEI 2019
Orrtanna | 3112_G_1 | 3112 | G | 1 |  | Combustion Turbine | PJM_WMAC | Pennsylvania | Adams | 18 | 1971 | 9999 |  |  |  | 0.02784 | Default Emission Factor
Portland (PA) | 3113_G_3 | 3113 | G | 3 |  | Combustion Turbine | PJM_WMAC | Pennsylvania | Northampton | 13 | 1967 | 9999 |  |  |  | 0.04322 | Default Emission Factor
Portland (PA) | 3113_G_4 | 3113 | G | 4 |  | Combustion Turbine | PJM_WMAC | Pennsylvania | Northampton | 17 | 1971 | 9999 |  |  |  | 0.04322 | Default Emission Factor
Portland (PA) | 3113_G_5 | 3113 | G | 5 | 2056 | Combustion Turbine | PJM_WMAC | Pennsylvania | Northampton | 134 | 1997 | 9999 | 2019 | 0.01 | 1016.439 | 0.01968 | NEI 2019
Shawnee (PA) | 3114_G_1 | 3114 | G | 1 |  | Combustion Turbine | PJM_WMAC | Pennsylvania | Monroe | 17 | 1972 | 9999 |  |  |  | 0.02784 | Default Emission Factor
Titus | 3115_G_4 | 3115 | G | 4 |  | Combustion Turbine | PJM_WMAC | Pennsylvania | Berks | 13 | 1967 | 9999 |  |  |  | 0.02784 | Default Emission Factor
Titus | 3115_G_5 | 3115 | G | 5 |  | Combustion Turbine | PJM_WMAC | Pennsylvania | Berks | 14 | 1970 | 9999 |  |  |  | 0.02784 | Default Emission Factor
Tolna | 3116_G_1 | 3116 | G | 1 | 2063 | Combustion Turbine | PJM_WMAC | Pennsylvania | York | 18 | 1972 | 9999 | 2019 | 0.0031 | 850 | 0.00729 | NEI 2019
Tolna | 3116_G_2 | 3116 | G | 2 | 2064 | Combustion Turbine | PJM_WMAC | Pennsylvania | York | 18 | 1972 | 9999 | 2019 | 0.0028 | 850 | 0.00659 | NEI 2019
Conemaugh | 3118_G_A | 3118 | G | A |  | Combustion Turbine | PJM_PENE | Pennsylvania | Indiana | 2.8 | 1970 | 9999 | 2019 | 0.0427 | 12.25 | 6.9714 | NEI 2019
Conemaugh | 3118_G_B | 3118 | G | B |  | Combustion Turbine | PJM_PENE | Pennsylvania | Indiana | 2.8 | 1970 | 9999 | 2019 | 0.0416 | 12.25 | 6.7918 | NEI 2019
Conemaugh | 3118_G_C | 3118 | G | C |  | Combustion Turbine | PJM_PENE | Pennsylvania | Indiana | 2.8 | 1970 | 9999 | 2019 | 0.0447 | 12.25 | 7.298 | NEI 2019
Conemaugh | 3118_G_D | 3118 | G | D |  | Combustion Turbine | PJM_PENE | Pennsylvania | Indiana | 2.8 | 1970 | 9999 | 2019 | 0.0366 | 12.25 | 5.9755 | NEI 2019
Blossburg | 3120_G_1 | 3120 | G | 1 |  | Combustion Turbine | PJM_PENE | Pennsylvania | Tioga | 16 | 1971 | 9999 | 2019 | 0.0528 | 783 | 0.13487 | NEI 2019
Shawville | 3131_G_5 | 3131 | G | 5 |  | Combustion Turbine | PJM_PENE | Pennsylvania | Clearfield | 2 | 1960 | 9999 | 2019 | 0.0046 | 0.66667 | 13.8 | NEI 2019
Shawville | 3131_G_6 | 3131 | G | 6 |  | Combustion Turbine | PJM_PENE | Pennsylvania | Clearfield | 2 | 1966 | 9999 | 2019 | 0.005 | 0.66667 | 15 | NEI 2019
Shawville | 3131_G_7 | 3131 | G | 7 |  | Combustion Turbine | PJM_PENE | Pennsylvania | Clearfield | 2 | 1960 | 9999 | 2019 | 0.0053 | 0.66667 | 15.9 | NEI 2019
Warren | 3132_G_3 | 3132 | G | 3 | 2082 | Combustion Turbine | PJM_PENE | Pennsylvania | Warren | 46 | 1972 | 9999 | 2019 | 0.0351 | 1930 | 0.03637 | NEI 2019
Keystone | 3136_G_3 | 3136 | G | 3 |  | Combustion Turbine | PJM_PENE | Pennsylvania | Armstrong | 2.8 | 1968 | 9999 | 2019 | 0.14 | 14.5 | 19.3103 | NEI 2019
Keystone | 3136_G_4 | 3136 | G | 4 |  | Combustion Turbine | PJM_PENE | Pennsylvania | Armstrong | 2.8 | 1968 | 9999 | 2019 | 0.04 | 14.5 | 5.5172 | NEI 2019
Keystone | 3136_G_5 | 3136 | G | 5 |  | Combustion Turbine | PJM_PENE | Pennsylvania | Armstrong | 2.8 | 1968 | 9999 | 2019 | 0.03 | 14.5 | 4.1379 | NEI 2019
Keystone | 3136_G_6 | 3136 | G | 6 |  | Combustion Turbine | PJM_PENE | Pennsylvania | Armstrong | 2.8 | 1968 | 9999 | 2019 | 0.03 | 14.5 | 4.1379 | NEI 2019
New Castle Plant | 3138_G_EMDA | 3138 | G | EMDA |  | Combustion Turbine | PJM_ATSI | Pennsylvania | Lawrence | 2.5 | 1968 | 9999 | 2019 | 0.0046 | 9 | 1.0222 | NEI 2019
Sunbury Generation LP | 3152_G_CTG1 | 3152 | G | CTG1 |  | Combustion Turbine | PJM_WMAC | Pennsylvania | Snyder | 18 | 1971 | 9999 | 2019 | 0.002 | 28.5 | 0.14035 | NEI 2019
Sunbury Generation LP | 3152_G_CTG2 | 3152 | G | CTG2 |  | Combustion Turbine | PJM_WMAC | Pennsylvania | Snyder | 18 | 1971 | 9999 |  |  |  | 0.02784 | Default Emission Factor
Sunbury Generation LP | 3152_G_DI2 | 3152 | G | DI2 |  | Combustion Turbine | PJM_WMAC | Pennsylvania | Snyder | 5 | 1967 | 9999 | 2019 | 0.0011 | 5 | 0.44 | NEI 2019
Chester Generating Station | 3157_G_7 | 3157 | G | 7 |  | Combustion Turbine | PJM_EMAC | Pennsylvania | Chester | 13 | 1969 | 9999 |  |  |  | 0.02784 | Default Emission Factor
Chester Generating Station | 3157_G_8 | 3157 | G | 8 |  | Combustion Turbine | PJM_EMAC | Pennsylvania | Chester | 13 | 1969 | 9999 |  |  |  | 0.02784 | Default Emission Factor
Chester Generating Station | 3157_G_9 | 3157 | G | 9 |  | Combustion Turbine | PJM_EMAC | Pennsylvania | Chester | 13 | 1969 | 9999 |  |  |  | 0.02784 | Default Emission Factor
Delaware Generating Station | 3160_G_10 | 3160 | G | 10 |  | Combustion Turbine | PJM_EMAC | Pennsylvania | Philadelphia | 13 | 1969 | 9999 | 2019 | 0.0022 | 53.8571 | 0.0817 | NEI 2019
Delaware Generating Station | 3160_G_11 | 3160 | G | 11 |  | Combustion Turbine | PJM_EMAC | Pennsylvania | Philadelphia | 13 | 1969 | 9999 | 2019 | 0.002 | 53.8571 | 0.07427 | NEI 2019
Delaware Generating Station | 3160_G_12 | 3160 | G | 12 |  | Combustion Turbine | PJM_EMAC | Pennsylvania | Philadelphia | 13 | 1969 | 9999 | 2019 | 0.0035 | 53.8571 | 0.12997 | NEI 2019
Delaware Generating Station | 3160_G_9 | 3160 | G | 9 |  | Combustion Turbine | PJM_EMAC | Pennsylvania | Philadelphia | 17 | 1970 | 9999 | 2019 | 0.005 | 70.4286 | 0.14199 | NEI 2019
Eddystone Generating Station | 3161_G_10 | 3161 | G | 10 |  | Combustion Turbine | PJM_EMAC | Pennsylvania | Delaware | 13 | 1967 | 9999 | 2019 | 0.0035 | 184.3833 | 0.03796 | NEI 2019
Eddystone Generating Station | 3161_G_20 | 3161 | G | 20 |  | Combustion Turbine | PJM_EMAC | Pennsylvania | Delaware | 13 | 1967 | 9999 | 2019 | 0.0019 | 184.3833 | 0.02061 | NEI 2019
Eddystone Generating Station | 3161_G_30 | 3161 | G | 30 |  | Combustion Turbine | PJM_EMAC | Pennsylvania | Delaware | 17 | 1970 | 9999 | 2019 | 0.0078 | 241.1167 | 0.0647 | NEI 2019
Eddystone Generating Station | 3161_G_40 | 3161 | G | 40 |  | Combustion Turbine | PJM_EMAC | Pennsylvania | Delaware | 17 | 1970 | 9999 | 2019 | 0.0057 | 241.1167 | 0.04728 | NEI 2019
Falls | 3162_G_1 | 3162 | G | 1 |  | Combustion Turbine | PJM_EMAC | Pennsylvania | Bucks | 17 | 1970 | 9999 | 2017 | 0.0075 | 933.6667 | 0.01607 | NEI 2019
Falls | 3162_G_2 | 3162 | G | 2 |  | Combustion Turbine | PJM_EMAC | Pennsylvania | Bucks | 17 | 1970 | 9999 | 2019 | 0.0053 | 219 | 0.0484 | NEI 2019
Falls | 3162_G_3 | 3162 | G | 3 |  | Combustion Turbine | PJM_EMAC | Pennsylvania | Bucks | 17 | 1970 | 9999 | 2019 | 0.0067 | 219 | 0.06119 | NEI 2019
Moser Generating Station | 3163_G_1 | 3163 | G | 1 |  | Combustion Turbine | PJM_EMAC | Pennsylvania | Montgomery | 17 | 1970 | 9999 | 2019 | 0.0067 | 199 | 0.06734 | NEI 2019
Moser Generating Station | 3163_G_2 | 3163 | G | 2 |  | Combustion Turbine | PJM_EMAC | Pennsylvania | Montgomery | 17 | 1970 | 9999 | 2019 | 0.0072 | 199 | 0.07236 | NEI 2019
Moser Generating Station | 3163_G_3 | 3163 | G | 3 |  | Combustion Turbine | PJM_EMAC | Pennsylvania | Montgomery | 17 | 1970 | 9999 | 2019 | 0.006 | 199 | 0.0603 | NEI 2019
Richmond Generating Station | 3168_G_91 | 3168 | G | 91 | 2164 | Combustion Turbine | PJM_EMAC | Pennsylvania | Philadelphia | 49 | 1973 | 9999 | 2019 | 0.0012 | 449 | 0.00535 | NEI 2019
Richmond Generating Station | 3168_G_92 | 3168 | G | 92 | 2165 | Combustion Turbine | PJM_EMAC | Pennsylvania | Philadelphia | 49 | 1973 | 9999 | 2019 | 0.0011 | 449 | 0.0049 | NEI 2019
Schuylkill Generating Station | 3169_G_10 | 3169 | G | 10 |  | Combustion Turbine | PJM_EMAC | Pennsylvania | Philadelphia | 13 | 1969 | 9999 | 2019 | 0.0061 | 239.2 | 0.051 | NEI 2019
Schuylkill Generating Station | 3169_G_11 | 3169 | G | 11 |  | Combustion Turbine | PJM_EMAC | Pennsylvania | Philadelphia | 17 | 1971 | 9999 | 2019 | 0.0083 | 312.8 | 0.05307 | NEI 2019
Southwark | 3170_G_3 | 3170 | G | 3 |  | Combustion Turbine | PJM_EMAC | Pennsylvania | Philadelphia | 13 | 1967 | 9999 | 2019 | 0.0026 | 99.5 | 0.05226 | NEI 2019
Southwark | 3170_G_4 | 3170 | G | 4 |  | Combustion Turbine | PJM_EMAC | Pennsylvania | Philadelphia | 13 | 1967 | 9999 | 2019 | 0.0025 | 99.5 | 0.05025 | NEI 2019
Southwark | 3170_G_5 | 3170 | G | 5 |  | Combustion Turbine | PJM_EMAC | Pennsylvania | Philadelphia | 13 | 1967 | 9999 | 2019 | 0.0022 | 99.5 | 0.04422 | NEI 2019
Southwark | 3170_G_6 | 3170 | G | 6 |  | Combustion Turbine | PJM_EMAC | Pennsylvania | Philadelphia | 13 | 1968 | 9999 | 2019 | 0.0023 | 99.5 | 0.04623 | NEI 2019
Hunlock Power Station | 3176_G_3 | 3176 | G | 3 |  | Combined Cycle | PJM_WMAC | Pennsylvania | Luzerne | 29 | 1959 | 9999 |  |  |  | 0.00625 | NEI 2019
Hunlock Power Station | 3176_G_5 | 3176 | G | 5 | 90563 | Combined Cycle | PJM_WMAC | Pennsylvania | Luzerne | 49.2 | 2011 | 9999 | 2019 | 0.17 | 63634 | 0.00625 | NEI 2019
Hunlock Power Station | 3176_G_6 | 3176 | G | 6 | 90564 | Combined Cycle | PJM_WMAC | Pennsylvania | Luzerne | 48.5 | 2011 | 9999 | 2019 | 0.17 | 45119 | 0.00625 | NEI 2019
Manchester Street | 3236_G_G10A | 3236 | G | G10A | 2191 | Combined Cycle | NENGREST | Rhode Island | Providence | 110.1 | 1995 | 9999 |  |  |  | 0.01609 | Default Emission Factor
Manchester Street | 3236_G_G11A | 3236 | G | G11A | 2192 | Combined Cycle | NENGREST | Rhode Island | Providence | 110.2 | 1995 | 9999 |  |  |  | 0.0365 | NEI 2019
Manchester Street | 3236_G_GE10 | 3236 | G | GE10 | 2191 | Combined Cycle | NENGREST | Rhode Island | Providence | 46.9 | 1995 | 9999 |  |  |  | 0.01609 | Default Emission Factor
Manchester Street | 3236_G_GE11 | 3236 | G | GE11 | 2192 | Combined Cycle | NENGREST | Rhode Island | Providence | 46.8 | 1995 | 9999 | 2019 | 7.9467 | 1484595 | 0.0365 | NEI 2019
Manchester Street | 3236_G_GE9A | 3236 | G | GE9A | 2196 | Combined Cycle | NENGREST | Rhode Island | Providence | 110.1 | 1995 | 9999 |  |  |  | 0.01609 | Default Emission Factor
Manchester Street | 3236_G_GEN9 | 3236 | G | GEN9 | 2196 | Combined Cycle | NENGREST | Rhode Island | Providence | 46.9 | 1995 | 9999 |  |  |  | 0.01609 | Default Emission Factor
Darlington County | 3250_G_12 | 3250 | G | 12 | 2199 | Combustion Turbine | S_VACA | South Carolina | Darlington | 118 | 1997 | 9999 | 2019 | 0.17566 | 4057.814 | 0.08658 | NEI 2019
Darlington County | 3250_G_13 | 3250 | G | 13 | 2200 | Combustion Turbine | S_VACA | South Carolina | Darlington | 116 | 1997 | 9999 | 2019 | 0.11793 | 3989.0375 | 0.05913 | NEI 2019
W S Lee | 3264_G_7 | 3264 | G | 7 | 89636 | Combustion Turbine | S_VACA | South Carolina | Anderson | 42 | 2007 | 9999 | 2019 | 0.049917 | 4076.5 | 0.02449 | NEI 2019
W S Lee | 3264_G_8 | 3264 | G | 8 | 89637 | Combustion Turbine | S_VACA | South Carolina | Anderson | 42 | 2007 | 9999 | 2019 | 0.12805 | 4076.5 | 0.06282 | NEI 2019
W S Lee | 3264_G_CT11 | 3264 | G | CT11 | 91015 | Combined Cycle | S_VACA | South Carolina | Anderson | 237 | 2018 | 9999 | 2019 | 5.8898 | 1548785 | 0.00446 | NEI 2019
W S Lee | 3264_G_CT12 | 3264 | G | CT12 | 91016 | Combined Cycle | S_VACA | South Carolina | Anderson | 236 | 2018 | 9999 | 2019 | 5.8604 | 1553187 | 0.00446 | NEI 2019
W S Lee | 3264_G_ST10 | 3264 | G | ST10 | 91015 | Combined Cycle | S_VACA | South Carolina | Anderson | 313 | 2018 | 9999 |  |  |  | 0.00446 | NEI 2019
Coit GT | 3281_G_1 | 3281 | G | 1 |  | Combustion Turbine | S_VACA | South Carolina | Richland | 14 | 1969 | 9999 | 2017 | 0.02211 | 431.3077 | 0.10252 | NEI 2019
Coit GT | 3281_G_2 | 3281 | G | 2 |  | Combustion Turbine | S_VACA | South Carolina | Richland | 12 | 1969 | 9999 |  |  |  | 0.04322 | Default Emission Factor
Hagood | 3285_G_4 | 3285 | G | 4 | 2225 | Combustion Turbine | S_VACA | South Carolina | Charleston | 88 | 1991 | 9999 |  |  |  | 0.04322 | Default Emission Factor
Hagood | 3285_G_5 | 3285 | G | 5 |  | Combustion Turbine | S_VACA | South Carolina | Charleston | 18 | 2009 | 9999 |  |  |  | 0.04322 | Default Emission Factor
Hagood | 3285_G_6 | 3285 | G | 6 |  | Combustion Turbine | S_VACA | South Carolina | Charleston | 20 | 2010 | 9999 |  |  |  | 0.04322 | Default Emission Factor
Hardeeville | 3286_G_1 | 3286 | G | 1 |  | Combustion Turbine | S_VACA | South Carolina | Jasper | 9 | 1968 | 9999 |  |  |  | 0.02784 | Default Emission Factor
Parr GT | 3291_G_GT1 | 3291 | G | GT1 |  | Combustion Turbine | S_VACA | South Carolina | Fairfield | 13.5 | 1970 | 9999 | 2019 | 0.036182 | 536.85 | 0.13479 | NEI 2019
Parr GT | 3291_G_GT2 | 3291 | G | GT2 |  | Combustion Turbine | S_VACA | South Carolina | Fairfield | 13.5 | 1970 | 9999 |  |  |  | 0.04322 | Default Emission Factor
Parr GT | 3291_G_GT3 | 3291 | G | GT3 |  | Combustion Turbine | S_VACA | South Carolina | Fairfield | 16.5 | 1971 | 9999 |  |  |  | 0.04322 | Default Emission Factor
Parr GT | 3291_G_GT4 | 3291 | G | GT4 |  | Combustion Turbine | S_VACA | South Carolina | Fairfield | 16.5 | 1971 | 9999 |  |  |  | 0.04322 | Default Emission Factor
Urquhart | 3295_G_1 | 3295 | G | 1 | 8330 | Combined Cycle | S_VACA | South Carolina | Aiken | 64 | 1953 | 9999 |  |  |  | 0.03016 | NEI 2019
Urquhart | 3295_G_2 | 3295 | G | 2 | 8332 | Combined Cycle | S_VACA | South Carolina | Aiken | 64 | 1954 | 9999 |  |  |  | 0.01609 | Default Emission Factor
Urquhart | 3295_G_CT1 | 3295 | G | CT1 | 8330 | Combined Cycle | S_VACA | South Carolina | Aiken | 162 | 2002 | 9999 | 2019 | 14.0968 | 1658671 | 0.03016 | NEI 2019
Urquhart | 3295_G_CT2 | 3295 | G | CT2 | 8332 | Combined Cycle | S_VACA | South Carolina | Aiken | 168 | 2002 | 9999 |  |  |  | 0.01609 | Default Emission Factor
Urquhart | 3295_G_GT1 | 3295 | G | GT1 |  | Combustion Turbine | S_VACA | South Carolina | Aiken | 13 | 1969 | 9999 | 2019 | 0.0010902 | 1667.6279 | 0.00131 | NEI 2019
Urquhart | 3295_G_GT2 | 3295 | G | GT2 |  | Combustion Turbine | S_VACA | South Carolina | Aiken | 14 | 1969 | 9999 | 2019 | 0.0013588 | 1795.907 | 0.00151 | NEI 2019
Urquhart | 3295_G_GT3 | 3295 | G | GT3 |  | Combustion Turbine | S_VACA | South Carolina | Aiken | 11 | 1969 | 9999 | 2019 | 0.0015014 | 1411.0698 | 0.00213 | NEI 2019
Urquhart | 3295_G_GT4 | 3295 | G | GT4 | 2231 | Combustion Turbine | S_VACA | South Carolina | Aiken | 48 | 1999 | 9999 | 2019 | 0.08621 | 6157.3953 | 0.028 | NEI 2019
Williams | 3298_G_1 | 3298 | G | 1 | 88279 | Combustion Turbine | S_VACA | South Carolina | Berkeley | 20 | 1972 | 9999 | 2019 | 0.0021821 | 155.5 | 0.02807 | NEI 2019
Williams | 3298_G_2 | 3298 | G | 2 | 88280 | Combustion Turbine | S_VACA | South Carolina | Berkeley | 20 | 1972 | 9999 | 2019 | 0.0036015 | 155.5 | 0.04632 | NEI 2019
Rocky River (SC) | 3305_G_IC2 | 3305 | G | IC2 |  | Combustion Turbine | S_VACA | South Carolina | Anderson | 1 | 2013 | 9999 |  |  |  | 1.9821 | Default Emission Factor
Hilton Head | 3318_G_1 | 3318 | G | 1 | 88281 | Combustion Turbine | S_VACA | South Carolina | Beaufort | 19 | 1973 | 9999 |  |  |  | 0.02784 | Default Emission Factor
Hilton Head | 3318_G_2 | 3318 | G | 2 | 88282 | Combustion Turbine | S_VACA | South Carolina | Beaufort | 19 | 1974 | 9999 |  |  |  | 0.02784 | Default Emission Factor
Hilton Head | 3318_G_3 | 3318 | G | 3 | 88283 | Combustion Turbine | S_VACA | South Carolina | Beaufort | 52 | 1979 | 9999 | 2019 | 0.0017405 | 113.2444 | 0.03074 | NEI 2019
Myrtle Beach | 3320_G_1 | 3320 | G | 1 |  | Combustion Turbine | S_VACA | South Carolina | Horry | 8 | 1972 | 9999 |  |  |  | 0.02784 | Default Emission Factor
Myrtle Beach | 3320_G_2 | 3320 | G | 2 |  | Combustion Turbine | S_VACA | South Carolina | Horry | 8 | 1962 | 9999 |  |  |  | 0.02784 | Default Emission Factor
Myrtle Beach | 3320_G_3 | 3320 | G | 3 | 88284 | Combustion Turbine | S_VACA | South Carolina | Horry | 19 | 1962 | 9999 |  |  |  | 0.02784 | Default Emission Factor
Myrtle Beach | 3320_G_4 | 3320 | G | 4 |  | Combustion Turbine | S_VACA | South Carolina | Horry | 19 | 1972 | 9999 |  |  |  | 0.02784 | Default Emission Factor
Myrtle Beach | 3320_G_5 | 3320 | G | 5 | 88286 | Combustion Turbine | S_VACA | South Carolina | Horry | 21 | 1976 | 9999 |  |  |  | 0.02784 | Default Emission Factor
Ben French | 3325_G_1 | 3325 | G | 1 |  | Combustion Turbine | WECC_WY | South Dakota | Pennington | 2 | 1965 | 9999 |  |  |  | 1.9821 | Default Emission Factor
Ben French | 3325_G_2 | 3325 | G | 2 |  | Combustion Turbine | WECC_WY | South Dakota | Pennington | 2 | 1965 | 9999 |  |  |  | 1.9821 | Default Emission Factor
Ben French | 3325_G_3 | 3325 | G | 3 |  | Combustion Turbine | WECC_WY | South Dakota | Pennington | 2 | 1965 | 9999 |  |  |  | 1.9821 | Default Emission Factor
Ben French | 3325_G_4 | 3325 | G | 4 |  | Combustion Turbine | WECC_WY | South Dakota | Pennington | 2 | 1965 | 9999 |  |  |  | 1.9821 | Default Emission Factor
Ben French | 3325_G_5 | 3325 | G | 5 |  | Combustion Turbine | WECC_WY | South Dakota | Pennington | 2 | 1965 | 9999 |  |  |  | 1.9821 | Default Emission Factor
Ben French | 3325_G_GT1 | 3325 | G | GT1 |  | Combustion Turbine | WECC_WY | South Dakota | Pennington | 17 | 1977 | 9999 | 2017 | 0.04 | 873.74 | 0.09156 | NEI 2019
Ben French | 3325_G_GT2 | 3325 | G | GT2 |  | Combustion Turbine | WECC_WY | South Dakota | Pennington | 17 | 1977 | 9999 | 2017 | 0.03 | 873.74 | 0.06867 | NEI 2019
Ben French | 3325_G_GT3 | 3325 | G | GT3 |  | Combustion Turbine | WECC_WY | South Dakota | Pennington | 17 | 1978 | 9999 | 2017 | 0.01 | 873.74 | 0.02289 | NEI 2019
Ben French | 3325_G_GT4 | 3325 | G | GT4 |  | Combustion Turbine | WECC_WY | South Dakota | Pennington | 17 | 1979 | 9999 | 2019 | 0.01 | 1973.75 | 0.01013 | NEI 2019
Aberdeen CT | 3338_G_2 | 3338 | G | 2 | 90796 | Combustion Turbine | SPP_WAUE | South Dakota | Brown | 52 | 2013 | 9999 |  |  |  | 0.04322 | Default Emission Factor
Aberdeen CT | 3338_G_GT1 | 3338 | G | GT1 |  | Combustion Turbine | SPP_WAUE | South Dakota | Brown | 20.5 | 1978 | 2025 |  |  |  | 0.02784 | Default Emission Factor
Clark (SD) | 3341_G_1 | 3341 | G | 1 |  | Combustion Turbine | SPP_WAUE | South Dakota | Clark | 2.6 | 1970 | 9999 |  |  |  | 1.9821 | Default Emission Factor
Faulkton | 3342_G_1 | 3342 | G | 1 |  | Combustion Turbine | SPP_WAUE | South Dakota | Faulk | 2.5 | 1969 | 9999 |  |  |  | 1.9821 | Default Emission Factor
Huron | 3344_G_1 | 3344 | G | 1 |  | Combustion Turbine | SPP_WAUE | South Dakota | Beadle | 11 | 1961 | 9999 |  |  |  | 0.04322 | Default Emission Factor
Lake Preston | 3352_G_1A | 3352 | G | 1A |  | Combustion Turbine | MIS_MAPP | South Dakota | Kingsbury | 19.9 | 1978 | 9999 |  |  |  | 0.02784 | Default Emission Factor
Allen | 3393_G_CTG1 | 3393 | G | CTG1 | 91027 | Combined Cycle | S_C_TVA | Tennessee | Shelby | 311.9 | 2018 | 9999 | 2019 | 24.9099 | 4074977 | 0.01705 | NEI 2019
Allen | 3393_G_CTG2 | 3393 | G | CTG2 | 91028 | Combined Cycle | S_C_TVA | Tennessee | Shelby | 311.9 | 2018 | 9999 | 2019 | 24.8882 | 1766850 | 0.01705 | NEI 2019
Allen | 3393_G_G10 | 3393 | G | G10 |  | Combustion Turbine | S_C_TVA | Tennessee | Shelby | 15.1 | 1971 | 9999 | 2019 | 0.0010011 | 29.0901 | 0.06882 | NEI 2019
Allen | 3393_G_G11 | 3393 | G | G11 |  | Combustion Turbine | S_C_TVA | Tennessee | Shelby | 15.1 | 1971 | 9999 | 2019 | 0.0010011 | 29.0901 | 0.06882 | NEI 2019
Allen | 3393_G_G12 | 3393 | G | G12 |  | Combustion Turbine | S_C_TVA | Tennessee | Shelby | 15.1 | 1971 | 9999 | 2019 | 0.0010011 | 29.0901 | 0.06882 | NEI 2019
Allen | 3393_G_G13 | 3393 | G | G13 |  | Combustion Turbine | S_C_TVA | Tennessee | Shelby | 15.1 | 1971 | 9999 | 2019 | 0.0010011 | 29.0901 | 0.06882 | NEI 2019
Allen | 3393_G_G14 | 3393 | G | G14 |  | Combustion Turbine | S_C_TVA | Tennessee | Shelby | 15.1 | 1971 | 9999 | 2019 | 0.0010011 | 29.0901 | 0.06882 | NEI 2019
Allen | 3393_G_G15 | 3393 | G | G15 |  | Combustion Turbine | S_C_TVA | Tennessee | Shelby | 15.1 | 1971 | 9999 | 2019 | 0.0010011 | 29.0901 | 0.06882 | NEI 2019
Allen | 3393_G_G16 | 3393 | G | G16 |  | Combustion Turbine | S_C_TVA | Tennessee | Shelby | 15.1 | 1971 | 9999 | 2019 | 0.0010011 | 29.0901 | 0.06882 | NEI 2019
Allen | 3393_G_G17 | 3393 | G | G17 | 88158 | Combustion Turbine | S_C_TVA | Tennessee | Shelby | 46.4 | 1972 | 9999 | 2019 | 0.0075656 | 89.3895 | 0.16927 | NEI 2019
Allen | 3393_G_G18 | 3393 | G | G18 | 88159 | Combustion Turbine | S_C_TVA | Tennessee | Shelby | 46.4 | 1972 | 9999 | 2019 | 0.011282 | 89.3895 | 0.25241 | NEI 2019
Allen | 3393_G_G19 | 3393 | G | G19 | 88160 | Combustion Turbine | S_C_TVA | Tennessee | Shelby | 46.4 | 1972 | 9999 | 2019 | 0.0096949 | 89.3895 | 0.21691 | NEI 2019
Allen | 3393_G_G20 | 3393 | G | G20 | 88161 | Combustion Turbine | S_C_TVA | Tennessee | Shelby | 46.4 | 1972 | 9999 | 2019 | 0.0067669 | 89.3895 | 0.1514 | NEI 2019
Allen | 3393_G_GT1 | 3393 | G | GT1 |  | Combustion Turbine | S_C_TVA | Tennessee | Shelby | 15.1 | 1971 | 9999 | 2019 | 0.0010011 | 29.0901 | 0.06882 | NEI 2019
Allen | 3393_G_GT2 | 3393 | G | GT2 |  | Combustion Turbine | S_C_TVA | Tennessee | Shelby | 15.1 | 1971 | 9999 | 2019 | 0.0010011 | 29.0901 | 0.06882 | NEI 2019
Allen | 3393_G_GT3 | 3393 | G | GT3 |  | Combustion Turbine | S_C_TVA | Tennessee | Shelby | 15.1 | 1971 | 9999 | 2019 | 0.0010011 | 29.0901 | 0.06882 | NEI 2019
Allen | 3393_G_GT4 | 3393 | G | GT4 |  | Combustion Turbine | S_C_TVA | Tennessee | Shelby | 15.1 | 1971 | 9999 | 2019 | 0.0010011 | 29.0901 | 0.06882 | NEI 2019
Allen | 3393_G_GT5 | 3393 | G | GT5 |  | Combustion Turbine | S_C_TVA | Tennessee | Shelby | 15.1 | 1971 | 9999 | 2019 | 0.0010011 | 29.0901 | 0.06882 | NEI 2019
Allen | 3393_G_GT6 | 3393 | G | GT6 |  | Combustion Turbine | S_C_TVA | Tennessee | Shelby | 15.1 | 1971 | 9999 | 2019 | 0.0010011 | 29.0901 | 0.06882 | NEI 2019
Allen | 3393_G_GT7 | 3393 | G | GT7 |  | Combustion Turbine | S_C_TVA | Tennessee | Shelby | 15.1 | 1971 | 9999 | 2019 | 0.0010011 | 29.0901 | 0.06882 | NEI 2019
Allen | 3393_G_GT8 | 3393 | G | GT8 |  | Combustion Turbine | S_C_TVA | Tennessee | Shelby | 15.1 | 1971 | 9999 | 2019 | 0.0010011 | 29.0901 | 0.06882 | NEI 2019
Allen | 3393_G_GT9 | 3393 | G | GT9 |  | Combustion Turbine | S_C_TVA | Tennessee | Shelby | 15.1 | 1971 | 9999 | 2019 | 0.0010011 | 29.0901 | 0.06882 | NEI 2019
Allen | 3393_G_STG1 | 3393 | G | STG1 | 91027 | Combined Cycle | S_C_TVA | Tennessee | Shelby | 428.3 | 2018 | 9999 |  |  |  | 0.01705 | NEI 2019
Gallatin (TN) | 3403_G_GT1 | 3403 | G | GT1 | 88162 | Combustion Turbine | S_C_TVA | Tennessee | Sumner | 71.5 | 1975 | 9999 |  |  |  | 0.00644 | NEI 2019
Gallatin (TN) | 3403_G_GT2 | 3403 | G | GT2 | 88163 | Combustion Turbine | S_C_TVA | Tennessee | Sumner | 71.5 | 1975 | 9999 |  |  |  | 0.00644 | NEI 2019
Gallatin (TN) | 3403_G_GT3 | 3403 | G | GT3 | 88164 | Combustion Turbine | S_C_TVA | Tennessee | Sumner | 71.5 | 1975 | 9999 |  |  |  | 0.00644 | NEI 2019
Gallatin (TN) | 3403_G_GT4 | 3403 | G | GT4 | 88165 | Combustion Turbine | S_C_TVA | Tennessee | Sumner | 71.5 | 1975 | 9999 | 2019 | 0.15536 | 48233.6335 | 0.00644 | NEI 2019
Gallatin (TN) | 3403_G_GT5 | 3403 | G | GT5 | 2258 | Combustion Turbine | S_C_TVA | Tennessee | Sumner | 73.4 | 2000 | 9999 |  |  |  | 0.22449 | NEI 2019
Gallatin (TN) | 3403_G_GT6 | 3403 | G | GT6 | 2259 | Combustion Turbine | S_C_TVA | Tennessee | Sumner | 73.4 | 2000 | 9999 |  |  |  | 0.22449 | NEI 2019
Gallatin (TN) | 3403_G_GT7 | 3403 | G | GT7 | 2260 | Combustion Turbine | S_C_TVA | Tennessee | Sumner | 73.4 | 2000 | 9999 |  |  |  | 0.22449 | NEI 2019
Gallatin (TN) | 3403_G_GT8 | 3403 | G | GT8 | 2261 | Combustion Turbine | S_C_TVA | Tennessee | Sumner | 73.4 | 2000 | 9999 | 2019 | 5.5578 | 49515.3665 | 0.22449 | NEI 2019
John Sevier | 3405_G_CTG1 | 3405 | G | CTG1 | 90657 | Combined Cycle | S_C_TVA | Tennessee | Hawkins | 165 | 2012 | 9999 | 2019 | 18.2309 | 962937 | 0.02151 | NEI 2019
John Sevier | 3405_G_CTG2 | 3405 | G | CTG2 | 90658 | Combined Cycle | S_C_TVA | Tennessee | Hawkins | 165 | 2012 | 9999 | 2019 | 17.2269 | 1073147 | 0.02151 | NEI 2019
John Sevier | 3405_G_CTG3 | 3405 | G | CTG3 | 90659 | Combined Cycle | S_C_TVA | Tennessee | Hawkins | 165 | 2012 | 9999 | 2019 | 17.8207 | 1081958 | 0.02151 | NEI 2019
John Sevier | 3405_G_STG1 | 3405 | G | STG1 | 90657 | Combined Cycle | S_C_TVA | Tennessee | Hawkins | 383 | 2012 | 9999 |  |  |  | 0.02151 | NEI 2019
Johnsonville | 3406_G_G10 | 3406 | G | G10 | 88167 | Combustion Turbine | S_C_TVA | Tennessee | Humphreys | 47.1 | 1975 | 9999 |  |  |  | 0.00462 | NEI 2019
Johnsonville | 3406_G_G11 | 3406 | G | G11 | 88168 | Combustion Turbine | S_C_TVA | Tennessee | Humphreys | 47.1 | 1975 | 9999 |  |  |  | 0.00462 | NEI 2019
Johnsonville | 3406_G_G12 | 3406 | G | G12 | 88169 | Combustion Turbine | S_C_TVA | Tennessee | Humphreys | 47.1 | 1975 | 9999 |  |  |  | 0.00462 | NEI 2019
Johnsonville | 3406_G_G13 | 3406 | G | G13 | 88170 | Combustion Turbine | S_C_TVA | Tennessee | Humphreys | 47.1 | 1975 | 9999 |  |  |  | 0.00462 | NEI 2019
Johnsonville | 3406_G_G14 | 3406 | G | G14 | 88171 | Combustion Turbine | S_C_TVA | Tennessee | Humphreys | 47.1 | 1975 | 9999 |  |  |  | 0.00462 | NEI 2019
Johnsonville | 3406_G_G15 | 3406 | G | G15 | 88172 | Combustion Turbine | S_C_TVA | Tennessee | Humphreys | 47.1 | 1975 | 9999 |  |  |  | 0.00462 | NEI 2019
Johnsonville | 3406_G_G16 | 3406 | G | G16 | 88173 | Combustion Turbine | S_C_TVA | Tennessee | Humphreys | 47.1 | 1975 | 9999 | 2019 | 0.23357 | 101138.0572 | 0.00462 | NEI 2019
Johnsonville | 3406_G_G17 | 3406 | G | G17 | 2276 | Combustion Turbine | S_C_TVA | Tennessee | Humphreys | 72.8 | 2000 | 9999 |  |  |  | 0.11019 | NEI 2019
Johnsonville | 3406_G_G18 | 3406 | G | G18 | 2277 | Combustion Turbine | S_C_TVA | Tennessee | Humphreys | 72.8 | 2000 | 9999 |  |  |  | 0.11019 | NEI 2019
Johnsonville | 3406_G_G19 | 3406 | G | G19 | 2278 | Combustion Turbine | S_C_TVA | Tennessee | Humphreys | 72.8 | 2000 | 9999 |  |  |  | 0.11019 | NEI 2019
Johnsonville | 3406_G_G20 | 3406 | G | G20 | 2279 | Combustion Turbine | S_C_TVA | Tennessee | Humphreys | 72.8 | 2000 | 9999 | 2019 | 2.1532 | 39080.9478 | 0.11019 | NEI 2019
Johnsonville | 3406_G_GT1 | 3406 | G | GT1 | 88166 | Combustion Turbine | S_C_TVA | Tennessee | Humphreys | 47.1 | 1975 | 9999 |  |  |  | 0.00462 | NEI 2019
Johnsonville | 3406_G_GT2 | 3406 | G | GT2 | 88174 | Combustion Turbine | S_C_TVA | Tennessee | Humphreys | 47.1 | 1975 | 9999 |  |  |  | 0.00462 | NEI 2019
Johnsonville | 3406_G_GT3 | 3406 | G | GT3 | 88175 | Combustion Turbine | S_C_TVA | Tennessee | Humphreys | 47.1 | 1975 | 9999 |  |  |  | 0.00462 | NEI 2019
Johnsonville | 3406_G_GT4 | 3406 | G | GT4 | 88176 | Combustion Turbine | S_C_TVA | Tennessee | Humphreys | 47.1 | 1975 | 9999 |  |  |  | 0.00462 | NEI 2019
Johnsonville | 3406_G_GT5 | 3406 | G | GT5 | 88177 | Combustion Turbine | S_C_TVA | Tennessee | Humphreys | 47.1 | 1975 | 9999 |  |  |  | 0.00462 | NEI 2019
Johnsonville | 3406_G_GT6 | 3406 | G | GT6 | 88178 | Combustion Turbine | S_C_TVA | Tennessee | Humphreys | 47.1 | 1975 | 9999 |  |  |  | 0.00462 | NEI 2019
Johnsonville | 3406_G_GT7 | 3406 | G | GT7 | 88179 | Combustion Turbine | S_C_TVA | Tennessee | Humphreys | 47.1 | 1975 | 9999 |  |  |  | 0.00462 | NEI 2019
Johnsonville | 3406_G_GT8 | 3406 | G | GT8 | 88180 | Combustion Turbine | S_C_TVA | Tennessee | Humphreys | 47.1 | 1975 | 9999 |  |  |  | 0.00462 | NEI 2019
Johnsonville | 3406_G_GT9 | 3406 | G | GT9 | 88181 | Combustion Turbine | S_C_TVA | Tennessee | Humphreys | 47.1 | 1975 | 9999 |  |  |  | 0.00462 | NEI 2019
Long Beach Generation LLC | 341_G_CT1 | 341 | G | CT1 | 89768 | Combustion Turbine | WECC_SCE | California | Los Angeles | 65 | 1976 | 9999 | 2019 | 0.13 | 3645.5 | 0.07132 | NEI 2019
Long Beach Generation LLC | 341_G_CT2 | 341 | G | CT2 | 89769 | Combustion Turbine | WECC_SCE | California | Los Angeles | 65 | 1976 | 9999 | 2017 | 0.12 | 8095.75 | 0.02965 | NEI 2019
Long Beach Generation LLC | 341_G_CT3 | 341 | G | CT3 | 89770 | Combustion Turbine | WECC_SCE | California | Los Angeles | 65 | 1976 | 9999 | 2017 | 0.12 | 8095.75 | 0.02965 | NEI 2019
Long Beach Generation LLC | 341_G_CT4 | 341 | G | CT4 | 89771 | Combustion Turbine | WECC_SCE | California | Los Angeles | 65 | 1976 | 9999 | 2017 | 0.12 | 8095.75 | 0.02965 | NEI 2019
Laredo | 3439_G_4 | 3439 | G | 4 | 90196 | Combustion Turbine | ERC_REST | Texas | Webb | 90.1 | 2008 | 9999 | 2019 | 0.3536 | 56685.2926 | 0.01248 | NEI 2019
Laredo | 3439_G_5 | 3439 | G | 5 | 90197 | Combustion Turbine | ERC_REST | Texas | Webb | 87.3 | 2008 | 9999 | 2019 | 0.2049 | 54923.7074 | 0.00746 | NEI 2019
Nueces Bay | 3441_G_7 | 3441 | G | 7 | 90242 | Combined Cycle | ERC_REST | Texas | Nueces | 319 | 1972 | 9999 |  |  |  | 0.01661 | NEI 2019
Nueces Bay | 3441_G_8 | 3441 | G | 8 | 90242 | Combined Cycle | ERC_REST | Texas | Nueces | 157 | 2010 | 9999 | 2019 | 8.21 | 848693 | 0.01661 | NEI 2019
Nueces Bay | 3441_G_9 | 3441 | G | 9 | 90243 | Combined Cycle | ERC_REST | Texas | Nueces | 157 | 2010 | 9999 | 2019 | 5.282 | 775881 | 0.01661 | NEI 2019
Victoria | 3443_G_5 | 3443 | G | 5 | 90094 | Combined Cycle | ERC_REST | Texas | Victoria | 125 | 1963 | 9999 |  |  |  | 0.02103 | NEI 2019
Victoria | 3443_G_7 | 3443 | G | 7 | 90094 | Combined Cycle | ERC_REST | Texas | Victoria | 160 | 2009 | 9999 | 2019 | 13.2603 | 1260976 | 0.02103 | NEI 2019
Newman | 3456_G_4 | 3456 | G | 4 | 2327 | Combined Cycle | WECC_NM | Texas | El Paso | 83 | 1975 | 2025 |  |  |  | 0.14966 | NEI 2019
Newman | 3456_G_5CA1 | 3456 | G | 5CA1 | 91266 | Combined Cycle | WECC_NM | Texas | El Paso | 138 | 2011 | 9999 |  |  |  | 0.04006 | NEI 2019
Newman | 3456_G_5CT1 | 3456 | G | 5CT1 | 91266 | Combined Cycle | WECC_NM | Texas | El Paso | 70 | 2009 | 9999 | 2019 | 11.5527 | 375921 | 0.04006 | NEI 2019
Newman | 3456_G_5CT2 | 3456 | G | 5CT2 | 91267 | Combined Cycle | WECC_NM | Texas | El Paso | 70 | 2009 | 9999 | 2019 | 13.4155 | 364283 | 0.04006 | NEI 2019
Newman | 3456_G_CT1 | 3456 | G | CT1 | 2327 | Combined Cycle | WECC_NM | Texas | El Paso | 72 | 1975 | 2025 | 2019 | 28.4576 | 566647 | 0.14966 | NEI 2019
Newman | 3456_G_CT2 | 3456 | G | CT2 | 2328 | Combined Cycle | WECC_NM | Texas | El Paso | 72 | 1975 | 2025 | 2019 | 46.457 | 434466 | 0.14966 | NEI 2019
Greens Bayou | 3464_G_73 | 3464 | G | 73 | 89952 | Combustion Turbine | ERC_REST | Texas | Harris | 54 | 1976 | 9999 | 2019 | 0.4099 | 24189.2542 | 0.03389 | NEI 2019
Greens Bayou | 3464_G_74 | 3464 | G | 74 | 89953 | Combustion Turbine | ERC_REST | Texas | Harris | 54 | 1976 | 9999 | 2019 | 0.3964 | 24189.2542 | 0.03278 | NEI 2019
Greens Bayou | 3464_G_81 | 3464 | G | 81 | 89954 | Combustion Turbine | ERC_REST | Texas | Harris | 54 | 1976 | 9999 | 2019 | 0.4269 | 24189.2542 | 0.0353 | NEI 2019
Greens Bayou | 3464_G_82 | 3464 | G | 82 | 89955 | Combustion Turbine | ERC_REST | Texas | Harris | 64 | 1976 | 9999 | 2019 | 0.4116 | 28668.7458 | 0.02871 | NEI 2019
Greens Bayou | 3464_G_83 | 3464 | G | 83 | 89956 | Combustion Turbine | ERC_REST | Texas | Harris | 64 | 1976 | 9999 | 2019 | 0.4405 | 28668.7458 | 0.03073 | NEI 2019
Greens Bayou | 3464_G_84 | 3464 | G | 84 | 89957 | Combustion Turbine | ERC_REST | Texas | Harris | 64 | 1976 | 9999 | 2019 | 0.4295 | 28668.7458 | 0.02996 | NEI 2019
T H Wharton | 3469_G_3 | 3469 | G | 3 | 89958 | Combined Cycle | ERC_REST | Texas | Harris | 104 | 1974 | 9999 |  |  |  | 0.02067 | NEI 2019
T H Wharton | 3469_G_31 | 3469 | G | 31 | 89958 | Combined Cycle | ERC_REST | Texas | Harris | 57 | 1972 | 9999 | 2019 | 1.0563 | 178590 | 0.02067 | NEI 2019
T H Wharton | 3469_G_32 | 3469 | G | 32 | 89959 | Combined Cycle | ERC_REST | Texas | Harris | 57 | 1972 | 9999 | 2019 | 0.778 | 52820 | 0.02067 | NEI 2019
T H Wharton | 3469_G_33 | 3469 | G | 33 | 89960 | Combined Cycle | ERC_REST | Texas | Harris | 57 | 1972 | 9999 | 2019 | 1.0728 | 73501 | 0.02067 | NEI 2019
T H Wharton | 3469_G_34 | 3469 | G | 34 | 89961 | Combined Cycle | ERC_REST | Texas | Harris | 57 | 1972 | 9999 | 2019 | 0.9611 | 69338 | 0.02067 | NEI 2019
T H Wharton | 3469_G_4 | 3469 | G | 4 | 89962 | Combined Cycle | ERC_REST | Texas | Harris | 104 | 1974 | 9999 |  |  |  | 0.02087 | NEI 2019
T H Wharton | 3469_G_41 | 3469 | G | 41 | 89962 | Combined Cycle | ERC_REST | Texas | Harris | 57 | 1972 | 9999 | 2019 | 1.0763 | 192755 | 0.02087 | NEI 2019
T H Wharton | 3469_G_42 | 3469 | G | 42 | 89963 | Combined Cycle | ERC_REST | Texas | Harris | 57 | 1972 | 9999 | 2019 | 1.0485 | 71616 | 0.02087 | NEI 2019
T H Wharton | 3469_G_43 | 3469 | G | 43 | 89964 | Combined Cycle | ERC_REST | Texas | Harris | 57 | 1974 | 9999 | 2019 | 1.0738 | 71381 | 0.02087 | NEI 2019
T H Wharton | 3469_G_44 | 3469 | G | 44 | 89965 | Combined Cycle | ERC_REST | Texas | Harris | 57 | 1974 | 9999 | 2019 | 1.108 | 76892 | 0.02087 | NEI 2019
T H Wharton | 3469_G_51 | 3469 | G | 51 | 89966 | Combustion Turbine | ERC_REST | Texas | Harris | 58 | 1975 | 9999 | 2019 | 0.5256 | 22701.6177 | 0.04631 | NEI 2019
T H Wharton | 3469_G_52 | 3469 | G | 52 | 89967 | Combustion Turbine | ERC_REST | Texas | Harris | 58 | 1975 | 9999 | 2019 | 0.5399 | 22701.6177 | 0.04757 | NEI 2019
T H Wharton | 3469_G_53 | 3469 | G | 53 | 89968 | Combustion Turbine | ERC_REST | Texas | Harris | 58 | 1975 | 9999 | 2019 | 0.5786 | 22701.6177 | 0.05097 | NEI 2019
T H Wharton | 3469_G_54 | 3469 | G | 54 | 89969 | Combustion Turbine | ERC_REST | Texas | Harris | 58 | 1975 | 9999 | 2019 | 0.5664 | 22701.6177 | 0.0499 | NEI 2019
T H Wharton | 3469_G_55 | 3469 | G | 55 | 89970 | Combustion Turbine | ERC_REST | Texas | Harris | 58 | 1975 | 9999 | 2019 | 0.4874 | 22701.6177 | 0.04294 | NEI 2019
T H Wharton | 3469_G_56 | 3469 | G | 56 | 89971 | Combustion Turbine | ERC_REST | Texas | Harris | 58 | 1975 | 9999 | 2019 | 0.5228 | 22701.6177 | 0.04606 | NEI 2019
T H Wharton | 3469_G_GT1 | 3469 | G | GT1 |  | Combustion Turbine | ERC_REST | Texas | Harris | 13 | 1967 | 9999 | 2019 | 0.0279 | 5088.2936 | 0.01097 | NEI 2019
W A Parish | 3470_G_GT1 | 3470 | G | GT1 |  | Combustion Turbine | ERC_REST | Texas | Fort Bend | 13 | 1967 | 9999 | 2019 | 0.0256 | 1125 | 0.04551 | NEI 2019
Jones | 3482_G_3 | 3482 | G | 3 | 90700 | Combustion Turbine | SPP_SPS | Texas | Lubbock | 166 | 2011 | 9999 | 2019 | 0.3695 | 362004.7485 | 0.00204 | NEI 2019
Jones | 3482_G_4 | 3482 | G | 4 | 90833 | Combustion Turbine | SPP_SPS | Texas | Lubbock | 168 | 2013 | 9999 | 2019 | 0.9342 | 366366.2515 | 0.0051 | NEI 2019
Nichols | 3484_G_2 | 3484 | G | 2 | 2399 | O/G Steam | SPP_SPS | Texas | Potter | 106 | 1962 | 2024 | 2017 | 11.3755 | 85732 | 0.26537 | NEI 2019
Plant X | 3485_G_3 | 3485 | G | 3 | 2403 | O/G Steam | SPP_SPS | Texas | Lamb | 93 | 1955 | 2024 | 2019 | 7.3186 | 240371 | 0.06089 | NEI 2019
Morgan Creek | 3492_G_CT1 | 3492 | G | CT1 | 90017 | Combustion Turbine | ERC_WEST | Texas | Mitchell | 67 | 1988 | 9999 | 2019 | 0.1153 | 2734.5 | 0.08433 | NEI 2019
Morgan Creek | 3492_G_CT2 | 3492 | G | CT2 | 90018 | Combustion Turbine | ERC_WEST | Texas | Mitchell | 66 | 1988 | 9999 | 2019 | 0.2072 | 2693.6866 | 0.15384 | NEI 2019
Morgan Creek | 3492_G_CT3 | 3492 | G | CT3 | 90019 | Combustion Turbine | ERC_WEST | Texas | Mitchell | 66 | 1988 | 9999 | 2019 | 0.1526 | 2693.6866 | 0.1133 | NEI 2019
Morgan Creek | 3492_G_CT4 | 3492 | G | CT4 | 90020 | Combustion Turbine | ERC_WEST | Texas | Mitchell | 67 | 1988 | 9999 | 2019 | 0.0722 | 2734.5 | 0.05281 | NEI 2019
Morgan Creek | 3492_G_CT5 | 3492 | G | CT5 | 90021 | Combustion Turbine | ERC_WEST | Texas | Mitchell | 68 | 1988 | 9999 | 2019 | 0.1684 | 2775.3134 | 0.12136 | NEI 2019
Morgan Creek | 3492_G_CT6 | 3492 | G | CT6 | 90022 | Combustion Turbine | ERC_WEST | Texas | Mitchell | 68 | 1988 | 9999 | 2019 | 0.107 | 2775.3134 | 0.07711 | NEI 2019
Permian Basin | 3494_G_CT1 | 3494 | G | CT1 | 90023 | Combustion Turbine | ERC_WEST | Texas | Ward | 64 | 1988 | 9999 | 2019 | 1.0601 | 139856.1503 | 0.01516 | NEI 2019
Permian Basin | 3494_G_CT2 | 3494 | G | CT2 | 90024 | Combustion Turbine | ERC_WEST | Texas | Ward | 64 | 1988 | 9999 | 2019 | 1.5372 | 139856.1503 | 0.02198 | NEI 2019
Permian Basin | 3494_G_CT3 | 3494 | G | CT3 | 90025 | Combustion Turbine | ERC_WEST | Texas | Ward | 64 | 1988 | 9999 | 2019 | 2.0808 | 139856.1503 | 0.02976 | NEI 2019
Permian Basin | 3494_G_CT4 | 3494 | G | CT4 | 90026 | Combustion Turbine | ERC_WEST | Texas | Ward | 64 | 1990 | 9999 | 2019 | 2.5686 | 139856.1503 | 0.03673 | NEI 2019
Permian Basin | 3494_G_CT5 | 3494 | G | CT5 | 90027 | Combustion Turbine | ERC_WEST | Texas | Ward | 65 | 1990 | 9999 | 2019 | 1.9835 | 142041.4027 | 0.02793 | NEI 2019
Stryker Creek | 3504_G_D1 | 3504 | G | D1 |  | Combustion Turbine | ERC_REST | Texas | Cherokee | 2 | 1966 | 9999 |  |  |  | 1.9821 | Default Emission Factor
Stryker Creek | 3504_G_D2 | 3504 | G | D2 |  | Combustion Turbine | ERC_REST | Texas | Cherokee | 2 | 1966 | 9999 |  |  |  | 1.9821 | Default Emission Factor
Stryker Creek | 3504_G_D3 | 3504 | G | D3 |  | Combustion Turbine | ERC_REST | Texas | Cherokee | 2 | 1966 | 9999 |  |  |  | 1.9821 | Default Emission Factor
Stryker Creek | 3504_G_D4 | 3504 | G | D4 |  | Combustion Turbine | ERC_REST | Texas | Cherokee | 2 | 1966 | 9999 |  |  |  | 1.9821 | Default Emission Factor
Stryker Creek | 3504_G_D5 | 3504 | G | D5 |  | Combustion Turbine | ERC_REST | Texas | Cherokee | 2 | 1966 | 9999 |  |  |  | 1.9821 | Default Emission Factor
Trinidad (TX) | 3507_G_D1 | 3507 | G | D1 |  | Combustion Turbine | ERC_REST | Texas | Henderson | 2 | 1966 | 9999 |  |  |  | 1.9821 | Default Emission Factor
Trinidad (TX) | 3507_G_D2 | 3507 | G | D2 |  | Combustion Turbine | ERC_REST | Texas | Henderson | 2 | 1966 | 9999 |  |  |  | 1.9821 | Default Emission Factor
Decker Creek | 3548_G_GT1 | 3548 | G | GT1 | 89911 | Combustion Turbine | ERC_REST | Texas | Travis | 52 | 1988 | 9999 | 2019 | 2.0743 | 9601 | 0.4321 | NEI 2019
Decker Creek | 3548_G_GT2 | 3548 | G | GT2 | 89913 | Combustion Turbine | ERC_REST | Texas | Travis | 52 | 1988 | 9999 |  |  |  | 0.04322 | Default Emission Factor
Decker Creek | 3548_G_GT3 | 3548 | G | GT3 | 89915 | Combustion Turbine | ERC_REST | Texas | Travis | 52 | 1988 | 9999 | 2019 | 0.8594 | 9601 | 0.17902 | NEI 2019
Decker Creek | 3548_G_GT4 | 3548 | G | GT4 | 89917 | Combustion Turbine | ERC_REST | Texas | Travis | 52 | 1988 | 9999 |  |  |  | 0.04322 | Default Emission Factor
Silas Ray | 3559_G_10 | 3559 | G | 10 | 89523 | Combustion Turbine | ERC_REST | Texas | Cameron | 45 | 2004 | 9999 | 2019 | 0.3 | 32592 | 0.01841 | NEI 2019
Silas Ray | 3559_G_6 | 3559 | G | 6 |  | Combined Cycle | ERC_REST | Texas | Cameron | 20 | 1959 | 9999 |  |  |  | 0.01795 | NEI 2019
Silas Ray | 3559_G_9 | 3559 | G | 9 | 2461 | Combined Cycle | ERC_REST | Texas | Cameron | 42 | 1996 | 9999 | 2019 | 0.3 | 25793 | 0.01795 | NEI 2019
Silas Ray | 3559_G_DG-3a | 3559 | G | DG-3a |  | Combustion Turbine | ERC_REST | Texas | Cameron | 1 | 2001 | 9999 |  |  |  | 1.9821 | Default Emission Factor
Silas Ray | 3559_G_DG-3b | 3559 | G | DG-3b |  | Combustion Turbine | ERC_REST | Texas | Cameron | 1 | 2001 | 9999 |  |  |  | 1.9821 | Default Emission Factor
Silas Ray | 3559_G_DG-4 | 3559 | G | DG-4 |  | Combustion Turbine | ERC_REST | Texas | Cameron | 1 | 2001 | 9999 |  |  |  | 1.9821 | Default Emission Factor
Silas Ray | 3559_G_DG-6a | 3559 | G | DG-6a |  | Combustion Turbine | ERC_REST | Texas | Cameron | 1 | 2001 | 9999 |  |  |  | 1.9821 | Default Emission Factor
Silas Ray | 3559_G_DG-6b | 3559 | G | DG-6b |  | Combustion Turbine | ERC_REST | Texas | Cameron | 1 | 2001 | 9999 |  |  |  | 1.9821 | Default Emission Factor
Bryan (TX) | 3561_G_7 | 3561 | G | 7 |  | Combustion Turbine | ERC_REST | Texas | Brazos | 21 | 1975 | 9999 | 2019 | 0.0328 | 1785 | 0.03675 | NEI 2019
Ray Olinger | 3576_G_4 | 3576 | G | 4 | 2467 | Combustion Turbine | ERC_REST | Texas | Collin | 75 | 2001 | 9999 | 2019 | 0.1165 | 9167 | 0.02542 | NEI 2019
Mountainview Generating Station | 358_G_MV3A | 358 | G | MV3A | 89500 | Combined Cycle | WECC_SCE | California | San Bernardino | 149 | 2005 | 9999 | 2019 | 8.99 | 957191.15 | 0.0253 | NEI 2019
Mountainview Generating Station | 358_G_MV3B | 358 | G | MV3B | 89501 | Combined Cycle | WECC_SCE | California | San Bernardino | 149 | 2005 | 9999 | 2019 | 8.69 | 440700.1 | 0.0253 | NEI 2019
Mountainview Generating Station | 358_G_MV3C | 358 | G | MV3C | 89500 | Combined Cycle | WECC_SCE | California | San Bernardino | 188 | 2005 | 9999 |  |  |  | 0.0253 | NEI 2019
Mountainview Generating Station | 358_G_MV4A | 358 | G | MV4A | 89502 | Combined Cycle | WECC_SCE | California | San Bernardino | 149 | 2006 | 9999 | 2017 | 9.06 | 1435747.44 | 0.0178 | NEI 2019
Mountainview Generating Station | 358_G_MV4B | 358 | G | MV4B | 89503 | Combined Cycle | WECC_SCE | California | San Bernardino | 149 | 2006 | 9999 | 2017 | 9.5 | 650241.44 | 0.0178 | NEI 2019
Mountainview Generating Station | 358_G_MV4C | 358 | G | MV4C | 89502 | Combined Cycle | WECC_SCE | California | San Bernardino | 188 | 2006 | 9999 |  |  |  | 0.0178 | NEI 2019
Ty Cooke | 3602_G_GT2 | 3602 | G | GT2 |  | Combustion Turbine | SPP_SPS | Texas | Lubbock | 16 | 1971 | 9999 | 2017 | 0.0506 | 1201 | 0.08426 | NEI 2019
Ty Cooke | 3602_G_GT3 | 3602 | G | GT3 |  | Combustion Turbine | SPP_SPS | Texas | Lubbock | 16 | 1974 | 9999 |  |  |  | 0.04322 | Default Emission Factor
J Robert Massengale | 3604_G_6A | 3604 | G | 6A | 2474 | Combined Cycle | SPP_SPS | Texas | Lubbock | 18 | 1957 | 9999 |  |  |  | 0.01987 | NEI 2019
J Robert Massengale | 3604_G_7 | 3604 | G | 7 | 2474 | Combined Cycle | SPP_SPS | Texas | Lubbock | 18 | 1959 | 9999 |  |  |  | 0.01987 | NEI 2019
J Robert Massengale | 3604_G_8 | 3604 | G | 8 | 2474 | Combined Cycle | SPP_SPS | Texas | Lubbock | 38 | 2000 | 9999 | 2019 | 1.4891 | 125615 | 0.01987 | NEI 2019
Leon Creek | 3609_G_CGT1 | 3609 | G | CGT1 | 89297 | Combustion Turbine | ERC_REST | Texas | Bexar | 46 | 2004 | 9999 | 2019 | 0.0464 | 41731.0989 | 0.00222 | NEI 2019
Leon Creek | 3609_G_CGT2 | 3609 | G | CGT2 | 89298 | Combustion Turbine | ERC_REST | Texas | Bexar | 46 | 2004 | 9999 | 2019 | 0.0469 | 41731.0989 | 0.00225 | NEI 2019
Leon Creek | 3609_G_CGT3 | 3609 | G | CGT3 | 89299 | Combustion Turbine | ERC_REST | Texas | Bexar | 44 | 2004 | 9999 | 2019 | 0.1461 | 39916.7033 | 0.00732 | NEI 2019
Leon Creek | 3609_G_CGT4 | 3609 | G | CGT4 | 89300 | Combustion Turbine | ERC_REST | Texas | Bexar | 46 | 2004 | 9999 | 2019 | 0.0941 | 41731.0989 | 0.00451 | NEI 2019
V H Braunig | 3612_G_5 | 3612 | G | 5 | 89837 | Combustion Turbine | ERC_REST | Texas | Bexar | 48 | 2010 | 9999 | 2019 | 0.4 | 39285.3608 | 0.02036 | NEI 2019
V H Braunig | 3612_G_6 | 3612 | G | 6 | 89838 | Combustion Turbine | ERC_REST | Texas | Bexar | 48 | 2010 | 9999 | 2019 | 0.6 | 39285.3608 | 0.03055 | NEI 2019
V H Braunig | 3612_G_7 | 3612 | G | 7 | 89839 | Combustion Turbine | ERC_REST | Texas | Bexar | 48 | 2010 | 9999 | 2019 | 0.7 | 39285.3608 | 0.03564 | NEI 2019
V H Braunig | 3612_G_8 | 3612 | G | 8 | 89840 | Combustion Turbine | ERC_REST | Texas | Bexar | 47 | 2010 | 9999 | 2019 | 0.5 | 38466.9157 | 0.026 | NEI 2019
R W Miller | 3628_G_4 | 3628 | G | 4 | 2491 | Combustion Turbine | ERC_REST | Texas | Palo Pinto | 104 | 1994 | 9999 | 2019 | 1.207 | 52299.498 | 0.04616 | NEI 2019
R W Miller | 3628_G_5 | 3628 | G | 5 | 2492 | Combustion Turbine | ERC_REST | Texas | Palo Pinto | 104 | 1994 | 9999 | 2019 | 1.5801 | 52299.498 | 0.06043 | NEI 2019
Pearsall | 3630_G_10A | 3630 | G | 10A |  | Combustion Turbine | ERC_REST | Texas | Frio | 8.4 | 2010 | 9999 | 2019 | 0.8329 | 16473.125 | 0.10112 | NEI 2019
Pearsall | 3630_G_11A | 3630 | G | 11A |  | Combustion Turbine | ERC_REST | Texas | Frio | 8.4 | 2010 | 9999 | 2019 | 0.8282 | 16473.125 | 0.10055 | NEI 2019
Pearsall | 3630_G_12A | 3630 | G | 12A |  | Combustion Turbine | ERC_REST | Texas | Frio | 8.4 | 2010 | 9999 | 2019 | 0.8286 | 16473.125 | 0.1006 | NEI 2019
Pearsall | 3630_G_13A | 3630 | G | 13A |  | Combustion Turbine | ERC_REST | Texas | Frio | 8.4 | 2010 | 9999 | 2019 | 0.5015 | 16473.125 | 0.06089 | NEI 2019
Pearsall | 3630_G_14A | 3630 | G | 14A |  | Combustion Turbine | ERC_REST | Texas | Frio | 8.4 | 2010 | 9999 | 2019 | 0.5455 | 16473.125 | 0.06623 | NEI 2019
Pearsall | 3630_G_15A | 3630 | G | 15A |  | Combustion Turbine | ERC_REST | Texas | Frio | 8.4 | 2010 | 9999 | 2019 | 0.4321 | 16473.125 | 0.05246 | NEI 2019
Pearsall | 3630_G_16A | 3630 | G | 16A |  | Combustion Turbine | ERC_REST | Texas | Frio | 8.4 | 2010 | 9999 | 2019 | 0.4549 | 16473.125 | 0.05523 | NEI 2019
Pearsall | 3630_G_17A | 3630 | G | 17A |  | Combustion Turbine | ERC_REST | Texas | Frio | 8.4 | 2010 | 9999 | 2019 | 0.5025 | 16473.125 | 0.06101 | NEI 2019
Pearsall | 3630_G_18A | 3630 | G | 18A |  | Combustion Turbine | ERC_REST | Texas | Frio | 8.4 | 2010 | 9999 | 2019 | 0.5464 | 16473.125 | 0.06634 | NEI 2019
Pearsall | 3630_G_19A | 3630 | G | 19A |  | Combustion Turbine | ERC_REST | Texas | Frio | 8.4 | 2010 | 9999 | 2019 | 0.5189 | 16473.125 | 0.063 | NEI 2019
Pearsall | 3630_G_1A | 3630 | G | 1A |  | Combustion Turbine | ERC_REST | Texas | Frio | 8.4 | 2010 | 9999 | 2019 | 0.8742 | 16473.125 | 0.10614 | NEI 2019
Pearsall | 3630_G_20A | 3630 | G | 20A |  | Combustion Turbine | ERC_REST | Texas | Frio | 8.4 | 2010 | 9999 | 2019 | 0.537 | 16473.125 | 0.0652 | NEI 2019
Pearsall | 3630_G_21A | 3630 | G | 21A |  | Combustion Turbine | ERC_REST | Texas | Frio | 8.4 | 2010 | 9999 | 2019 | 0.5659 | 16473.125 | 0.06871 | NEI 2019
Pearsall | 3630_G_22A | 3630 | G | 22A |  | Combustion Turbine | ERC_REST | Texas | Frio | 8.4 | 2010 | 9999 | 2019 | 0.5804 | 16473.125 | 0.07047 | NEI 2019
Pearsall | 3630_G_23A | 3630 | G | 23A |  | Combustion Turbine | ERC_REST | Texas | Frio | 8.4 | 2010 | 9999 | 2019 | 0.5775 | 16473.125 | 0.07011 | NEI 2019
Pearsall | 3630_G_24A | 3630 | G | 24A |  | Combustion Turbine | ERC_REST | Texas | Frio | 8.4 | 2010 | 9999 | 2019 | 0.4662 | 16473.125 | 0.0566 | NEI 2019
Pearsall | 3630_G_2A | 3630 | G | 2A |  | Combustion Turbine | ERC_REST | Texas | Frio | 8.4 | 2010 | 9999 | 2019 | 0.884 | 16473.125 | 0.10733 | NEI 2019
Pearsall | 3630_G_3A | 3630 | G | 3A |  | Combustion Turbine | ERC_REST | Texas | Frio | 8.4 | 2010 | 9999 | 2019 | 0.8857 | 16473.125 | 0.10753 | NEI 2019
Pearsall | 3630_G_4A | 3630 | G | 4A |  | Combustion Turbine | ERC_REST | Texas | Frio | 8.4 | 2010 | 9999 | 2019 | 0.8851 | 16473.125 | 0.10746 | NEI 2019
Pearsall | 3630_G_5A | 3630 | G | 5A |  | Combustion Turbine | ERC_REST | Texas | Frio | 8.4 | 2010 | 9999 | 2019 | 0.8886 | 16473.125 | 0.10789 | NEI 2019
Pearsall | 3630_G_6A | 3630 | G | 6A |  | Combustion Turbine | ERC_REST | Texas | Frio | 8.4 | 2010 | 9999 | 2019 | 0.8895 | 16473.125 | 0.10799 | NEI 2019
Pearsall | 3630_G_7A | 3630 | G | 7A |  | Combustion Turbine | ERC_REST | Texas | Frio | 8.4 | 2010 | 9999 | 2019 | 0.8321 | 16473.125 | 0.10103 | NEI 2019
Pearsall | 3630_G_8A | 3630 | G | 8A |  | Combustion Turbine | ERC_REST | Texas | Frio | 8.4 | 2010 | 9999 | 2019 | 0.8317 | 16473.125 | 0.10098 | NEI 2019
Pearsall | 3630_G_9A | 3630 | G | 9A |  | Combustion Turbine | ERC_REST | Texas | Frio | 8.4 | 2010 | 9999 | 2019 | 0.8271 | 16473.125 | 0.10042 | NEI 2019
Sam Rayburn | 3631_G_10 | 3631 | G | 10 | 8334 | Combined Cycle | ERC_REST | Texas | Victoria | 37 | 2003 | 9999 |  |  |  | 0.01936 | NEI 2019
Sam Rayburn | 3631_G_4 | 3631 | G | 4 |  | Combustion Turbine | ERC_REST | Texas | Victoria | 1.6 | 1991 | 9999 | 2019 | 0.0587 | 115 | 1.0209 | NEI 2019
Sam Rayburn | 3631_G_5 | 3631 | G | 5 |  | Combustion Turbine | ERC_REST | Texas | Victoria | 1.6 | 1991 | 9999 | 2019 | 0.0622 | 115 | 1.0817 | NEI 2019
Sam Rayburn | 3631_G_7 | 3631 | G | 7 | 8334 | Combined Cycle | ERC_REST | Texas | Victoria | 49 | 2003 | 9999 | 2019 | 0.6737 | 105095 | 0.01936 | NEI 2019
Sam Rayburn | 3631_G_8 | 3631 | G | 8 | 8336 | Combined Cycle | ERC_REST | Texas | Victoria | 49 | 2003 | 9999 | 2019 | 0.7748 | 63761 | 0.01936 | NEI 2019
Sam Rayburn | 3631_G_9 | 3631 | G | 9 | 8338 | Combined Cycle | ERC_REST | Texas | Victoria | 48 | 2003 | 9999 | 2019 | 0.7594 | 59250 | 0.01936 | NEI 2019
Gadsby | 3648_G_4 | 3648 | G | 4 | 9559 | Combustion Turbine | WECC_UT | Utah | Salt Lake | 39 | 2002 | 9999 | 2019 | 0.063598 | 6410 | 0.01984 | NEI 2019
Gadsby | 3648_G_5 | 3648 | G | 5 | 9560 | Combustion Turbine | WECC_UT | Utah | Salt Lake | 39 | 2002 | 9999 | 2019 | 0.054203 | 6410 | 0.01691 | NEI 2019
Gadsby | 3648_G_6 | 3648 | G | 6 | 9561 | Combustion Turbine | WECC_UT | Utah | Salt Lake | 39 | 2002 | 9999 | 2019 | 0.04603 | 6410 | 0.01436 | NEI 2019
Bountiful City | 3665_G_1A | 3665 | G | 1A |  | Combustion Turbine | WECC_UT | Utah | Davis | 4.2 | 2001 | 9999 |  |  |  | 0.04322 | Default Emission Factor
Bountiful City | 3665_G_2A | 3665 | G | 2A |  | Combustion Turbine | WECC_UT | Utah | Davis | 11.5 | 2012 | 9999 |  |  |  | 0.04322 | Default Emission Factor
Bountiful City | 3665_G_3A | 3665 | G | 3A |  | Combustion Turbine | WECC_UT | Utah | Davis | 11.5 | 2012 | 9999 |  |  |  | 0.04322 | Default Emission Factor
Ascutney | 3708_G_GT4 | 3708 | G | GT4 |  | Combustion Turbine | NENGREST | Vermont | Windsor | 9 | 1961 | 9999 |  |  |  | 0.02784 | Default Emission Factor
Rutland | 3723_G_GT5 | 3723 | G | GT5 |  | Combustion Turbine | NENGREST | Vermont | Rutland | 8.4 | 1962 | 9999 |  |  |  | 0.02784 | Default Emission Factor
Berlin 5 | 3734_G_GT1 | 3734 | G | GT1 | 90480 | Combustion Turbine | NENGREST | Vermont | Washington | 35 | 1972 | 9999 |  |  |  | 0.02784 | Default Emission Factor
Colchester 16 | 3735_G_GT1 | 3735 | G | GT1 |  | Combustion Turbine | NENGREST | Vermont | Chittenden | 8.7 | 1965 | 9999 |  |  |  | 0.02784 | Default Emission Factor
Essex Junction 19 | 3737_G_IC-5 | 3737 | G | IC-5 |  | Combustion Turbine | NENGREST | Vermont | Chittenden | 1.8 | 2007 | 9999 |  |  |  | 1.9821 | Default Emission Factor
Essex Junction 19 | 3737_G_IC-6 | 3737 | G | IC-6 |  | Combustion Turbine | NENGREST | Vermont | Chittenden | 1.8 | 2007 | 9999 |  |  |  | 1.9821 | Default Emission Factor
Essex Junction 19 | 3737_G_IC-7 | 3737 | G | IC-7 |  | Combustion Turbine | NENGREST | Vermont | Chittenden | 1.8 | 2007 | 9999 |  |  |  | 1.9821 | Default Emission Factor
Essex Junction 19 | 3737_G_IC-8 | 3737 | G | IC-8 |  | Combustion Turbine | NENGREST | Vermont | Chittenden | 1.8 | 2007 | 9999 |  |  |  | 1.9821 | Default Emission Factor
Burlington GT | 3754_G_GT1 | 3754 | G | GT1 | 90491 | Combustion Turbine | NENGREST | Vermont | Chittenden | 19.7 | 1971 | 9999 |  |  |  | 0.02784 | Default Emission Factor
Grayson | 377_G_1 | 377 | G | 1 |  | Combined Cycle | WEC_LADW | California | Los Angeles | 19 | 1977 | 9999 |  |  |  | 0.01609 | Default Emission Factor
Grayson | 377_G_2 | 377 | G | 2 |  | Combined Cycle | WEC_LADW | California | Los Angeles | 19 | 1977 | 9999 |  |  |  | 0.01609 | Default Emission Factor
Grayson | 377_G_8A | 377 | G | 8A |  | Combined Cycle | WEC_LADW | California | Los Angeles | 26 | 1977 | 9999 |  |  |  | 0.01609 | Default Emission Factor
Grayson | 377_G_8BC | 377 | G | 8BC |  | Combined Cycle | WEC_LADW | California | Los Angeles | 46 | 1977 | 9999 |  |  |  | 0.01609 | Default Emission Factor
Grayson | 377_G_9 | 377 | G | 9 | 89495 | Combustion Turbine | WEC_LADW | California | Los Angeles | 48 | 2004 | 9999 |  |  |  | 0.04322 | Default Emission Factor
Bayview | 3782_G_BAYV | 3782 | G | BAYV |  | Combustion Turbine | PJM_EMAC | Virginia | Northampton | 2.1 | 1963 | 9999 | 2019 | 0.24021 | 431 | 1.1147 | NEI 2019
Bayview | 3782_G_BYV2 | 3782 | G | BYV2 |  | Combustion Turbine | PJM_EMAC | Virginia | Northampton | 2.1 | 1963 | 9999 | 2019 | 0.22662 | 431 | 1.0516 | NEI 2019
Bayview | 3782_G_BYV3 | 3782 | G | BYV3 |  | Combustion Turbine | PJM_EMAC | Virginia | Northampton | 2.1 | 1963 | 9999 | 2017 | 0.22567 | 269.8333 | 1.6727 | NEI 2019
Bayview | 3782_G_BYV4 | 3782 | G | BYV4 |  | Combustion Turbine | PJM_EMAC | Virginia | Northampton | 2.1 | 1963 | 9999 | 2019 | 0.19971 | 431 | 0.92673 | NEI 2019
Bayview | 3782_G_BYV5 | 3782 | G | BYV5 |  | Combustion Turbine | PJM_EMAC | Virginia | Northampton | 2.1 | 1963 | 9999 | 2019 | 0.1751 | 431 | 0.81251 | NEI 2019
Bayview | 3782_G_BYV6 | 3782 | G | BYV6 |  | Combustion Turbine | PJM_EMAC | Virginia | Northampton | 2.1 | 1963 | 9999 | 2017 | 0.08757 | 269.8333 | 0.64907 | NEI 2019
Tasley | 3785_G_TAS | 3785 | G | TAS | 89335 | Combustion Turbine | PJM_EMAC | Virginia | Accomack | 31 | 1972 | 9999 | 2019 | 0.002041 | 656 | 0.00622 | NEI 2019
Chesterfield | 3797_G_CT7 | 3797 | G | CT7 | 89200 | Combined Cycle | PJM_Dom | Virginia | Chesterfield | 142 | 1990 | 9999 | 2019 | 7.3611 | 2678400 | 0.0055 | NEI 2019
Chesterfield | 3797_G_CT8 | 3797 | G | CT8 | 2515 | Combined Cycle | PJM_Dom | Virginia | Chesterfield | 140 | 1992 | 9999 |  |  |  | 0.01609 | Default Emission Factor
Chesterfield | 3797_G_CW7 | 3797 | G | CW7 | 89200 | Combined Cycle | PJM_Dom | Virginia | Chesterfield | 55 | 1990 | 9999 |  |  |  | 0.0055 | NEI 2019
Chesterfield | 3797_G_CW8 | 3797 | G | CW8 | 2515 | Combined Cycle | PJM_Dom | Virginia | Chesterfield | 60 | 1992 | 9999 |  |  |  | 0.01609 | Default Emission Factor
Low Moor | 3799_G_GT1 | 3799 | G | GT1 |  | Combustion Turbine | PJM_Dom | Virginia | Alleghany | 12 | 1971 | 9999 |  |  |  | 0.02784 | Default Emission Factor
Low Moor | 3799_G_GT2 | 3799 | G | GT2 |  | Combustion Turbine | PJM_Dom | Virginia | Alleghany | 12 | 1971 | 9999 |  |  |  | 0.02784 | Default Emission Factor
Low Moor | 3799_G_GT3 | 3799 | G | GT3 |  | Combustion Turbine | PJM_Dom | Virginia | Alleghany | 12 | 1971 | 9999 | 2019 | 0.00062955 | 149.75 | 0.00841 | NEI 2019
Low Moor | 3799_G_GT4 | 3799 | G | GT4 |  | Combustion Turbine | PJM_Dom | Virginia | Alleghany | 12 | 1971 | 9999 | 2019 | 0.0012523 | 149.75 | 0.01673 | NEI 2019
Northern Neck | 3800_G_GT1 | 3800 | G | GT1 |  | Combustion Turbine | PJM_Dom | Virginia | Richmond | 12 | 1971 | 9999 | 2019 | 0.0012817 | 136.5957 | 0.01877 | NEI 2019
Northern Neck | 3800_G_GT2 | 3800 | G | GT2 |  | Combustion Turbine | PJM_Dom | Virginia | Richmond | 11 | 1971 | 9999 |  |  |  | 0.02784 | Default Emission Factor
Northern Neck | 3800_G_GT3 | 3800 | G | GT3 |  | Combustion Turbine | PJM_Dom | Virginia | Richmond | 12 | 1971 | 9999 | 2019 | 0.0006822 | 136.5957 | 0.00999 | NEI 2019
Northern Neck | 3800_G_GT4 | 3800 | G | GT4 |  | Combustion Turbine | PJM_Dom | Virginia | Richmond | 12 | 1971 | 9999 | 2019 | 0.0005724 | 136.5957 | 0.00838 | NEI 2019
Chesapeake | 3803_G_6 | 3803 | G | 6 |  | Combustion Turbine | PJM_Dom | Virginia | Chesapeake City | 12 | 1969 | 9999 |  |  |  | 0.02784 | Default Emission Factor
Chesapeake | 3803_G_GT1 | 3803 | G | GT1 |  | Combustion Turbine | PJM_Dom | Virginia | Chesapeake City | 15 | 1967 | 9999 |  |  |  | 0.02784 | Default Emission Factor
Chesapeake | 3803_G_GT2 | 3803 | G | GT2 |  | Combustion Turbine | PJM_Dom | Virginia | Chesapeake City | 12 | 1969 | 9999 |  |  |  | 0.02784 | Default Emission Factor
Chesapeake | 3803_G_GT4 | 3803 | G | GT4 |  | Combustion Turbine | PJM_Dom | Virginia | Chesapeake City | 12 | 1969 | 9999 |  |  |  | 0.02784 | Default Emission Factor
Possum Point | 3804_G_6A | 3804 | G | 6A | 8340 | Combined Cycle | PJM_Dom | Virginia | Prince William | 148.5 | 2003 | 9999 | 2019 | 1.81 | 2823893 | 0.00198 | NEI 2019
Possum Point | 3804_G_6B | 3804 | G | 6B | 8342 | Combined Cycle | PJM_Dom | Virginia | Prince William | 148.5 | 2003 | 9999 |  |  |  | 0.00198 | NEI 2019
Possum Point | 3804_G_6ST | 3804 | G | 6ST | 8340 | Combined Cycle | PJM_Dom | Virginia | Prince William | 262 | 2003 | 9999 |  |  |  | 0.00198 | NEI 2019
Possum Point | 3804_G_GT1 | 3804 | G | GT1 |  | Combustion Turbine | PJM_Dom | Virginia | Prince William | 12 | 1968 | 9999 |  |  |  | 0.02784 | Default Emission Factor
Possum Point | 3804_G_GT2 | 3804 | G | GT2 |  | Combustion Turbine | PJM_Dom | Virginia | Prince William | 12 | 1968 | 9999 |  |  |  | 0.02784 | Default Emission Factor
Possum Point | 3804_G_GT3 | 3804 | G | GT3 |  | Combustion Turbine | PJM_Dom | Virginia | Prince William | 12 | 1968 | 9999 |  |  |  | 0.02784 | Default Emission Factor
Possum Point | 3804_G_GT4 | 3804 | G | GT4 |  | Combustion Turbine | PJM_Dom | Virginia | Prince William | 12 | 1968 | 9999 |  |  |  | 0.02784 | Default Emission Factor
Possum Point | 3804_G_GT5 | 3804 | G | GT5 |  | Combustion Turbine | PJM_Dom | Virginia | Prince William | 12 | 1968 | 9999 |  |  |  | 0.02784 | Default Emission Factor
Possum Point | 3804_G_GT6 | 3804 | G | GT6 |  | Combustion Turbine | PJM_Dom | Virginia | Prince William | 12 | 1968 | 9999 |  |  |  | 0.02784 | Default Emission Factor
Crystal Mountain | 3853_G_1 | 3853 | G | 1 |  | Combustion Turbine | WECC_PNW | Washington | Pierce | 2.5 | 1969 | 9999 |  |  |  | 1.9821 | Default Emission Factor
El Centro Hybrid | 389_G_2 | 389 | G | 2 | 255 | Combined Cycle | WECC_IID | California | Imperial | 31 | 1952 | 9999 |  |  |  | 0.01974 | NEI 2019
El Centro Hybrid | 389_G_2A | 389 | G | 2A | 255 | Combined Cycle | WECC_IID | California | Imperial | 71 | 1993 | 9999 | 2019 | 1.5733 | 111570 | 0.01974 | NEI 2019
El Centro Hybrid | 389_G_30 | 389 | G | 30 | 90785 | Combined Cycle | WECC_IID | California | Imperial | 52 | 2012 | 9999 |  |  |  | 0.00299 | NEI 2019
El Centro Hybrid | 389_G_31 | 389 | G | 31 | 90785 | Combined Cycle | WECC_IID | California | Imperial | 45 | 2012 | 9999 |  |  |  | 0.00299 | NEI 2019
El Centro Hybrid | 389_G_32 | 389 | G | 32 | 90786 | Combined Cycle | WECC_IID | California | Imperial | 45 | 2012 | 9999 | 2017 | 0.93648 | 626404 | 0.00299 | NEI 2019
Mt Storm | 3954_G_JF1 | 3954 | G | JF1 |  | Combustion Turbine | PJM_AP | West Virginia | Grant | 11 | 1967 | 9999 | 2019 | 0.00064889 | 217 | 0.00598 | NEI 2019
Gordon | 3976_G_3 | 3976 | G | 3 |  | Combustion Turbine | MIS_MNWI | Wisconsin | Douglas | 0.7 | 1955 | 9999 |  |  |  | 1.9821 | Default Emission Factor
Gordon | 3976_G_4 | 3976 | G | 4 |  | Combustion Turbine | MIS_MNWI | Wisconsin | Douglas | 0.7 | 1949 | 9999 |  |  |  | 1.9821 | Default Emission Factor
Gordon | 3976_G_5 | 3976 | G | 5 |  | Combustion Turbine | MIS_MNWI | Wisconsin | Douglas | 0.7 | 2001 | 9999 |  |  |  | 1.9821 | Default Emission Factor
Gordon | 3976_G_6 | 3976 | G | 6 |  | Combustion Turbine | MIS_MNWI | Wisconsin | Douglas | 0.7 | 2001 | 9999 |  |  |  | 1.9821 | Default Emission Factor
Harbor | 399_G_10A | 399 | G | 10A | 259 | Combined Cycle | WEC_LADW | California | Los Angeles | 73 | 1995 | 9999 | 2017 | 0.04279 | 23778 | 0.00134 | NEI 2019
Harbor | 399_G_10B | 399 | G | 10B | 260 | Combined Cycle | WEC_LADW | California | Los Angeles | 73 | 1995 | 9999 |  |  |  | 0.00134 | NEI 2019
Harbor | 399_G_5 | 399 | G | 5 | 259 | Combined Cycle | WEC_LADW | California | Los Angeles | 56 | 1995 | 9999 |  |  |  | 0.00134 | NEI 2019
Harbor | 399_G_GT10 | 399 | G | GT10 | 262 | Combustion Turbine | WEC_LADW | California | Los Angeles | 47.4 | 2002 | 9999 | 2017 | 0.45 | 3071 | 0.29306 | NEI 2019
Harbor | 399_G_GT11 | 399 | G | GT11 | 263 | Combustion Turbine | WEC_LADW | California | Los Angeles | 47.4 | 2002 | 9999 | 2019 | 0.3775 | 3615.2 | 0.20884 | NEI 2019
Harbor | 399_G_GT12 | 399 | G | GT12 | 264 | Combustion Turbine | WEC_LADW | California | Los Angeles | 47.4 | 2002 | 9999 |  |  |  | 0.04322 | Default Emission Factor
Harbor | 399_G_GT13 | 399 | G | GT13 | 265 | Combustion Turbine | WEC_LADW | California | Los Angeles | 47.4 | 2002 | 9999 |  |  |  | 0.04322 | Default Emission Factor
Harbor | 399_G_GT14 | 399 | G | GT14 | 266 | Combustion Turbine | WEC_LADW | California | Los Angeles | 47.4 | 2002 | 9999 |  |  |  | 0.04322 | Default Emission Factor
Haynes | 400_G_10 | 400 | G | 10 | 89434 | Combined Cycle | WEC_LADW | California | Los Angeles | 157.5 | 2005 | 9999 | 2017 | 3.3219 | 796618 | 0.00552 | NEI 2019
Haynes | 400_G_11 | 400 | G | 11 | 90755 | Combustion Turbine | WEC_LADW | California | Los Angeles | 99.4 | 2013 | 9999 | 2019 | 0.11 | 62974.3333 | 0.00349 | NEI 2019
Haynes | 400_G_12 | 400 | G | 12 | 90756 | Combustion Turbine | WEC_LADW | California | Los Angeles | 99.4 | 2013 | 9999 | 2019 | 0.05 | 62974.3333 | 0.00159 | NEI 2019
Haynes | 400_G_13 | 400 | G | 13 | 90757 | Combustion Turbine | WEC_LADW | California | Los Angeles | 99.4 | 2013 | 9999 | 2017 | 0.08 | 30880 | 0.00518 | NEI 2019
Haynes | 400_G_14 | 400 | G | 14 | 90758 | Combustion Turbine | WEC_LADW | California | Los Angeles | 99.4 | 2013 | 9999 | 2017 | 0.05 | 30880 | 0.00324 | NEI 2019
Haynes | 400_G_15 | 400 | G | 15 | 90759 | Combustion Turbine | WEC_LADW | California | Los Angeles | 99.4 | 2013 | 9999 | 2017 | 0.15 | 30880 | 0.00972 | NEI 2019
Haynes | 400_G_16 | 400 | G | 16 | 90760 | Combustion Turbine | WEC_LADW | California | Los Angeles | 99.4 | 2013 | 9999 | 2017 | 0.19 | 30880 | 0.01231 | NEI 2019
Haynes | 400_G_8 | 400 | G | 8 | 89433 | Combined Cycle | WEC_LADW | California | Los Angeles | 235 | 2005 | 9999 |  |  |  | 0.00552 | NEI 2019
Haynes | 400_G_9 | 400 | G | 9 | 89433 | Combined Cycle | WEC_LADW | California | Los Angeles | 162.5 | 2005 | 9999 | 2019 | 3.6 | 1713072 | 0.00552 | NEI 2019
Wheaton | 4014_G_1 | 4014 | G | 1 | 89998 | Combustion Turbine | MIS_MNWI | Wisconsin | Chippewa | 44 | 1973 | 2025 |  |  |  | 0.04322 | Default Emission Factor
Wheaton | 4014_G_2 | 4014 | G | 2 | 89999 | Combustion Turbine | MIS_MNWI | Wisconsin | Chippewa | 51 | 1973 | 2025 |  |  |  | 0.04322 | Default Emission Factor
Wheaton | 4014_G_3 | 4014 | G | 3 | 90000 | Combustion Turbine | MIS_MNWI | Wisconsin | Chippewa | 44 | 1973 | 2025 |  |  |  | 0.04322 | Default Emission Factor
Wheaton | 4014_G_4 | 4014 | G | 4 | 90001 | Combustion Turbine | MIS_MNWI | Wisconsin | Chippewa | 47 | 1973 | 2025 |  |  |  | 0.04322 | Default Emission Factor
Wheaton | 4014_G_6 | 4014 | G | 6 | 90003 | Combustion Turbine | MIS_MNWI | Wisconsin | Chippewa | 48 | 1973 | 2025 |  |  |  | 0.02784 | Default Emission Factor
Frederic Diesel | 4020_G_10 | 4020 | G | 10 |  | Combustion Turbine | MIS_MNWI | Wisconsin | Polk | 2.5 | 2000 | 9999 |  |  |  | 1.9821 | Default Emission Factor
Frederic Diesel | 4020_G_2 | 4020 | G | 2 |  | Combustion Turbine | MIS_MNWI | Wisconsin | Polk | 0.7 | 1948 | 9999 |  |  |  | 1.9821 | Default Emission Factor
Frederic Diesel | 4020_G_3 | 4020 | G | 3 |  | Combustion Turbine | MIS_MNWI | Wisconsin | Polk | 0.7 | 1949 | 9999 |  |  |  | 1.9821 | Default Emission Factor
Frederic Diesel | 4020_G_4 | 4020 | G | 4 |  | Combustion Turbine | MIS_MNWI | Wisconsin | Polk | 0.6 | 1955 | 9999 |  |  |  | 1.9821 | Default Emission Factor
Frederic Diesel | 4020_G_5 | 4020 | G | 5 |  | Combustion Turbine | MIS_MNWI | Wisconsin | Polk | 0.5 | 1955 | 9999 |  |  |  | 1.9821 | Default Emission Factor
Frederic Diesel | 4020_G_6 | 4020 | G | 6 |  | Combustion Turbine | MIS_MNWI | Wisconsin | Polk | 1.7 | 1970 | 9999 |  |  |  | 1.9821 | Default Emission Factor
Frederic Diesel | 4020_G_7 | 4020 | G | 7 |  | Combustion Turbine | MIS_MNWI | Wisconsin | Polk | 1.8 | 1975 | 9999 |  |  |  | 1.9821 | Default Emission Factor
Frederic Diesel | 4020_G_8 | 4020 | G | 8 |  | Combustion Turbine | MIS_MNWI | Wisconsin | Polk | 2.5 | 2000 | 9999 |  |  |  | 1.9821 | Default Emission Factor
Frederic Diesel | 4020_G_9 | 4020 | G | 9 |  | Combustion Turbine | MIS_MNWI | Wisconsin | Polk | 2.5 | 2000 | 9999 |  |  |  | 1.9821 | Default Emission Factor
Grantsburg Diesel | 4021_G_1A | 4021 | G | 1A |  | Combustion Turbine | MIS_MNWI | Wisconsin | Burnett | 0.8 | 1995 | 9999 |  |  |  | 1.9821 | Default Emission Factor
Grantsburg Diesel | 4021_G_2 | 4021 | G | 2 |  | Combustion Turbine | MIS_MNWI | Wisconsin | Burnett | 0.8 | 1963 | 9999 |  |  |  | 1.9821 | Default Emission Factor
Grantsburg Diesel | 4021_G_3 | 4021 | G | 3 |  | Combustion Turbine | MIS_MNWI | Wisconsin | Burnett | 0.9 | 1968 | 9999 |  |  |  | 1.9821 | Default Emission Factor
Grantsburg Diesel | 4021_G_4 | 4021 | G | 4 |  | Combustion Turbine | MIS_MNWI | Wisconsin | Burnett | 2 | 1975 | 9999 |  |  |  | 1.9821 | Default Emission Factor
Grantsburg Diesel | 4021_G_8 | 4021 | G | 8 |  | Combustion Turbine | MIS_MNWI | Wisconsin | Burnett | 1.8 | 2007 | 9999 |  |  |  | 1.9821 | Default Emission Factor
Scattergood | 404_G_4 | 404 | G | 4 | 90958 | Combined Cycle | WEC_LADW | California | Los Angeles | 204 | 2015 | 9999 | 2017 | 4.39 | 1824024 | 0.00481 | NEI 2019
Scattergood | 404_G_5 | 404 | G | 5 | 90958 | Combined Cycle | WEC_LADW | California | Los Angeles | 107 | 2015 | 9999 |  |  |  | 0.00481 | NEI 2019
Scattergood | 404_G_6 | 404 | G | 6 | 90959 | Combustion Turbine | WEC_LADW | California | Los Angeles | 102 | 2015 | 9999 | 2017 | 0.1 | 30122 | 0.00664 | NEI 2019
Scattergood | 404_G_7 | 404 | G | 7 | 90960 | Combustion Turbine | WEC_LADW | California | Los Angeles | 102 | 2015 | 9999 | 2017 | 0.1 | 30122 | 0.00664 | NEI 2019
Port Washington Generating Station | 4040_G_1CT1 | 4040 | G | 1CT1 | 89429 | Combined Cycle | MIS_WUMS | Wisconsin | Ozaukee | 171.9 | 2008 | 9999 | 2019 | 6.936 | 1258683 | 0.00645 | NEI 2019
Port Washington Generating Station | 4040_G_1CT2 | 4040 | G | 1CT2 | 89430 | Combined Cycle | MIS_WUMS | Wisconsin | Ozaukee | 171.9 | 2008 | 9999 | 2019 | 5.3914 | 1222778 | 0.00645 | NEI 2019
Port Washington Generating Station | 4040_G_2CT1 | 4040 | G | 2CT1 | 89431 | Combined Cycle | MIS_WUMS | Wisconsin | Ozaukee | 171.9 | 2005 | 9999 | 2019 | 6.2678 | 1296876 | 0.00746 | NEI 2019
Port Washington Generating Station | 4040_G_2CT2 | 4040 | G | 2CT2 | 89432 | Combined Cycle | MIS_WUMS | Wisconsin | Ozaukee | 171.9 | 2005 | 9999 | 2019 | 8.815 | 1329071 | 0.00746 | NEI 2019
Port Washington Generating Station | 4040_G_ST1 | 4040 | G | ST1 | 89429 | Combined Cycle | MIS_WUMS | Wisconsin | Ozaukee | 264.6 | 2008 | 9999 |  |  |  | 0.00645 | NEI 2019
Port Washington Generating Station | 4040_G_ST2 | 4040 | G | ST2 | 89431 | Combined Cycle | MIS_WUMS | Wisconsin | Ozaukee | 264.6 | 2005 | 9999 |  |  |  | 0.00746 | NEI 2019
Valley (WI) | 4042_G_3 | 4042 | G | 3 |  | Combustion Turbine | MIS_WUMS | Wisconsin | Milwaukee | 2.7 | 1969 | 9999 |  |  |  | 1.9821 | Default Emission Factor
Point Beach Nuclear Plant | 4046_G_5 | 4046 | G | 5 |  | Combustion Turbine | MIS_WUMS | Wisconsin | Manitowoc | 15 | 1969 | 9999 |  |  |  | 0.02784 | Default Emission Factor
Pulliam | 4072_G_31 | 4072 | G | 31 | 9282 | Combustion Turbine | MIS_WUMS | Wisconsin | Brown | 81.5 | 2003 | 9999 | 2019 | 3.6297 | 53774 | 0.135 | NEI 2019
West Marinette | 4076_G_31 | 4076 | G | 31 | 89871 | Combustion Turbine | MIS_WUMS | Wisconsin | Marinette | 38.6 | 1971 | 9999 |  |  |  | 0.04322 | Default Emission Factor
West Marinette | 4076_G_32 | 4076 | G | 32 | 89873 | Combustion Turbine | MIS_WUMS | Wisconsin | Marinette | 37.1 | 1973 | 9999 |  |  |  | 0.04322 | Default Emission Factor
West Marinette | 4076_G_33 | 4076 | G | 33 | 2611 | Combustion Turbine | MIS_WUMS | Wisconsin | Marinette | 82.9 | 1993 | 9999 | 2019 | 0.16802 | 13307.384 | 0.02525 | NEI 2019
Weston | 4078_G_31 | 4078 | G | 31 | 89867 | Combustion Turbine | MIS_WUMS | Wisconsin | Marathon | 14.9 | 1969 | 9999 | 2019 | 0.0011 | 1330.1399 | 0.00165 | NEI 2019
Weston | 4078_G_32 | 4078 | G | 32 | 89875 | Combustion Turbine | MIS_WUMS | Wisconsin | Marathon | 19.4 | 1973 | 9999 |  |  |  | 0.04322 | Default Emission Factor
Valley (CA) | 408_G_5 | 408 | G | 5 | 284 | Combustion Turbine | WEC_LADW | California | Los Angeles | 43 | 2001 | 9999 | 2017 | 0.0186 | 4557 | 0.00816 | NEI 2019
Valley (CA) | 408_G_6 | 408 | G | 6 | 89304 | Combined Cycle | WEC_LADW | California | Los Angeles | 162 | 2003 | 9999 | 2019 | 1.84 | 725728 | 0.00427 | NEI 2019
Valley (CA) | 408_G_7 | 408 | G | 7 | 89305 | Combined Cycle | WEC_LADW | California | Los Angeles | 162 | 2003 | 9999 | 2017 | 2.48 | 1027072 | 0.00427 | NEI 2019
Valley (CA) | 408_G_8 | 408 | G | 8 | 89304 | Combined Cycle | WEC_LADW | California | Los Angeles | 209 | 2003 | 9999 |  |  |  | 0.00427 | NEI 2019
Arcadia Electric | 4100_G_1 | 4100 | G | 1 |  | Combustion Turbine | MIS_MNWI | Wisconsin | Trempealeau | 1.3 | 1956 | 9999 |  |  |  | 1.9821 | Default Emission Factor
Arcadia Electric | 4100_G_10 | 4100 | G | 10 |  | Combustion Turbine | MIS_MNWI | Wisconsin | Trempealeau | 2 | 2007 | 9999 |  |  |  | 1.9821 | Default Emission Factor
Arcadia Electric | 4100_G_2 | 4100 | G | 2 |  | Combustion Turbine | MIS_MNWI | Wisconsin | Trempealeau | 1 | 1947 | 9999 |  |  |  | 1.9821 | Default Emission Factor
Arcadia Electric | 4100_G_3 | 4100 | G | 3 |  | Combustion Turbine | MIS_MNWI | Wisconsin | Trempealeau | 0.4 | 1940 | 9999 |  |  |  | 1.9821 | Default Emission Factor
Arcadia Electric | 4100_G_4 | 4100 | G | 4 |  | Combustion Turbine | MIS_MNWI | Wisconsin | Trempealeau | 0.2 | 1930 | 9999 |  |  |  | 1.9821 | Default Emission Factor
Arcadia Electric | 4100_G_5 | 4100 | G | 5 |  | Combustion Turbine | MIS_MNWI | Wisconsin | Trempealeau | 3 | 1972 | 9999 |  |  |  | 1.1533 | Default Emission Factor
Arcadia Electric | 4100_G_6 | 4100 | G | 6 |  | Combustion Turbine | MIS_MNWI | Wisconsin | Trempealeau | 3 | 1987 | 9999 |  |  |  | 1.1533 | Default Emission Factor
Arcadia Electric | 4100_G_7 | 4100 | G | 7 |  | Combustion Turbine | MIS_MNWI | Wisconsin | Trempealeau | 2 | 2002 | 9999 |  |  |  | 1.9821 | Default Emission Factor
Arcadia Electric | 4100_G_8 | 4100 | G | 8 |  | Combustion Turbine | MIS_MNWI | Wisconsin | Trempealeau | 2 | 2002 | 9999 |  |  |  | 1.9821 | Default Emission Factor
Arcadia Electric | 4100_G_9 | 4100 | G | 9 |  | Combustion Turbine | MIS_MNWI | Wisconsin | Trempealeau | 2 | 2002 | 9999 |  |  |  | 1.9821 | Default Emission Factor
Barron | 4102_G_1A | 4102 | G | 1A |  | Combustion Turbine | MIS_MNWI | Wisconsin | Barron | 1.1 | 1998 | 9999 |  |  |  | 1.9821 | Default Emission Factor
Barron | 4102_G_2A | 4102 | G | 2A |  | Combustion Turbine | MIS_MNWI | Wisconsin | Barron | 1.1 | 1998 | 9999 |  |  |  | 1.9821 | Default Emission Factor
Barron | 4102_G_3A | 4102 | G | 3A |  | Combustion Turbine | MIS_MNWI | Wisconsin | Barron | 1.1 | 1998 | 9999 |  |  |  | 1.9821 | Default Emission Factor
Barron | 4102_G_4 | 4102 | G | 4 |  | Combustion Turbine | MIS_MNWI | Wisconsin | Barron | 1.1 | 1998 | 9999 |  |  |  | 1.9821 | Default Emission Factor
Barron | 4102_G_8 | 4102 | G | 8 |  | Combustion Turbine | MIS_MNWI | Wisconsin | Barron | 1.3 | 1954 | 9999 |  |  |  | 1.9821 | Default Emission Factor
Barron | 4102_G_9 | 4102 | G | 9 |  | Combustion Turbine | MIS_MNWI | Wisconsin | Barron | 2 | 1960 | 9999 |  |  |  | 1.9821 | Default Emission Factor
Cashton | 4107_G_3 | 4107 | G | 3 |  | Combustion Turbine | MIS_WUMS | Wisconsin | Monroe | 0.4 | 1932 | 9999 |  |  |  | 1.9821 | Default Emission Factor
Cashton | 4107_G_5 | 4107 | G | 5 |  | Combustion Turbine | MIS_WUMS | Wisconsin | Monroe | 1.1 | 1970 | 9999 |  |  |  | 1.1533 | Default Emission Factor
Cashton | 4107_G_6 | 4107 | G | 6 |  | Combustion Turbine | MIS_WUMS | Wisconsin | Monroe | 2 | 2002 | 9999 |  |  |  | 1.9821 | Default Emission Factor
Cumberland (WI) | 4112_G_1 | 4112 | G | 1 |  | Combustion Turbine | MIS_MNWI | Wisconsin | Barron | 0.7 | 1945 | 9999 |  |  |  | 1.9821 | Default Emission Factor
Cumberland (WI) | 4112_G_2 | 4112 | G | 2 |  | Combustion Turbine | MIS_MNWI | Wisconsin | Barron | 0.3 | 1939 | 9999 |  |  |  | 1.9821 | Default Emission Factor
Cumberland (WI) | 4112_G_3 | 4112 | G | 3 |  | Combustion Turbine | MIS_MNWI | Wisconsin | Barron | 0.3 | 1939 | 9999 |  |  |  | 1.9821 | Default Emission Factor
Cumberland (WI) | 4112_G_4 | 4112 | G | 4 |  | Combustion Turbine | MIS_MNWI | Wisconsin | Barron | 1.2 | 1954 | 9999 |  |  |  | 1.9821 | Default Emission Factor
Cumberland (WI) | 4112_G_5 | 4112 | G | 5 |  | Combustion Turbine | MIS_MNWI | Wisconsin | Barron | 2.1 | 1966 | 9999 |  |  |  | 1.1533 | Default Emission Factor
Cumberland (WI) | 4112_G_6 | 4112 | G | 6 |  | Combustion Turbine | MIS_MNWI | Wisconsin | Barron | 6.7 | 1979 | 9999 |  |  |  | 1.9821 | Default Emission Factor
Cumberland (WI) | 4112_G_7 | 4112 | G | 7 |  | Combustion Turbine | MIS_MNWI | Wisconsin | Barron | 6.2 | 2001 | 9999 |  |  |  | 1.1533 | Default Emission Factor
Cumberland (WI) | 4112_G_8 | 4112 | G | 8 |  | Combustion Turbine | MIS_MNWI | Wisconsin | Barron | 3.5 | 2001 | 9999 |  |  |  | 1.1533 | Default Emission Factor
Elroy | 4113_G_1A | 4113 | G | 1A |  | Combustion Turbine | MIS_MNWI | Wisconsin | Juneau | 2.2 | 2005 | 9999 |  |  |  | 1.9821 | Default Emission Factor
Elroy | 4113_G_2A | 4113 | G | 2A |  | Combustion Turbine | MIS_MNWI | Wisconsin | Juneau | 2.2 | 2005 | 9999 |  |  |  | 1.9821 | Default Emission Factor
Elroy | 4113_G_5 | 4113 | G | 5 |  | Combustion Turbine | MIS_MNWI | Wisconsin | Juneau | 2.2 | 1973 | 9999 |  |  |  | 1.1533 | Default Emission Factor
Fennimore | 4114_G_4 | 4114 | G | 4 |  | Combustion Turbine | MIS_MNWI | Wisconsin | Grant | 1.1 | 1964 | 9999 |  |  |  | 1.9821 | Default Emission Factor
Fennimore | 4114_G_5 | 4114 | G | 5 |  | Combustion Turbine | MIS_MNWI | Wisconsin | Grant | 0.9 | 1952 | 9999 |  |  |  | 1.9821 | Default Emission Factor
Fennimore | 4114_G_6 | 4114 | G | 6 |  | Combustion Turbine | MIS_MNWI | Wisconsin | Grant | 2 | 1999 | 9999 |  |  |  | 1.9821 | Default Emission Factor
Fennimore | 4114_G_7 | 4114 | G | 7 |  | Combustion Turbine | MIS_MNWI | Wisconsin | Grant | 2 | 1999 | 9999 |  |  |  | 1.9821 | Default Emission Factor
Fennimore | 4114_G_8 | 4114 | G | 8 |  | Combustion Turbine | MIS_MNWI | Wisconsin | Grant | 2 | 1999 | 9999 |  |  |  | 1.9821 | Default Emission Factor
Kaukauna Gas Turbine | 4118_G_GT1 | 4118 | G | GT1 |  | Combustion Turbine | MIS_WUMS | Wisconsin | Outagamie | 15.8 | 1969 | 9999 |  |  |  | 0.04322 | Default Emission Factor
La Farge | 4124_G_2A | 4124 | G | 2A |  | Combustion Turbine | MIS_MNWI | Wisconsin | Vernon | 1.5 | 1990 | 9999 |  |  |  | 1.9821 | Default Emission Factor
New Lisbon | 4130_G_2 | 4130 | G | 2 |  | Combustion Turbine | MIS_MNWI | Wisconsin | Juneau | 1.2 | 1966 | 9999 |  |  |  | 1.9821 | Default Emission Factor
New Lisbon | 4130_G_5 | 4130 | G | 5 |  | Combustion Turbine | MIS_MNWI | Wisconsin | Juneau | 2.4 | 1977 | 9999 |  |  |  | 1.9821 | Default Emission Factor
New Lisbon | 4130_G_6 | 4130 | G | 6 |  | Combustion Turbine | MIS_MNWI | Wisconsin | Juneau | 2 | 2005 | 9999 |  |  |  | 1.9821 | Default Emission Factor
New Lisbon | 4130_G_7 | 4130 | G | 7 |  | Combustion Turbine | MIS_MNWI | Wisconsin | Juneau | 2 | 2005 | 9999 |  |  |  | 1.9821 | Default Emission Factor
Viola | 4139_G_3 | 4139 | G | 3 |  | Combustion Turbine | MIS_MNWI | Wisconsin | Richland | 1.8 | 2002 | 9999 |  |  |  | 1.9821 | Default Emission Factor
Washington Island | 4148_G_2 | 4148 | G | 2 |  | Combustion Turbine | MIS_WUMS | Wisconsin | Door | 0.1 | 1952 | 9999 |  |  |  | 1.9821 | Default Emission Factor
Washington Island | 4148_G_3 | 4148 | G | 3 |  | Combustion Turbine | MIS_WUMS | Wisconsin | Door | 0.1 | 1945 | 9999 |  |  |  | 1.9821 | Default Emission Factor
Washington Island | 4148_G_4 | 4148 | G | 4 |  | Combustion Turbine | MIS_WUMS | Wisconsin | Door | 0.2 | 1951 | 9999 |  |  |  | 1.9821 | Default Emission Factor
Washington Island | 4148_G_5 | 4148 | G | 5 |  | Combustion Turbine | MIS_WUMS | Wisconsin | Door | 0.5 | 1968 | 9999 |  |  |  | 1.9821 | Default Emission Factor
Washington Island | 4148_G_6 | 4148 | G | 6 |  | Combustion Turbine | MIS_WUMS | Wisconsin | Door | 0.9 | 1972 | 9999 |  |  |  | 1.9821 | Default Emission Factor
Washington Island | 4148_G_7 | 4148 | G | 7 |  | Combustion Turbine | MIS_WUMS | Wisconsin | Door | 1.6 | 1997 | 9999 |  |  |  | 1.9821 | Default Emission Factor
Washington Island | 4148_G_8 | 4148 | G | 8 |  | Combustion Turbine | MIS_WUMS | Wisconsin | Door | 1.6 | 1997 | 9999 |  |  |  | 1.9821 | Default Emission Factor
Powerlane Plant | 4195_G_EP | 4195 | G | EP |  | Combustion Turbine | ERC_REST | Texas | Hunt | 8.2 | 2010 | 9999 | 2019 | 9.7861 | 2164 | 9.0445 | NEI 2019
Powerlane Plant | 4195_G_EP2 | 4195 | G | EP2 |  | Combustion Turbine | ERC_REST | Texas | Hunt | 8.2 | 2010 | 9999 | 2019 | 9.0887 | 2164 | 8.3999 | NEI 2019
Powerlane Plant | 4195_G_EP3 | 4195 | G | EP3 |  | Combustion Turbine | ERC_REST | Texas | Hunt | 8.2 | 2010 | 9999 | 2019 | 9.1752 | 2164 | 8.4799 | NEI 2019
Glenarm | 422_G_GT1 | 422 | G | GT1 |  | Combustion Turbine | WECC_SCE | California | Los Angeles | 28.6 | 1976 | 9999 | 2018 | 0.045623 | 13159.5844 | 0.00693 | California Air Resources Board
Glenarm | 422_G_GT2 | 422 | G | GT2 |  | Combustion Turbine | WECC_SCE | California | Los Angeles | 28.6 | 1976 | 9999 | 2018 | 0.045623 | 13159.5844 | 0.00693 | California Air Resources Board
Glenarm | 422_G_GT3 | 422 | G | GT3 | 88258 | Combustion Turbine | WECC_SCE | California | Los Angeles | 47.2 | 2004 | 9999 | 2018 | 0.075294 | 21717.9156 | 0.00693 | California Air Resources Board
Glenarm | 422_G_GT4 | 422 | G | GT4 | 88259 | Combustion Turbine | WECC_SCE | California | Los Angeles | 47.2 | 2004 | 9999 | 2018 | 0.075294 | 21717.9156 | 0.00693 | California Air Resources Board
Glenarm | 422_G_GT5 | 422 | G | GT5 | 90975 | Combined Cycle | WECC_SCE | California | Los Angeles | 68 | 2016 | 9999 | 2018 | 0.10847 | 30634 | 0.00715 | California Air Resources Board
Glenarm | 422_G_ST1 | 422 | G | ST1 |  | Combined Cycle | WECC_SCE | California | Los Angeles | 16 | 2016 | 9999 | 2018 | 0.025524 | 6844.32 | 0.00715 | California Air Resources Board
Logan City | 4251_G_1 | 4251 | G | 1 |  | Combustion Turbine | WECC_UT | Utah | Cache | 4.5 | 2002 | 9999 |  |  |  | 0.04322 | Default Emission Factor
Logan City | 4251_G_2 | 4251 | G | 2 |  | Combustion Turbine | WECC_UT | Utah | Cache | 4.5 | 2002 | 9999 |  |  |  | 0.04322 | Default Emission Factor
Logan City | 4251_G_3 | 4251 | G | 3 |  | Combustion Turbine | WECC_UT | Utah | Cache | 4.5 | 2002 | 9999 |  |  |  | 0.04322 | Default Emission Factor
Walnut | 4256_G_1 | 4256 | G | 1 |  | Combustion Turbine | WEC_CALN | California | Stanislaus | 23.5 | 1986 | 9999 |  |  |  | 0.04322 | Default Emission Factor
Walnut | 4256_G_2 | 4256 | G | 2 |  | Combustion Turbine | WEC_CALN | California | Stanislaus | 23.5 | 1986 | 9999 |  |  |  | 0.04322 | Default Emission Factor
Easton 2 | 4257_G_201 | 4257 | G | 201 |  | Combustion Turbine | PJM_EMAC | Maryland | Talbot | 1.5 | 1995 | 9999 |  |  |  | 1.9821 | Default Emission Factor
Easton 2 | 4257_G_202 | 4257 | G | 202 |  | Combustion Turbine | PJM_EMAC | Maryland | Talbot | 1.5 | 1995 | 9999 |  |  |  | 1.9821 | Default Emission Factor
Easton 2 | 4257_G_203 | 4257 | G | 203 |  | Combustion Turbine | PJM_EMAC | Maryland | Talbot | 4.5 | 2004 | 9999 | 2019 | 0.0021 | 12 | 0.35 | NEI 2019
Easton 2 | 4257_G_204 | 4257 | G | 204 |  | Combustion Turbine | PJM_EMAC | Maryland | Talbot | 4.5 | 2004 | 9999 | 2019 | 0.002 | 12 | 0.33333 | NEI 2019
Easton 2 | 4257_G_21 | 4257 | G | 21 |  | Combustion Turbine | PJM_EMAC | Maryland | Talbot | 6.2 | 1978 | 9999 |  |  |  | 1.9821 | Default Emission Factor
Easton 2 | 4257_G_22 | 4257 | G | 22 |  | Combustion Turbine | PJM_EMAC | Maryland | Talbot | 6.2 | 1978 | 9999 |  |  |  | 1.9821 | Default Emission Factor
Easton 2 | 4257_G_23 | 4257 | G | 23 |  | Combustion Turbine | PJM_EMAC | Maryland | Talbot | 6.3 | 1989 | 9999 |  |  |  | 1.9821 | Default Emission Factor
Easton 2 | 4257_G_24 | 4257 | G | 24 |  | Combustion Turbine | PJM_EMAC | Maryland | Talbot | 6.3 | 1989 | 9999 |  |  |  | 1.9821 | Default Emission Factor
Pueblo | 460_G_IC1 | 460 | G | IC1 |  | Combustion Turbine | WECC_CO | Colorado | Pueblo | 2 | 1964 | 9999 |  |  |  | 1.9821 | Default Emission Factor
Pueblo | 460_G_IC3 | 460 | G | IC3 |  | Combustion Turbine | WECC_CO | Colorado | Pueblo | 2 | 1964 | 9999 |  |  |  | 1.9821 | Default Emission Factor
Pueblo | 460_G_IC4 | 460 | G | IC4 |  | Combustion Turbine | WECC_CO | Colorado | Pueblo | 2 | 1964 | 9999 |  |  |  | 1.9821 | Default Emission Factor
Pueblo | 460_G_IC5 | 460 | G | IC5 |  | Combustion Turbine | WECC_CO | Colorado | Pueblo | 2 | 1964 | 9999 |  |  |  | 1.9821 | Default Emission Factor
Alamosa | 464_G_CT1 | 464 | G | CT1 |  | Combustion Turbine | WECC_CO | Colorado | Alamosa | 13 | 1973 | 2025 | 2017 | 0.040084 | 195.4815 | 0.41011 | NEI 2019
Alamosa | 464_G_CT2 | 464 | G | CT2 |  | Combustion Turbine | WECC_CO | Colorado | Alamosa | 14 | 1977 | 2025 | 2017 | 0.021043 | 210.5185 | 0.19992 | NEI 2019
Cherokee | 469_G_5 | 469 | G | 5 | 90850 | Combined Cycle | WECC_CO | Colorado | Adams | 168 | 2015 | 9999 | 2017 | 16.1682 | 2153174 | 0.02207 | NEI 2019
Cherokee | 469_G_6 | 469 | G | 6 | 90851 | Combined Cycle | WECC_CO | Colorado | Adams | 168 | 2015 | 9999 | 2017 | 17.9337 | 937553 | 0.02207 | NEI 2019
Cherokee | 469_G_7 | 469 | G | 7 | 90850 | Combined Cycle | WECC_CO | Colorado | Adams | 240 | 2015 | 9999 |  |  |  | 0.02207 | NEI 2019
Colbert | 47_G_GT1 | 47 | G | GT1 | 88150 | Combustion Turbine | S_C_TVA | Alabama | Colbert | 45.4 | 1972 | 9999 | 2019 | 0.00788 | 208.75 | 0.0755 | NEI 2019
Colbert | 47_G_GT2 | 47 | G | GT2 | 88151 | Combustion Turbine | S_C_TVA | Alabama | Colbert | 45.4 | 1972 | 9999 | 2019 | 0.00812 | 208.75 | 0.0778 | NEI 2019
Colbert | 47_G_GT3 | 47 | G | GT3 | 88152 | Combustion Turbine | S_C_TVA | Alabama | Colbert | 45.4 | 1972 | 9999 |  |  |  | 0.04322 | Default Emission Factor
Colbert | 47_G_GT4 | 47 | G | GT4 | 88153 | Combustion Turbine | S_C_TVA | Alabama | Colbert | 45.4 | 1972 | 9999 | 2019 | 0.0074 | 208.75 | 0.0709 | NEI 2019
Colbert | 47_G_GT5 | 47 | G | GT5 | 88154 | Combustion Turbine | S_C_TVA | Alabama | Colbert | 45.4 | 1972 | 9999 | 2019 | 0.0095 | 208.75 | 0.09102 | NEI 2019
Colbert | 47_G_GT6 | 47 | G | GT6 | 88155 | Combustion Turbine | S_C_TVA | Alabama | Colbert | 45.4 | 1972 | 9999 | 2019 | 0.0088 | 208.75 | 0.08431 | NEI 2019
Colbert | 47_G_GT7 | 47 | G | GT7 | 88156 | Combustion Turbine | S_C_TVA | Alabama | Colbert | 45.4 | 1972 | 9999 |  |  |  | 0.04322 | Default Emission Factor
Colbert | 47_G_GT8 | 47 | G | GT8 | 88157 | Combustion Turbine | S_C_TVA | Alabama | Colbert | 45.4 | 1972 | 9999 |  |  |  | 0.04322 | Default Emission Factor
Fruita | 471_G_1 | 471 | G | 1 |  | Combustion Turbine | WECC_CO | Colorado | Mesa | 14 | 1973 | 2025 | 2017 | 0.006001 | 170 | 0.0706 | NEI 2019
Valmont | 477_G_6 | 477 | G | 6 |  | Combustion Turbine | WECC_CO | Colorado | Boulder | 43 | 1973 | 2025 | 2017 | 0.019578 | 913 | 0.04289 | NEI 2019
Thomas C Ferguson | 4937_G_CT-1 | 4937 | G | CT-1 | 90812 | Combined Cycle | ERC_REST | Texas | Llano | 168 | 2014 | 9999 | 2019 | 2.2109 | 2223415 | 0.00167 | NEI 2019
Thomas C Ferguson | 4937_G_CT-2 | 4937 | G | CT-2 | 90813 | Combined Cycle | ERC_REST | Texas | Llano | 168 | 2014 | 9999 | 2019 | 0.4732 | 994295 | 0.00167 | NEI 2019
Thomas C Ferguson | 4937_G_STG | 4937 | G | STG | 90812 | Combined Cycle | ERC_REST | Texas | Llano | 180 | 2014 | 9999 |  |  |  | 0.00167 | NEI 2019
Barney M Davis | 4939_G_2 | 4939 | G | 2 | 90244 | Combined Cycle | ERC_REST | Texas | Nueces | 319 | 1976 | 9999 |  |  |  | 0.02878 | NEI 2019
Barney M Davis | 4939_G_3 | 4939 | G | 3 | 90244 | Combined Cycle | ERC_REST | Texas | Nueces | 157 | 2010 | 9999 | 2019 | 10.96 | 736419 | 0.02878 | NEI 2019
Barney M Davis | 4939_G_4 | 4939 | G | 4 | 90245 | Combined Cycle | ERC_REST | Texas | Nueces | 157 | 2010 | 9999 | 2019 | 8.633 | 625393 | 0.02878 | NEI 2019
Riverside (OK) | 4940_G_3 | 4940 | G | 3 | 91251 | Combustion Turbine | SPP_WEST | Oklahoma | Tulsa | 79 | 2008 | 9999 | 2019 | 0.44726 | 32076 | 0.02789 | NEI 2019
Riverside (OK) | 4940_G_4 | 4940 | G | 4 | 91252 | Combustion Turbine | SPP_WEST | Oklahoma | Tulsa | 79 | 2008 | 9999 | 2019 | 0.080319 | 32076 | 0.00501 | NEI 2019
Riverside (OK) | 4940_G_IC1 | 4940 | G | IC1 |  | Combustion Turbine | SPP_WEST | Oklahoma | Tulsa | 2.8 | 1976 | 9999 |  |  |  | 1.9821 | Default Emission Factor
Pittsfield Generating LP | 50002_G_GEN1 | 50002 | G | GEN1 | 3627 | Combined Cycle | NENGREST | Massachusetts | Berkshire | 35.2 | 1990 | 9999 | 2019 | 0.096 | 18007 | 0.01844 | NEI 2019
Pittsfield Generating LP | 50002_G_GEN2 | 50002 | G | GEN2 | 3628 | Combined Cycle | NENGREST | Massachusetts | Berkshire | 35.2 | 1990 | 9999 | 2019 | 0.011 | 18210 | 0.01844 | NEI 2019
Pittsfield Generating LP | 50002_G_GEN3 | 50002 | G | GEN3 | 3629 | Combined Cycle | NENGREST | Massachusetts | Berkshire | 35.2 | 1990 | 9999 | 2019 | 0.532 | 18815 | 0.01844 | NEI 2019
Pittsfield Generating LP | 50002_G_GEN4 | 50002 | G | GEN4 | 3627 | Combined Cycle | NENGREST | Massachusetts | Berkshire | 45.8 | 1990 | 9999 | 2019 | 0.1 | 25130 | 0.01844 | NEI 2019
Chalk Cliff Limited | 50003_G_GEN1 | 50003 | G | GEN1 |  | Combustion Turbine | WEC_CALN | California | Kern | 46 | 1990 | 9999 | 2017 | 0.019 | 20877 | 0.00182 | NEI 2019
Linden Cogen Plant | 50006_G_GTG1 | 50006 | G | GTG1 | 3631 | Combined Cycle | NY_Z_J | New Jersey | Union | 98.3 | 1992 | 9999 | 2019 | 2.513 | 876034 | 0.00881 | NEI 2019
Linden Cogen Plant | 50006_G_GTG2 | 50006 | G | GTG2 | 3632 | Combined Cycle | NY_Z_J | New Jersey | Union | 98.3 | 1992 | 9999 | 2019 | 4.17 | 641256 | 0.00881 | NEI 2019
Linden Cogen Plant | 50006_G_GTG3 | 50006 | G | GTG3 | 3633 | Combined Cycle | NY_Z_J | New Jersey | Union | 98.3 | 1992 | 9999 | 2019 | 0.383 | 596489 | 0.00204 | NEI 2019
Linden Cogen Plant | 50006_G_GTG4 | 50006 | G | GTG4 | 3634 | Combined Cycle | NY_Z_J | New Jersey | Union | 98.3 | 1992 | 9999 | 2019 | 1.338 | 587074 | 0.00204 | NEI 2019
Linden Cogen Plant | 50006_G_GTG5 | 50006 | G | GTG5 | 3635 | Combined Cycle | NY_Z_J | New Jersey | Union | 98.3 | 1992 | 9999 | 2019 | 2.616 | 1094546 | 0.00285 | NEI 2019
Linden Cogen Plant | 50006_G_GTG6 | 50006 | G | GTG6 | 3630 | Combined Cycle | NY_Z_J | New Jersey | Union | 165.8 | 2002 | 9999 | 2019 | 0.654 | 1197763 | 0.00285 | NEI 2019
Linden Cogen Plant | 50006_G_STG1 | 50006 | G | STG1 | 3631 | Combined Cycle | NY_Z_J | New Jersey | Union | 98.3 | 1992 | 9999 |  |  |  | 0.00881 | NEI 2019
Linden Cogen Plant | 50006_G_STG2 | 50006 | G | STG2 | 3633 | Combined Cycle | NY_Z_J | New Jersey | Union | 98.3 | 1992 | 9999 |  |  |  | 0.00204 | NEI 2019
Linden Cogen Plant | 50006_G_STG3 | 50006 | G | STG3 | 3630 | Combined Cycle | NY_Z_J | New Jersey | Union | 98.4 | 1992 | 9999 |  |  |  | 0.00285 | NEI 2019
Plant 31 Paper Mill | 50028_G_GEN7 | 50028 | G | GEN7 |  | Combustion Turbine | MIS_LA | Louisiana | Ouachita | 32 | 2016 | 9999 |  |  |  | 0.04322 | Default Emission Factor
MMWAC Resource Recovery Facility | 50035_G_ST1 | 50035 | G | ST1 |  | Municipal Solid Waste | NENG_ME | Maine | Androscoggin | 2.7 | 1992 | 9999 | 2019 | 2.053 | 16100 | 0.25503 | NEI 2019
Houston Chemical Complex Battleground | 50043_G_GT1 | 50043 | G | GT1 |  | Combined Cycle | ERC_REST | Texas | Harris | 66 | 1982 | 9999 |  |  |  | 0.01609 | Default Emission Factor
Houston Chemical Complex Battleground | 50043_G_GT2 | 50043 | G | GT2 |  | Combined Cycle | ERC_REST | Texas | Harris | 66 | 1982 | 9999 |  |  |  | 0.01609 | Default Emission Factor
Houston Chemical Complex Battleground | 50043_G_GT3 | 50043 | G | GT3 |  | Combined Cycle | ERC_REST | Texas | Harris | 69 | 2005 | 9999 |  |  |  | 0.01609 | Default Emission Factor
Houston Chemical Complex Battleground | 50043_G_ST | 50043 | G | ST |  | Combined Cycle | ERC_REST | Texas | Harris | 62 | 1982 | 9999 |  |  |  | 0.01609 | Default Emission Factor
Brown Station Road Plant I | 50060_G_3972 | 50060 | G | 3972 |  | Landfill Gas | PJM_SMAC | Maryland | Prince Georges | 0.8 | 1987 | 9999 |  |  |  | 1.5652 | Default Emission Factor
Brown Station Road Plant I | 50060_G_9314 | 50060 | G | 9314 |  | Landfill Gas | PJM_SMAC | Maryland | Prince Georges | 0.8 | 1987 | 9999 |  |  |  | 1.5652 | Default Emission Factor
Brown Station Road Plant I | 50060_G_9340 | 50060 | G | 9340 |  | Landfill Gas | PJM_SMAC | Maryland | Prince Georges | 0.8 | 1987 | 9999 |  |  |  | 1.5652 | Default Emission Factor
Univ of Calif Santa Cruz Cogeneration | 50064_G_003 | 50064 | G | 003 |  | Combustion Turbine | WEC_CALN | California | Santa Cruz | 4.4 | 2015 | 9999 |  |  |  | 0.04322 | Default Emission Factor
Veolia Energy Trenton L.P. | 50094_G_7214 | 50094 | G | 7214 |  | Combustion Turbine | PJM_EMAC | New Jersey | Mercer | 5.8 | 1983 | 9999 |  |  |  | 1.1533 | Default Emission Factor
Tamarack Energy Partnership | 50099_G_GEN1 | 50099 | G | GEN1 |  | Biomass | WECC_ID | Idaho | Adams | 5.8 | 1983 | 9999 | 2017 | 3.0082 | 19942 | 0.30169 | NEI 2019
Paris Energy Center | 50109_G_GEN1 | 50109 | G | GEN1 | 89668 | Combined Cycle | ERC_REST | Texas | Lamar | 78 | 1989 | 9999 | 2019 | 3.114 | 154399 | 0.02736 | NEI 2019
Paris Energy Center | 50109_G_GEN2 | 50109 | G | GEN2 | 89669 | Combined Cycle | ERC_REST | Texas | Lamar | 80 | 1989 | 9999 | 2019 | 3.1541 | 157493 | 0.02736 | NEI 2019
Paris Energy Center | 50109_G_GEN3 | 50109 | G | GEN3 | 89668 | Combined Cycle | ERC_REST | Texas | Lamar | 78 | 1989 | 9999 | 2019 | 0.0356 | 148922 | 0.02736 | NEI 2019
Sierra Pacific Loyalton Facility | 50111_G_GEN1 | 50111 | G | GEN1 |  | Biomass | WEC_CALN | California | Sierra | 11.8 | 1989 | 9999 |  |  |  | 0.47976 | Default Emission Factor
US Borax | 50115_G_GEN1 | 50115 | G | GEN1 |  | Combustion Turbine | WECC_SCE | California | Kern | 39 | 1984 | 9999 |  |  |  | 0.04322 | Default Emission Factor
Hal C Weaver Power Plant | 50118_G_GEN10 | 50118 | G | GEN10 |  | Combined Cycle | ERC_REST | Texas | Travis | 33 | 2010 | 9999 | 2019 | 1.3354 | 113621.92 | 0.01918 | NEI 2019
Hal C Weaver Power Plant | 50118_G_GEN4 | 50118 | G | GEN4 |  | Combined Cycle | ERC_REST | Texas | Travis | 7.6 | 1951 | 9999 |  |  |  | 0.02308 | NEI 2019
Hal C Weaver Power Plant | 50118_G_GEN5 | 50118 | G | GEN5 |  | Combined Cycle | ERC_REST | Texas | Travis | 6 | 1959 | 9999 |  |  |  | 0.02308 | NEI 2019
Hal C Weaver Power Plant | 50118_G_GEN7 | 50118 | G | GEN7 |  | Combined Cycle | ERC_REST | Texas | Travis | 27.6 | 1979 | 9999 |  |  |  | 0.02308 | NEI 2019
Hal C Weaver Power Plant | 50118_G_GEN8 | 50118 | G | GEN8 |  | Combined Cycle | ERC_REST | Texas | Travis | 46.5 | 1987 | 9999 | 2019 | 1.7846 | 122931.01 | 0.02308 | NEI 2019
Hal C Weaver Power Plant | 50118_G_GEN9 | 50118 | G | GEN9 |  | Combined Cycle | ERC_REST | Texas | Travis | 26.1 | 2004 | 9999 |  |  |  | 0.01918 | NEI 2019
Phillips 66 Rodeo Refinery | 50119_G_GENA | 50119 | G | GENA |  | Fossil Waste | WEC_CALN | California | Contra Costa | 15.3 | 1987 | 9999 | 2017 | 0.6031 | 127930.4803 | 0.00943 | NEI 2019
Phillips 66 Rodeo Refinery | 50119_G_GENB | 50119 | G | GENB |  | Fossil Waste | WEC_CALN | California | Contra Costa | 15.4 | 1987 | 9999 | 2017 | 0.60907 | 128766.6272 | 0.00946 | NEI 2019
Phillips 66 Rodeo Refinery | 50119_G_GENC | 50119 | G | GENC |  | Fossil Waste | WEC_CALN | California | Contra Costa | 14.9 | 1987 | 9999 | 2019 | 0.6544 | 127046.6798 | 0.0103 | NEI 2019
Signal Hill Generating LLC | 50127_G_GTA | 50127 | G | GTA |  | Combined Cycle | ERC_WEST | Texas | Wichita | 19.7 | 1987 | 9999 | 2019 | 0.0463 | 4836 | 0.01723 | NEI 2019
Signal Hill Generating LLC | 50127_G_GTB | 50127 | G | GTB |  | Combined Cycle | ERC_WEST | Texas | Wichita | 19.7 | 1987 | 9999 | 2019 | 0.0216 | 3007 | 0.01723 | NEI 2019
Signal Hill Generating LLC | 50127_G_GTC | 50127 | G | GTC |  | Combined Cycle | ERC_WEST | Texas | Wichita | 19.7 | 1987 | 9999 | 2019 | 0.0585 | 4520 | 0.01723 | NEI 2019
Signal Hill Generating LLC | 50127_G_STD | 50127 | G | STD |  | Combined Cycle | ERC_WEST | Texas | Wichita | 17 | 1987 | 9999 |  |  |  | 0.01723 | NEI 2019
Sycamore Cogeneration | 50134_G_GTAG | 50134 | G | GTAG |  | Combustion Turbine | WECC_SCE | California | Kern | 75 | 1987 | 9999 |  |  |  | 0.04322 | Default Emission Factor
Sycamore Cogeneration | 50134_G_GTBG | 50134 | G | GTBG |  | Combustion Turbine | WECC_SCE | California | Kern | 75 | 1987 | 9999 |  |  |  | 0.04322 | Default Emission Factor
Sycamore Cogeneration | 50134_G_GTCG | 50134 | G | GTCG |  | Combustion Turbine | WECC_SCE | California | Kern | 75 | 1987 | 9999 |  |  |  | 0.04322 | Default Emission Factor
Sycamore Cogeneration | 50134_G_GTDG | 50134 | G | GTDG |  | Combustion Turbine | WECC_SCE | California | Kern | 75 | 1987 | 9999 |  |  |  | 0.04322 | Default Emission Factor
South Oaks Hospital | 50136_G_CG1 | 50136 | G | CG1 |  | Combustion Turbine | NY_Z_K | New York | Suffolk | 0.1 | 2008 | 9999 |  |  |  | 1.1533 | Default Emission Factor
South Oaks Hospital | 50136_G_CG2 | 50136 | G | CG2 |  | Combustion Turbine | NY_Z_K | New York | Suffolk | 0.1 | 2008 | 9999 |  |  |  | 1.1533 | Default Emission Factor
South Oaks Hospital | 50136_G_CG3 | 50136 | G | CG3 |  | Combustion Turbine | NY_Z_K | New York | Suffolk | 0.1 | 2008 | 9999 |  |  |  | 1.1533 | Default Emission Factor
South Oaks Hospital | 50136_G_CG4 | 50136 | G | CG4 |  | Combustion Turbine | NY_Z_K | New York | Suffolk | 0.1 | 2008 | 9999 |  |  |  | 1.1533 | Default Emission Factor
South Oaks Hospital | 50136_G_CG5 | 50136 | G | CG5 |  | Combustion Turbine | NY_Z_K | New York | Suffolk | 0.1 | 2008 | 9999 |  |  |  | 1.1533 | Default Emission Factor
Snider Industries | 50141_G_WGN1 | 50141 | G | WGN1 |  | Biomass | SPP_WEST | Texas | Harrison | 5 | 1983 | 9999 | 2017 | 8.1043 | 17781 | 0.91157 | NEI 2019
Linde Wilmington | 50148_G_GEN1 | 50148 | G | GEN1 |  | Combined Cycle | WEC_LADW | California | Los Angeles | 21 | 1988 | 9999 |  |  |  | 0.01609 | Default Emission Factor
Linde Wilmington | 50148_G_GEN2 | 50148 | G | GEN2 |  | Combined Cycle | WEC_LADW | California | Los Angeles | 6 | 1988 | 9999 |  |  |  | 0.01609 | Default Emission Factor
Union Carbide Seadrift Cogen | 50150_G_GE10 | 50150 | G | GE10 |  | Combined Cycle | ERC_REST | Texas | Calhoun | 15 | 1964 | 9999 |  |  |  | 0.01609 | Default Emission Factor
Union Carbide Seadrift Cogen | 50150_G_GE11 | 50150 | G | GE11 |  | Combined Cycle | ERC_REST | Texas | Calhoun | 30 | 2000 | 9999 |  |  |  | 0.01609 | Default Emission Factor
Union Carbide Seadrift Cogen | 50150_G_GEN5 | 50150 | G | GEN5 |  | Combined Cycle | ERC_REST | Texas | Calhoun | 15 | 1987 | 9999 |  |  |  | 0.01609 | Default Emission Factor
Union Carbide Seadrift Cogen | 50150_G_GEN6 | 50150 | G | GEN6 |  | Combined Cycle | ERC_REST | Texas | Calhoun | 30 | 1987 | 9999 |  |  |  | 0.01609 | Default Emission Factor
Union Carbide Seadrift Cogen | 50150_G_GEN7 | 50150 | G | GEN7 |  | Combined Cycle | ERC_REST | Texas | Calhoun | 6 | 1987 | 9999 |  |  |  | 0.01609 | Default Emission Factor
Union Carbide Seadrift Cogen | 50150_G_GEN8 | 50150 | G | GEN8 |  | Combined Cycle | ERC_REST | Texas | Calhoun | 30 | 1987 | 9999 |  |  |  | 0.01609 | Default Emission Factor
Union Carbide Seadrift Cogen | 50150_G_GEN9 | 50150 | G | GEN9 |  | Combined Cycle | ERC_REST | Texas | Calhoun | 15 | 1987 | 9999 |  |  |  | 0.01609 | Default Emission Factor
Dow St Charles Operations | 50152_G_CGN1 | 50152 | G | CGN1 |  | Combined Cycle | MIS_LA | Louisiana | St Charles | 100 | 1996 | 9999 | 2019 | 44.32 | 865658.3 | 0.08546 | NEI 2019
Dow St Charles Operations | 50152_G_CGN2 | 50152 | G | CGN2 |  | Combined Cycle | MIS_LA | Louisiana | St Charles | 100 | 1997 | 9999 | 2019 | 44.83 | 883668.47 | 0.08546 | NEI 2019
Dow St Charles Operations | 50152_G_CSTG | 50152 | G | CSTG |  | Combined Cycle | MIS_LA | Louisiana | St Charles | 50 | 2002 | 9999 |  |  |  | 0.08546 | NEI 2019
Dow St Charles Operations | 50152_G_STG | 50152 | G | STG |  | Combined Cycle | MIS_LA | Louisiana | St Charles | 20 | 1997 | 9999 |  |  |  | 0.08546 | NEI 2019
Berry Cogen | 50170_G_GEN1 | 50170 | G | GEN1 |  | Combustion Turbine | WEC_CALN | California | Kern | 35 | 1986 | 9999 | 2017 | 16.3847 | 251702 | 0.13019 | NEI 2019
Columbus MS | 50184_G_TG2 | 50184 | G | TG2 |  | Non-Fossil Waste | S_C_TVA | Mississippi | Lowndes | 46 | 1982 | 9999 | 2019 | 0.44 | 114280.59 | 0.0077 | NEI 2019
Holly | 502_G_5 | 502 | G | 5 |  | Combustion Turbine | WECC_CO | Colorado | Prowers | 0.3 | 2000 | 9999 |  |  |  | 1.9821 | Default Emission Factor
Holly | 502_G_CAT | 502 | G | CAT |  | Combustion Turbine | WECC_CO | Colorado | Prowers | 1.7 | 2007 | 9999 |  |  |  | 1.9821 | Default Emission Factor
Holly | 502_G_EMD | 502 | G | EMD |  | Combustion Turbine | WECC_CO | Colorado | Prowers | 0.7 | 1993 | 9999 |  |  |  | 1.9821 | Default Emission Factor
Williams Ignacio Natural Gas Plant | 50205_G_7101 | 50205 | G | 7101 |  | Non-Fossil Waste | WECC_CO | Colorado | La Plata | 6.1 | 1984 | 9999 |  |  |  | 0.42147 | Default Emission Factor
Watson Cogeneration | 50216_G_GN91 | 50216 | G | GN91 |  | Combined Cycle | WECC_SCE | California | Los Angeles | 82 | 1988 | 9999 | 2019 | 15.0818 | 854869 | 0.04056 | NEI 2019
Watson Cogeneration | 50216_G_GN92 | 50216 | G | GN92 |  | Combined Cycle | WECC_SCE | California | Los Angeles | 82 | 1988 | 9999 | 2019 | 16.7137 | 712962 | 0.04056 | NEI 2019
Watson Cogeneration | 50216_G_GN93 | 50216 | G | GN93 |  | Combined Cycle | WECC_SCE | California | Los Angeles | 82 | 1988 | 9999 | 2019 | 4.8422 | 773214 | 0.01724 | NEI 2019
Watson Cogeneration | 50216_G_GN94 | 50216 | G | GN94 |  | Combined Cycle | WECC_SCE | California | Los Angeles | 82 | 1987 | 9999 | 2019 | 7.8219 | 695799 | 0.01724 | NEI 2019
Watson Cogeneration | 50216_G_GN95 | 50216 | G | GN95 |  | Combined Cycle | WECC_SCE | California | Los Angeles | 35 | 1988 | 9999 |  |  |  | 0.04056 | NEI 2019
Watson Cogeneration | 50216_G_GN96 | 50216 | G | GN96 |  | Combined Cycle | WECC_SCE | California | Los Angeles | 35 | 1987 | 9999 |  |  |  | 0.01724 | NEI 2019
Bucksport Generation LLC | 50243_G_GEN4 | 50243 | G | GEN4 | 4072 | Combustion Turbine | NENG_ME | Maine | Hancock | 156.8 | 2001 | 9999 | 2019 | 0.001 | 1362 | 0.00147 | NEI 2019
Pioneer Valley Resource Recovery | 50273_G_DLV1 | 50273 | G | DLV1 |  | Municipal Solid Waste | NENGREST | Massachusetts | Hampden | 7.5 | 1988 | 9999 | 2019 | 0.659 | 33448 | 0.0394 | NEI 2019
Archbald Power Station | 50279_G_Gen2 | 50279 | G | Gen2 | 3643 | Combustion Turbine | PJM_WMAC | Pennsylvania | Lackawanna | 43.7 | 2001 | 9999 | 2019 | 1.54 | 46204.323 | 0.06666 | NEI 2019
Archbald Power Station | 50279_G_GEN5 | 50279 | G | GEN5 |  | Landfill Gas | PJM_WMAC | Pennsylvania | Lackawanna | 4 | 2010 | 9999 |  |  |  | 1.5652 | Default Emission Factor
Archbald Power Station | 50279_G_GEN6 | 50279 | G | GEN6 |  | Landfill Gas | PJM_WMAC | Pennsylvania | Lackawanna | 4 | 2010 | 9999 |  |  |  | 1.5652 | Default Emission Factor
Bethpage Power Plant | 50292_G_GEN1 | 50292 | G | GEN1 | 3647 | Combined Cycle | NY_Z_K | New York | Nassau | 22.2 | 1989 | 9999 | 2019 | 1.7713 | 196472 | 0.01803 | NEI 2019
Bethpage Power Plant | 50292_G_GEN2 | 50292 | G | GEN2 | 3648 | Combined Cycle | NY_Z_K | New York | Nassau | 22.2 | 1989 | 9999 |  |  |  | 0.01803 | NEI 2019
Bethpage Power Plant | 50292_G_GEN3 | 50292 | G | GEN3 | 3647 | Combined Cycle | NY_Z_K | New York | Nassau | 10.6 | 1989 | 9999 |  |  |  | 0.01803 | NEI 2019
Bethpage Power Plant | 50292_G_GEN4 | 50292 | G | GEN4 |  | Combustion Turbine | NY_Z_K | New York | Nassau | 0.4 | 1989 | 9999 | 2019 | 1.4858 | 45394 | 0.06546 | NEI 2019
Bethpage Power Plant | 50292_G_GEN5 | 50292 | G | GEN5 | 8438 | Combustion Turbine | NY_Z_K | New York | Nassau | 47 | 2002 | 9999 |  |  |  | 0.06546 | NEI 2019
Bethpage Power Plant | 50292_G_GEN6 | 50292 | G | GEN6 | 89507 | Combined Cycle | NY_Z_K | New York | Nassau | 49 | 2005 | 9999 | 2019 | 2.7058 | 111105 | 0.04871 | NEI 2019
Bethpage Power Plant | 50292_G_GEN7 | 50292 | G | GEN7 | 89507 | Combined Cycle | NY_Z_K | New York | Nassau | 33 | 2005 | 9999 |  |  |  | 0.04871 | NEI 2019
AltaGas Ripon Energy Inc. | 50299_G_GEN1 | 50299 | G | GEN1 |  | Combustion Turbine | WEC_CALN | California | San Joaquin | 46.1 | 1988 | 9999 | 2019 | 0.0379 | 5377 | 0.0141 | NEI 2019
University of Oklahoma | 50307_G_GEN5 | 50307 | G | GEN5 |  | Combustion Turbine | SPP_WEST | Oklahoma | Cleveland | 1.8 | 2001 | 9999 |  |  |  | 1.9821 | Default Emission Factor
Nalco | 50326_G_AT1 | 50326 | G | AT1 |  | Combined Cycle | PJM_COMD | Illinois | DuPage | 3 | 1985 | 2045 |  |  |  | 0.01609 | Default Emission Factor
Nalco | 50326_G_DPOX | 50326 | G | DPOX |  | Combined Cycle | PJM_COMD | Illinois | DuPage | 0.7 | 1985 | 2045 |  |  |  | 0.01609 | Default Emission Factor
West Point Treatment Plant | 50329_G_4 | 50329 | G | 4 |  | Non-Fossil Waste | WECC_PNW | Washington | King | 2.3 | 2012 | 9999 |  |  |  | 0.42147 | Default Emission Factor
West Point Treatment Plant | 50329_G_5 | 50329 | G | 5 |  | Non-Fossil Waste | WECC_PNW | Washington | King | 2.3 | 2012 | 9999 |  |  |  | 0.42147 | Default Emission Factor
PCS Nitrogen Fertilizer LP | 50341_G_GEN3 | 50341 | G | GEN3 |  | Combustion Turbine | MIS_LA | Louisiana | Iberville | 1.8 | 2010 | 9999 |  |  |  | 1.9821 | Default Emission Factor
PCS Nitrogen Fertilizer LP | 50341_G_GEN4 | 50341 | G | GEN4 |  | Combustion Turbine | MIS_LA | Louisiana | Iberville | 1.8 | 2014 | 9999 |  |  |  | 1.9821 | Default Emission Factor
Ridgewood Providence Power | 50365_G_PH21 | 50365 | G | PH21 |  | Landfill Gas | NENGREST | Rhode Island | Providence | 1.5 | 2005 | 9999 |  |  |  | 1.5652 | Default Emission Factor
Ridgewood Providence Power | 50365_G_PH22 | 50365 | G | PH22 |  | Landfill Gas | NENGREST | Rhode Island | Providence | 1.5 | 2005 | 9999 |  |  |  | 1.5652 | Default Emission Factor
Ridgewood Providence Power | 50365_G_PH23 | 50365 | G | PH23 |  | Landfill Gas | NENGREST | Rhode Island | Providence | 1.5 | 2005 | 9999 |  |  |  | 1.5652 | Default Emission Factor
Ridgewood Providence Power | 50365_G_PH24 | 50365 | G | PH24 |  | Landfill Gas | NENGREST | Rhode Island | Providence | 1.5 | 2005 | 9999 |  |  |  | 1.5652 | Default Emission Factor
University of Notre Dame | 50366_G_GEN3 | 50366 | G | GEN3 |  | Combustion Turbine | PJM_West | Indiana | St Joseph | 1 | 1952 | 9999 |  |  |  | 1.9821 | Default Emission Factor
University of Notre Dame | 50366_G_GEN4 | 50366 | G | GEN4 |  | Combustion Turbine | PJM_West | Indiana | St Joseph | 1 | 1952 | 9999 |  |  |  | 1.9821 | Default Emission Factor
University of Notre Dame | 50366_G_GEN8 | 50366 | G | GEN8 |  | Combustion Turbine | PJM_West | Indiana | St Joseph | 1.7 | 2006 | 9999 |  |  |  | 1.9821 | Default Emission Factor
University of Notre Dame | 50366_G_GEN9 | 50366 | G | GEN9 |  | Combustion Turbine | PJM_West | Indiana | St Joseph | 1.7 | 2006 | 9999 |  |  |  | 1.9821 | Default Emission Factor
University of Notre Dame | 50366_G_GN10 | 50366 | G | GN10 |  | Combustion Turbine | PJM_West | Indiana | St Joseph | 1.7 | 2006 | 9999 |  |  |  | 1.9821 | Default Emission Factor
University of Notre Dame | 50366_G_GT1 | 50366 | G | GT1 |  | Combustion Turbine | PJM_West | Indiana | St Joseph | 5.6 | 2019 | 9999 |  |  |  | 0.02316 | Default Emission Factor
University of Notre Dame | 50366_G_GT2 | 50366 | G | GT2 |  | Combustion Turbine | PJM_West | Indiana | St Joseph | 5.6 | 2019 | 9999 |  |  |  | 0.02316 | Default Emission Factor
Cornell University Central Heat | 50368_G_CT1 | 50368 | G | CT1 | 90477 | Combined Cycle | NY_Z_C&E | New York | Tompkins | 12.3 | 2009 | 9999 |  |  |  | 0.01609 | Default Emission Factor
Cornell University Central Heat | 50368_G_CT2 | 50368 | G | CT2 | 90478 | Combined Cycle | NY_Z_C&E | New York | Tompkins | 12.3 | 2009 | 9999 |  |  |  | 0.01609 | Default Emission Factor
Cornell University Central Heat | 50368_G_EDG1 | 50368 | G | EDG1 |  | Combustion Turbine | NY_Z_C&E | New York | Tompkins | 0.9 | 2009 | 9999 |  |  |  | 1.9821 | Default Emission Factor
Cornell University Central Heat | 50368_G_EDG2 | 50368 | G | EDG2 |  | Combustion Turbine | NY_Z_C&E | New York | Tompkins | 0.9 | 2009 | 9999 |  |  |  | 1.9821 | Default Emission Factor
Cornell University Central Heat | 50368_G_TG1 | 50368 | G | TG1 | 90477 | Combined Cycle | NY_Z_C&E | New York | Tompkins | 1 | 1988 | 9999 |  |  |  | 0.01609 | Default Emission Factor
Cornell University Central Heat | 50368_G_TG2 | 50368 | G | TG2 | 90478 | Combined Cycle | NY_Z_C&E | New York | Tompkins | 5.3 | 1988 | 9999 |  |  |  | 0.01609 | Default Emission Factor
Paxton Creek Cogeneration | 50373_G_GEN1 | 50373 | G | GEN1 |  | Combustion Turbine | PJM_WMAC | Pennsylvania | Dauphin | 6 | 1986 | 9999 |  |  |  | 1.1533 | Default Emission Factor
Paxton Creek Cogeneration | 50373_G_GEN2 | 50373 | G | GEN2 |  | Combustion Turbine | PJM_WMAC | Pennsylvania | Dauphin | 6 | 1986 | 9999 | 2019 | 0.5091 | 194 | 5.2485 | NEI 2019
Julesburg | 504_G_1 | 504 | G | 1 |  | Combustion Turbine | WECC_CO | Colorado | Sedgwick | 0.7 | 1951 | 9999 |  |  |  | 1.9821 | Default Emission Factor
Julesburg | 504_G_3 | 504 | G | 3 |  | Combustion Turbine | WECC_CO | Colorado | Sedgwick | 0.2 | 1945 | 9999 |  |  |  | 1.9821 | Default Emission Factor
Julesburg | 504_G_4 | 504 | G | 4 |  | Combustion Turbine | WECC_CO | Colorado | Sedgwick | 1.1 | 1964 | 9999 |  |  |  | 1.9821 | Default Emission Factor
Julesburg | 504_G_5 | 504 | G | 5 |  | Combustion Turbine | WECC_CO | Colorado | Sedgwick | 0.2 | 1946 | 9999 |  |  |  | 1.9821 | Default Emission Factor
BP Chemicals Green Lake Plant | 50404_G_TG2 | 50404 | G | TG2 |  | Non-Fossil Waste | ERC_REST | Texas | Calhoun | 15 | 1989 | 9999 |  |  |  | 0.42147 | Default Emission Factor
BP Chemicals Green Lake Plant | 50404_G_TG3 | 50404 | G | TG3 |  | Non-Fossil Waste | ERC_REST | Texas | Calhoun | 23.8 | 1997 | 9999 |  |  |  | 0.42147 | Default Emission Factor
Chester Operations | 50410_G_6 | 50410 | G | 6 |  | Combined Cycle | PJM_EMAC | Pennsylvania | Delaware | 14.1 | 2020 | 9999 |  |  |  | 0.01015 | Default Emission Factor
Olmsted Waste Energy | 50413_G_DGCAT | 50413 | G | DGCAT |  | Combustion Turbine | MIS_MNWI | Minnesota | Olmsted | 1.3 | 2009 | 9999 |  |  |  | 1.9821 | Default Emission Factor
Olmsted Waste Energy | 50413_G_TG2 | 50413 | G | TG2 |  | Municipal Solid Waste | MIS_MNWI | Minnesota | Olmsted | 1.3 | 1987 | 9999 | 2017 | 1.257 | 6658.08 | 0.37759 | NEI 2019
Olmsted Waste Energy | 50413_G_TG3 | 50413 | G | TG3 |  | Municipal Solid Waste | MIS_MNWI | Minnesota | Olmsted | 5 | 2010 | 9999 | 2017 | 2.863 | 21983.11 | 0.26047 | NEI 2019
Olmsted Waste Energy | 50413_G_TGI | 50413 | G | TGI |  | Municipal Solid Waste | MIS_MNWI | Minnesota | Olmsted | 1.4 | 1987 | 9999 |  |  |  | 0.05402 | Default Emission Factor
Bronx Zoo | 50427_G_GEN1 | 50427 | G | GEN1 |  | Combustion Turbine | NY_Z_J | New York | Bronx | 0.5 | 1991 | 9999 | 2018 | 0.036111 | 2902.0833 | 0.02489 | New York Emission Inventory
Bronx Zoo | 50427_G_GEN2 | 50427 | G | GEN2 |  | Combustion Turbine | NY_Z_J | New York | Bronx | 0.5 | 1991 | 9999 | 2018 | 0.036111 | 2902.0833 | 0.02489 | New York Emission Inventory
Bronx Zoo | 50427_G_GEN3 | 50427 | G | GEN3 |  | Combustion Turbine | NY_Z_J | New York | Bronx | 1.1 | 1991 | 9999 | 2018 | 0.079444 | 6384.5833 | 0.02489 | New York Emission Inventory
Bronx Zoo | 50427_G_GEN4 | 50427 | G | GEN4 |  | Combustion Turbine | NY_Z_J | New York | Bronx | 1.5 | 1995 | 9999 | 2018 | 0.10833 | 8706.25 | 0.02489 | New York Emission Inventory
University of Michigan | 50431_G_TG1 | 50431 | G | TG1 |  | Combined Cycle | MIS_LMI | Michigan | Washtenaw | 11.5 | 1986 | 9999 | 2019 | 2.5735 | 32683 | 0.07044 | NEI 2019
University of Michigan | 50431_G_TG10 | 50431 | G | TG10 |  | Combined Cycle | MIS_LMI | Michigan | Washtenaw | 3.5 | 1992 | 9999 | 2019 | 1.6889 | 30470 | 0.07044 | NEI 2019
University of Michigan | 50431_G_TG7 | 50431 | G | TG7 |  | Combined Cycle | MIS_LMI | Michigan | Washtenaw | 11.5 | 1975 | 9999 |  |  |  | 0.07044 | NEI 2019
University of Michigan | 50431_G_TG8 | 50431 | G | TG8 |  | Combined Cycle | MIS_LMI | Michigan | Washtenaw | 11.5 | 1975 | 9999 |  |  |  | 0.07044 | NEI 2019
University of Michigan | 50431_G_TG9 | 50431 | G | TG9 |  | Combined Cycle | MIS_LMI | Michigan | Washtenaw | 3.5 | 1990 | 9999 | 2019 | 0.6185 | 30460 | 0.07044 | NEI 2019
Indeck Silver Springs Energy Center | 50449_G_GEN1 | 50449 | G | GEN1 | 3660 | Combined Cycle | NY_Z_C&E | New York | Wyoming | 34.5 | 1991 | 9999 | 2019 | 0.62996 | 43110.68 | 0.02923 | NEI 2019
Indeck Silver Springs Energy Center | 50449_G_GEN2 | 50449 | G | GEN2 | 3660 | Combined Cycle | NY_Z_C&E | New York | Wyoming | 15 | 1991 | 9999 |  |  |  | 0.02923 | NEI 2019
Indeck Oswego Energy Center | 50450_G_GEN1 | 50450 | G | GEN1 | 3661 | Combined Cycle | NY_Z_C&E | New York | Oswego | 35.1 | 1990 | 9999 | 2019 | 0.38347 | 24724 | 0.03102 | NEI 2019
Indeck Oswego Energy Center | 50450_G_GEN2 | 50450 | G | GEN2 | 3661 | Combined Cycle | NY_Z_C&E | New York | Oswego | 13.8 | 1990 | 9999 |  |  |  | 0.03102 | NEI 2019
Indeck Yerkes Energy Center | 50451_G_GEN1 | 50451 | G | GEN1 | 3662 | Combined Cycle | NY_Z_A | New York | Erie | 32.3 | 1989 | 9999 |  |  |  | 0.01609 | Default Emission Factor
Indeck Yerkes Energy Center | 50451_G_GEN2 | 50451 | G | GEN2 | 3662 | Combined Cycle | NY_Z_A | New York | Erie | 15.4 | 1989 | 9999 |  |  |  | 0.01609 | Default Emission Factor
Indeck Corinth Energy Center | 50458_G_GEN1 | 50458 | G | GEN1 | 3663 | Combined Cycle | NY_Z_F | New York | Saratoga | 74.7 | 1995 | 9999 | 2019 | 16.5039 | 370511 | 0.05667 | NEI 2019
Indeck Corinth Energy Center | 50458_G_GEN2 | 50458 | G | GEN2 | 3663 | Combined Cycle | NY_Z_F | New York | Saratoga | 54.6 | 1995 | 9999 | 2019 | 0.012985 | 212367 | 0.05667 | NEI 2019
Procter & Gamble Mehoopany Mill | 50463_G_GEN1 | 50463 | G | GEN1 | 3666 | Combustion Turbine | PJM_PENE | Pennsylvania | Wyoming | 40 | 1985 | 9999 | 2019 | 2.2 | 349583.0769 | 0.01259 | NEI 2019
Procter & Gamble Mehoopany Mill | 50463_G_GEN2 | 50463 | G | GEN2 |  | O/G Steam | PJM_PENE | Pennsylvania | Wyoming | 0.9 | 1984 | 9999 |  |  |  | 0.13352 | Default Emission Factor
Procter & Gamble Mehoopany Mill | 50463_G_GEN3 | 50463 | G | GEN3 | 90828 | Combustion Turbine | PJM_PENE | Pennsylvania | Wyoming | 64 | 2013 | 9999 |  |  |  | 0.04322 | Default Emission Factor
Oxnard | 50464_G_GEN1 | 50464 | G | GEN1 |  | Combustion Turbine | WECC_SCE | California | Ventura | 22.4 | 1982 | 9999 |  |  |  | 0.04322 | Default Emission Factor
Oxnard | 50464_G_GEN2 | 50464 | G | GEN2 |  | Combustion Turbine | WECC_SCE | California | Ventura | 48.5 | 1989 | 9999 |  |  |  | 0.04322 | Default Emission Factor
Corpus Christi | 50475_G_GEN1 | 50475 | G | GEN1 |  | Combustion Turbine | ERC_REST | Texas | Nueces | 33 | 1989 | 9999 | 2017 | 1.189 | 79360 | 0.02997 | NEI 2019
PPG Powerhouse A | 50487_G_A7 | 50487 | G | A7 |  | Non-Fossil Waste | MIS_WOTA | Louisiana | Calcasieu | 10 | 1950 | 9999 |  |  |  | 0.42147 | Default Emission Factor
PPG Riverside | 50488_G_GEN2 | 50488 | G | GEN2 |  | Non-Fossil Waste | MIS_WOTA | Louisiana | Calcasieu | 30 | 1950 | 9999 |  |  |  | 0.42147 | Default Emission Factor
PPG Riverside | 50488_G_GEN3 | 50488 | G | GEN3 |  | Non-Fossil Waste | MIS_WOTA | Louisiana | Calcasieu | 38 | 1969 | 9999 |  |  |  | 0.42147 | Default Emission Factor
PPG Powerhouse C | 50489_G_C1 | 50489 | G | C1 |  | Combustion Turbine | MIS_WOTA | Louisiana | Calcasieu | 55 | 1977 | 9999 | 2019 | 9.039 | 400897.6712 | 0.04509 | NEI 2019
PPG Powerhouse C | 50489_G_C2 | 50489 | G | C2 |  | Combustion Turbine | MIS_WOTA | Louisiana | Calcasieu | 55 | 1978 | 9999 | 2019 | 10.6 | 400897.6712 | 0.05288 | NEI 2019
PPG Powerhouse C | 50489_G_C4 | 50489 | G | C4 |  | Combustion Turbine | MIS_WOTA | Louisiana | Calcasieu | 70.6 | 1986 | 9999 | 2019 | 32.98 | 514606.8288 | 0.12818 | NEI 2019
PPG Powerhouse C | 50489_G_C5 | 50489 | G | C5 |  | Combustion Turbine | MIS_WOTA | Louisiana | Calcasieu | 70.6 | 1986 | 9999 | 2019 | 36.34 | 514606.8288 | 0.14123 | NEI 2019
PPG Plant C Caustic | 50490_G_TE | 50490 | G | TE |  | O/G Steam | MIS_WOTA | Louisiana | Calcasieu | 2.7 | 1986 | 9999 |  |  |  | 0.13352 | Default Emission Factor
Gas Utilization Facility | 50492_G_1 | 50492 | G | 1 |  | Non-Fossil Waste | WEC_SDGE | California | San Diego | 2.3 | 1985 | 9999 |  |  |  | 0.42147 | Default Emission Factor
Gas Utilization Facility | 50492_G_2 | 50492 | G | 2 |  | Non-Fossil Waste | WEC_SDGE | California | San Diego | 2.3 | 1985 | 9999 |  |  |  | 0.42147 | Default Emission Factor
Double C Generation Limited Partnership | 50493_G_DC1 | 50493 | G | DC1 |  | Combustion Turbine | WEC_CALN | California | Kern | 23 | 1989 | 9999 |  |  |  | 0.04322 | Default Emission Factor
Double C Generation Limited Partnership | 50493_G_DC2 | 50493 | G | DC2 |  | Combustion Turbine | WEC_CALN | California | Kern | 23 | 1989 | 9999 |  |  |  | 0.04322 | Default Emission Factor
Kern Front Limited | 50494_G_KF1 | 50494 | G | KF1 |  | Combustion Turbine | WEC_CALN | California | Kern | 23 | 1989 | 9999 |  |  |  | 0.04322 | Default Emission Factor
Kern Front Limited | 50494_G_KF2 | 50494 | G | KF2 |  | Combustion Turbine | WEC_CALN | California | Kern | 23 | 1989 | 9999 | 2019 | 0.0123 | 6843 | 0.0036 | NEI 2019
High Sierra Limited | 50495_G_HS1 | 50495 | G | HS1 |  | Combustion Turbine | WEC_CALN | California | Kern | 23 | 1989 | 9999 |  |  |  | 0.04322 | Default Emission Factor
High Sierra Limited | 50495_G_HS2 | 50495 | G | HS2 |  | Combustion Turbine | WEC_CALN | California | Kern | 23 | 1989 | 9999 | 2019 | 0.00572 | 8396 | 0.00136 | NEI 2019
SRI International Cogen Project | 50537_G_GEN1 | 50537 | G | GEN1 |  | Combustion Turbine | WEC_CALN | California | San Mateo | 5.6 | 1987 | 9999 | 2017 | 0.97001 | 29530 | 0.0657 | NEI 2019
Harbor Cogen | 50541_G_GEN1 | 50541 | G | GEN1 |  | Combined Cycle | WECC_SCE | California | Los Angeles | 80.8 | 1988 | 9999 |  |  |  | 0.01609 | Default Emission Factor
Harbor Cogen | 50541_G_ST1 | 50541 | G | ST1 |  | Combined Cycle | WECC_SCE | California | Los Angeles | 9.9 | 2001 | 9999 |  |  |  | 0.01609 | Default Emission Factor
Harbor Cogen | 50541_G_ST2 | 50541 | G | ST2 |  | Combined Cycle | WECC_SCE | California | Los Angeles | 11 | 2001 | 9999 |  |  |  | 0.01609 | Default Emission Factor
Rosemary Power Station | 50555_G_GEN1 | 50555 | G | GEN1 | 89294 | Combined Cycle | PJM_Dom | North Carolina | Halifax | 75 | 1990 | 9999 |  |  |  | 0.0213 | NEI 2019
Rosemary Power Station | 50555_G_GEN2 | 50555 | G | GEN2 | 89295 | Combined Cycle | PJM_Dom | North Carolina | Halifax | 36 | 1990 | 9999 |  |  |  | 0.0213 | NEI 2019
Rosemary Power Station | 50555_G_GEN3 | 50555 | G | GEN3 | 89294 | Combined Cycle | PJM_Dom | North Carolina | Halifax | 54 | 1990 | 9999 |  |  |  | 0.0213 | NEI 2019
Frontier | 50558_G_GT01 | 50558 | G | GT01 | 90991 | Combined Cycle | SPP_WEST | Oklahoma | Oklahoma | 67.3 | 1989 | 9999 | 2019 | 1 | 209392 | 0.00847 | NEI 2019
Frontier | 50558_G_ST01 | 50558 | G | ST01 | 90991 | Combined Cycle | SPP_WEST | Oklahoma | Oklahoma | 44.1 | 1989 | 9999 |  |  |  | 0.00847 | NEI 2019
Eagle Point Power Generation | 50561_G_GTG1 | 50561 | G | GTG1 | 3672 | Combined Cycle | PJM_EMAC | New Jersey | Gloucester | 85 | 1990 | 9999 |  |  |  | 0.01609 | Default Emission Factor
Eagle Point Power Generation | 50561_G_GTG2 | 50561 | G | GTG2 | 3673 | Combined Cycle | PJM_EMAC | New Jersey | Gloucester | 85 | 1990 | 9999 | 2019 | 1.7576 | 589995 | 0.01207 | NEI 2019
Eagle Point Power Generation | 50561_G_STG1 | 50561 | G | STG1 | 3672 | Combined Cycle | PJM_EMAC | New Jersey | Gloucester | 40 | 1991 | 9999 |  |  |  | 0.01609 | Default Emission Factor
Eagle Point Power Generation | 50561_G_STG2 | 50561 | G | STG2 | 3673 | Combined Cycle | PJM_EMAC | New Jersey | Gloucester | 26.8 | 2016 | 9999 |  |  |  | 0.01207 | NEI 2019
Settlers Hill Gas Recovery | 50563_G_GEN1 | 50563 | G | GEN1 |  | Landfill Gas | PJM_COMD | Illinois | Kane | 2.9 | 1988 | 9999 |  |  |  | 1.5652 | Default Emission Factor
Settlers Hill Gas Recovery | 50563_G_GEN2 | 50563 | G | GEN2 |  | Landfill Gas | PJM_COMD | Illinois | Kane | 2.9 | 1998 | 9999 |  |  |  | 1.5652 | Default Emission Factor
New Milford Gas Recovery | 50564_G_GEN2 | 50564 | G | GEN2 |  | Landfill Gas | NENG_CT | Connecticut | Litchfield | 0.8 | 2008 | 9999 |  |  |  | 1.5652 | Default Emission Factor
New Milford Gas Recovery | 50564_G_GEN3 | 50564 | G | GEN3 |  | Landfill Gas | NENG_CT | Connecticut | Litchfield | 0.8 | 2008 | 9999 |  |  |  | 1.5652 | Default Emission Factor
New Milford Gas Recovery | 50564_G_GEN4 | 50564 | G | GEN4 |  | Landfill Gas | NENG_CT | Connecticut | Litchfield | 0.8 | 2008 | 9999 |  |  |  | 1.5652 | Default Emission Factor
Milam Gas Recovery | 50566_G_GEN1 | 50566 | G | GEN1 |  | Combustion Turbine | MIS_IL | Illinois | St Clair | 0.8 | 1991 | 2045 |  |  |  | 1.1533 | Default Emission Factor
Milam Gas Recovery | 50566_G_GEN2 | 50566 | G | GEN2 |  | Combustion Turbine | MIS_IL | Illinois | St Clair | 0.8 | 1991 | 2045 |  |  |  | 1.1533 | Default Emission Factor
Milam Gas Recovery | 50566_G_GEN3 | 50566 | G | GEN3 |  | Combustion Turbine | MIS_IL | Illinois | St Clair | 0.8 | 1993 | 2045 |  |  |  | 1.1533 | Default Emission Factor
High Acres Gas Recovery | 50568_G_GEN1 | 50568 | G | GEN1 |  | Landfill Gas | NY_Z_C&E | New York | Monroe | 0.8 | 1991 | 9999 |  |  |  | 1.5652 | Default Emission Factor
High Acres Gas Recovery | 50568_G_GEN2 | 50568 | G | GEN2 |  | Landfill Gas | NY_Z_C&E | New York | Monroe | 0.8 | 1991 | 9999 |  |  |  | 1.5652 | Default Emission Factor
High Acres Gas Recovery | 50568_G_GEN3 | 50568 | G | GEN3 |  | Landfill Gas | NY_Z_C&E | New York | Monroe | 0.8 | 1991 | 9999 |  |  |  | 1.5652 | Default Emission Factor
High Acres Gas Recovery | 50568_G_GEN4 | 50568 | G | GEN4 |  | Landfill Gas | NY_Z_C&E | New York | Monroe | 0.8 | 1991 | 9999 |  |  |  | 1.5652 | Default Emission Factor
High Acres Gas Recovery | 50568_G_GEN5 | 50568 | G | GEN5 |  | Landfill Gas | NY_Z_C&E | New York | Monroe | 1.6 | 2008 | 9999 |  |  |  | 1.5652 | Default Emission Factor
High Acres Gas Recovery | 50568_G_GEN6 | 50568 | G | GEN6 |  | Landfill Gas | NY_Z_C&E | New York | Monroe | 1.6 | 2008 | 9999 |  |  |  | 1.5652 | Default Emission Factor
High Acres Gas Recovery | 50568_G_GEN7 | 50568 | G | GEN7 |  | Landfill Gas | NY_Z_C&E | New York | Monroe | 1.6 | 2008 | 9999 |  |  |  | 1.5652 | Default Emission Factor
High Acres Gas Recovery | 50568_G_GEN8 | 50568 | G | GEN8 |  | Landfill Gas | NY_Z_C&E | New York | Monroe | 1.6 | 2008 | 9999 |  |  |  | 1.5652 | Default Emission Factor
DFW Gas Recovery | 50569_G_GEN1 | 50569 | G | GEN1 |  | Landfill Gas | ERC_REST | Texas | Denton | 2.9 | 1988 | 9999 |  |  |  | 1.5652 | Default Emission Factor
DFW Gas Recovery | 50569_G_GEN2 | 50569 | G | GEN2 |  | Landfill Gas | ERC_REST | Texas | Denton | 2.9 | 1988 | 9999 |  |  |  | 1.5652 | Default Emission Factor
DFW Gas Recovery | 50569_G_GEN3 | 50569 | G | GEN3 |  | Landfill Gas | ERC_REST | Texas | Denton | 1.6 | 2009 | 9999 |  |  |  | 1.5652 | Default Emission Factor
DFW Gas Recovery | 50569_G_GEN4 | 50569 | G | GEN4 |  | Landfill Gas | ERC_REST | Texas | Denton | 1.6 | 2009 | 9999 |  |  |  | 1.5652 | Default Emission Factor
DFW Gas Recovery | 50569_G_GEN5 | 50569 | G | GEN5 |  | Landfill Gas | ERC_REST | Texas | Denton | 1.6 | 2009 | 9999 |  |  |  | 1.5652 | Default Emission Factor
DFW Gas Recovery | 50569_G_GEN6 | 50569 | G | GEN6 |  | Landfill Gas | ERC_REST | Texas | Denton | 1.6 | 2009 | 9999 |  |  |  | 1.5652 | Default Emission Factor
Chestnut Ridge Gas Recovery | 50570_G_GEN1 | 50570 | G | GEN1 |  | Landfill Gas | S_C_TVA | Tennessee | Anderson | 0.8 | 1992 | 9999 |  |  |  | 1.5652 | Default Emission Factor
Chestnut Ridge Gas Recovery | 50570_G_GEN2 | 50570 | G | GEN2 |  | Landfill Gas | S_C_TVA | Tennessee | Anderson | 0.8 | 1992 | 9999 |  |  |  | 1.5652 | Default Emission Factor
Chestnut Ridge Gas Recovery | 50570_G_GEN3 | 50570 | G | GEN3 |  | Landfill Gas | S_C_TVA | Tennessee | Anderson | 0.8 | 1992 | 9999 |  |  |  | 1.5652 | Default Emission Factor
Chestnut Ridge Gas Recovery | 50570_G_GEN4 | 50570 | G | GEN4 |  | Landfill Gas | S_C_TVA | Tennessee | Anderson | 0.8 | 1992 | 9999 |  |  |  | 1.5652 | Default Emission Factor
Chestnut Ridge Gas Recovery | 50570_G_GEN5 | 50570 | G | GEN5 |  | Landfill Gas | S_C_TVA | Tennessee | Anderson | 1.6 | 2011 | 9999 |  |  |  | 1.5652 | Default Emission Factor
Altamont Gas Recovery | 50571_G_GEN1 | 50571 | G | GEN1 |  | Landfill Gas | WEC_CALN | California | Alameda | 2.9 | 1969 | 9999 |  |  |  | 1.5652 | Default Emission Factor
Altamont Gas Recovery | 50571_G_GEN2 | 50571 | G | GEN2 |  | Landfill Gas | WEC_CALN | California | Alameda | 2.9 | 1989 | 9999 |  |  |  | 1.5652 | Default Emission Factor
CSL Gas Recovery | 50572_G_GEN1 | 50572 | G | GEN1 |  | Landfill Gas | FRCC | Florida | Broward | 2.9 | 1989 | 9999 |  |  |  | 1.5652 | Default Emission Factor
CSL Gas Recovery | 50572_G_GEN2 | 50572 | G | GEN2 |  | Landfill Gas | FRCC | Florida | Broward | 2.9 | 1989 | 9999 |  |  |  | 1.5652 | Default Emission Factor
CSL Gas Recovery | 50572_G_GEN3 | 50572 | G | GEN3 |  | Landfill Gas | FRCC | Florida | Broward | 2.9 | 1989 | 9999 |  |  |  | 1.5652 | Default Emission Factor
CSL Gas Recovery | 50572_G_GEN4 | 50572 | G | GEN4 |  | Landfill Gas | FRCC | Florida | Broward | 2.2 | 2000 | 9999 |  |  |  | 1.5652 | Default Emission Factor
CID Gas Recovery | 50573_G_GEN2 | 50573 | G | GEN2 |  | Landfill Gas | PJM_COMD | Illinois | Cook | 2.9 | 1989 | 9999 |  |  |  | 1.5652 | Default Emission Factor
Lake Gas Recovery | 50575_G_GEN2 | 50575 | G | GEN2 |  | Landfill Gas | PJM_COMD | Illinois | Cook | 2.9 | 1993 | 9999 |  |  |  | 1.5652 | Default Emission Factor
Lake Gas Recovery | 50575_G_GEN3 | 50575 | G | GEN3 |  | Landfill Gas | PJM_COMD | Illinois | Cook | 2.9 | 1993 | 9999 |  |  |  | 1.5652 | Default Emission Factor
Metro Gas Recovery | 50576_G_GEN1 | 50576 | G | GEN1 |  | Landfill Gas | MIS_WUMS | Wisconsin | Milwaukee | 2.9 | 1985 | 9999 |  |  |  | 1.5652 | Default Emission Factor
Metro Gas Recovery | 50576_G_GEN2 | 50576 | G | GEN2 |  | Landfill Gas | MIS_WUMS | Wisconsin | Milwaukee | 2.9 | 1985 | 9999 |  |  |  | 1.5652 | Default Emission Factor
Metro Gas Recovery | 50576_G_GEN3 | 50576 | G | GEN3 |  | Landfill Gas | MIS_WUMS | Wisconsin | Milwaukee | 0.8 | 2000 | 9999 |  |  |  | 1.5652 | Default Emission Factor
Metro Gas Recovery | 50576_G_GEN4 | 50576 | G | GEN4 |  | Landfill Gas | MIS_WUMS | Wisconsin | Milwaukee | 0.8 | 2000 | 9999 |  |  |  | 1.5652 | Default Emission Factor
Metro Gas Recovery | 50576_G_GEN5 | 50576 | G | GEN5 |  | Landfill Gas | MIS_WUMS | Wisconsin | Milwaukee | 0.8 | 2000 | 9999 |  |  |  | 1.5652 | Default Emission Factor
Metro Gas Recovery | 50576_G_GEN6 | 50576 | G | GEN6 |  | Landfill Gas | MIS_WUMS | Wisconsin | Milwaukee | 0.8 | 2000 | 9999 |  |  |  | 1.5652 | Default Emission Factor
Omega Hills Gas Recovery | 50577_G_GEN1 | 50577 | G | GEN1 |  | Landfill Gas | MIS_WUMS | Wisconsin | Washington | 2.9 | 1985 | 9999 |  |  |  | 1.5652 | Default Emission Factor
Omega Hills Gas Recovery | 50577_G_GEN2 | 50577 | G | GEN2 |  | Landfill Gas | MIS_WUMS | Wisconsin | Washington | 2.9 | 1985 | 9999 |  |  |  | 1.5652 | Default Emission Factor
Omega Hills Gas Recovery | 50577_G_GEN3 | 50577 | G | GEN3 |  | Landfill Gas | MIS_WUMS | Wisconsin | Washington | 3 | 2001 | 9999 |  |  |  | 1.5652 | Default Emission Factor
Omega Hills Gas Recovery | 50577_G_GEN5 | 50577 | G | GEN5 |  | Landfill Gas | MIS_WUMS | Wisconsin | Washington | 2.9 | 2010 | 9999 |  |  |  | 1.5652 | Default Emission Factor
Saint Johns Health Center | 50610_G_01 | 50610 | G | 01 |  | Combustion Turbine | WEC_LADW | California | Los Angeles | 1 | 1992 | 9999 |  |  |  | 0.04322 | Default Emission Factor
McKittrick Limited | 50612_G_GEN1 | 50612 | G | GEN1 | 91284 | Combustion Turbine | WEC_CALN | California | Kern | 46 | 1991 | 9999 | 2017 | 0.0219 | 22591 | 0.00194 | NEI 2019
Central Power Plant | 50621_G_GEN4 | 50621 | G | GEN4 |  | O/G Steam | NENGREST | Rhode Island | Providence | 0.5 | 1958 | 9999 |  |  |  | 0.13352 | Default Emission Factor
Central Power Plant | 50621_G_GEN5 | 50621 | G | GEN5 |  | Combustion Turbine | NENGREST | Rhode Island | Providence | 2.8 | 2004 | 9999 |  |  |  | 0.04322 | Default Emission Factor
Central Power Plant | 50621_G_GEN6 | 50621 | G | GEN6 |  | Combustion Turbine | NENGREST | Rhode Island | Providence | 2.8 | 2004 | 9999 |  |  |  | 0.04322 | Default Emission Factor
Central Power Plant | 50621_G_GEN7 | 50621 | G | GEN7 |  | Combustion Turbine | NENGREST | Rhode Island | Providence | 2 | 2015 | 9999 |  |  |  | 1.1533 | Default Emission Factor
Berry Cogen Tanne Hills 18 | 50622_G_GEN1 | 50622 | G | GEN1 |  | Combustion Turbine | WEC_CALN | California | Kern | 7 | 1986 | 9999 |  |  |  | 0.04322 | Default Emission Factor
Berry Cogen Tanne Hills 18 | 50622_G_GEN2 | 50622 | G | GEN2 |  | Combustion Turbine | WEC_CALN | California | Kern | 7 | 1986 | 9999 |  |  |  | 0.04322 | Default Emission Factor
ExxonMobil Beaumont Refinery | 50625_G_ETG | 50625 | G | ETG |  | Fossil Waste | MIS_WOTA | Texas | Jefferson | 5 | 1978 | 9999 |  |  |  | 0.17237 | Default Emission Factor
ExxonMobil Beaumont Refinery | 50625_G_TG24 | 50625 | G | TG24 |  | Combustion Turbine | MIS_WOTA | Texas | Jefferson | 32 | 1993 | 9999 | 2019 | 8.7218 | 239793.6788 | 0.07274 | NEI 2019
ExxonMobil Beaumont Refinery | 50625_G_TG41 | 50625 | G | TG41 | 3679 | Combustion Turbine | MIS_WOTA | Texas | Jefferson | 145 | 2005 | 9999 | 2019 | 10.4659 | 1086565.1071 | 0.01926 | NEI 2019
ExxonMobil Beaumont Refinery | 50625_G_TG42 | 50625 | G | TG42 | 3680 | Combustion Turbine | MIS_WOTA | Texas | Jefferson | 145 | 2005 | 9999 | 2019 | 11.7509 | 1086565.1071 | 0.02163 | NEI 2019
ExxonMobil Beaumont Refinery | 50625_G_TG43 | 50625 | G | TG43 | 3681 | Combustion Turbine | MIS_WOTA | Texas | Jefferson | 145 | 2004 | 9999 | 2019 | 15.0683 | 1086565.1071 | 0.02774 | NEI 2019
Paulsboro Refinery | 50628_G_GEN1 | 50628 | G | GEN1 |  | Combustion Turbine | PJM_EMAC | New Jersey | Gloucester | 27 | 1991 | 9999 | 2019 | 10.52 | 517351.66 | 0.04067 | NEI 2019
Paulsboro Refinery | 50628_G_GEN4 | 50628 | G | GEN4 |  | Coal Steam | PJM_EMAC | New Jersey | Gloucester | 11.6 | 2006 | 9999 |  |  |  | 0.03136 | Default Emission Factor
Mosaic Co Bartow Facility | 50633_G_GEN1 | 50633 | G | GEN1 |  | Non-Fossil Waste | FRCC | Florida | Polk | 36 | 1985 | 9999 |  |  |  | 0.42147 | Default Emission Factor
Mosaic Co Bartow Facility | 50633_G_GEN2 | 50633 | G | GEN2 |  | Non-Fossil Waste | FRCC | Florida | Polk | 44 | 1992 | 9999 |  |  |  | 0.42147 | Default Emission Factor
Covanta Indianapolis Energy | 50647_G_GEN1 | 50647 | G | GEN1 |  | Municipal Solid Waste | MIS_INKY | Indiana | Marion | 5 | 1988 | 9999 |  |  |  | 0.05402 | Default Emission Factor
Las Animas | 507_G_1 | 507 | G | 1 |  | Combustion Turbine | WECC_CO | Colorado | Bent | 0.3 | 1941 | 9999 |  |  |  | 1.9821 | Default Emission Factor
Las Animas | 507_G_2 | 507 | G | 2 |  | Combustion Turbine | WECC_CO | Colorado | Bent | 0.3 | 1941 | 9999 |  |  |  | 1.9821 | Default Emission Factor
Las Animas | 507_G_4 | 507 | G | 4 |  | Combustion Turbine | WECC_CO | Colorado | Bent | 1 | 1951 | 9999 |  |  |  | 1.9821 | Default Emission Factor
Las Animas | 507_G_5 | 507 | G | 5 |  | Combustion Turbine | WECC_CO | Colorado | Bent | 1 | 1951 | 9999 |  |  |  | 1.9821 | Default Emission Factor
Las Animas | 507_G_6 | 507 | G | 6 |  | Combustion Turbine | WECC_CO | Colorado | Bent | 2.5 | 1967 | 9999 |  |  |  | 1.9821 | Default Emission Factor
JM Shafer Generating Station | 50707_G_LMA | 50707 | G | LMA | 90505 | Combined Cycle | WECC_CO | Colorado | Weld | 40.1 | 1994 | 9999 | 2017 | 2.38 | 401542 | 0.05297 | NEI 2019
JM Shafer Generating Station | 50707_G_LMB | 50707 | G | LMB | 90506 | Combined Cycle | WECC_CO | Colorado | Weld | 40.1 | 1994 | 9999 |  |  |  | 0.05297 | NEI 2019
JM Shafer Generating Station | 50707_G_LMC | 50707 | G | LMC | 90507 | Combined Cycle | WECC_CO | Colorado | Weld | 40.1 | 1994 | 9999 | 2017 | 3.93 | 32429 | 0.05297 | NEI 2019
JM Shafer Generating Station | 50707_G_LMD | 50707 | G | LMD | 90508 | Combined Cycle | WECC_CO | Colorado | Weld | 40.1 | 1994 | 9999 |  |  |  | 0.05297 | NEI 2019
JM Shafer Generating Station | 50707_G_LME | 50707 | G | LME | 90509 | Combined Cycle | WECC_CO | Colorado | Weld | 40.1 | 1994 | 9999 |  |  |  | 0.05297 | NEI 2019
JM Shafer Generating Station | 50707_G_STA | 50707 | G | STA | 90505 | Combined Cycle | WECC_CO | Colorado | Weld | 35.8 | 1994 | 9999 |  |  |  | 0.05297 | NEI 2019
JM Shafer Generating Station | 50707_G_STB | 50707 | G | STB | 90505 | Combined Cycle | WECC_CO | Colorado | Weld | 35.8 | 1994 | 9999 |  |  |  | 0.05297 | NEI 2019
Tazewell Gas Recovery | 50721_G_GEN1 | 50721 | G | GEN1 |  | Landfill Gas | MIS_IL | Illinois | Tazewell | 0.8 | 1989 | 9999 |  |  |  | 1.5652 | Default Emission Factor
Tazewell Gas Recovery | 50721_G_GEN2 | 50721 | G | GEN2 |  | Landfill Gas | MIS_IL | Illinois | Tazewell | 0.8 | 1989 | 9999 |  |  |  | 1.5652 | Default Emission Factor
Tazewell Gas Recovery | 50721_G_GEN3 | 50721 | G | GEN3 |  | Landfill Gas | MIS_IL | Illinois | Tazewell | 0.8 | 1999 | 9999 |  |  |  | 1.5652 | Default Emission Factor
BP Naperville Cogeneration Facility | 50722_G_GEN1 | 50722 | G | GEN1 |  | Combustion Turbine | PJM_COMD | Illinois | DuPage | 7 | 1990 | 2045 |  |  |  | 0.04322 | Default Emission Factor
Starrett City Cogen Facility | 50743_G_GEN3 | 50743 | G | GEN3 |  | Combustion Turbine | NY_Z_J | New York | Kings | 2 | 1974 | 9999 |  |  |  | 1.9821 | Default Emission Factor
Starrett City Cogen Facility | 50743_G_GEN4 | 50743 | G | GEN4 |  | Combustion Turbine | NY_Z_J | New York | Kings | 2 | 1974 | 9999 |  |  |  | 1.9821 | Default Emission Factor
Starrett City Cogen Facility | 50743_G_GEN5 | 50743 | G | GEN5 |  | Combustion Turbine | NY_Z_J | New York | Kings | 2 | 1974 | 9999 |  |  |  | 1.9821 | Default Emission Factor
Sterling Power Plant | 50744_G_GEN1 | 50744 | G | GEN1 | 3692 | Combined Cycle | NY_Z_C&E | New York | Oneida | 38.8 | 1991 | 9999 | 2017 | 0.06995 | 12372 | 0.01131 | NEI 2019
Sterling Power Plant | 50744_G_GEN2 | 50744 | G | GEN2 | 3692 | Combined Cycle | NY_Z_C&E | New York | Oneida | 16 | 1991 | 9999 |  |  |  | 0.01131 | NEI 2019
Sterling Power Plant | 50744_G_GEN3 | 50744 | G | GEN3 |  | Combustion Turbine | NY_Z_C&E | New York | Oneida | 1.1 | 1991 | 9999 |  |  |  | 1.9821 | Default Emission Factor
Agnews Power Plant | 50748_G_GEN1 | 50748 | G | GEN1 |  | Combined Cycle | WEC_CALN | California | Santa Clara | 24.4 | 1990 | 9999 |  |  |  | 0.03304 | NEI 2019
Agnews Power Plant | 50748_G_GEN2 | 50748 | G | GEN2 |  | Combined Cycle | WEC_CALN | California | Santa Clara | 7.3 | 1990 | 9999 | 2017 | 0.34525 | 5150 | 0.03304 | NEI 2019
Coalinga Cogeneration Facility | 50750_G_GEN1 | 50750 | G | GEN1 |  | Combustion Turbine | WEC_CALN | California | Fresno | 3.2 | 1988 | 9999 |  |  |  | 0.04322 | Default Emission Factor
Coalinga Cogeneration Facility | 50750_G_GEN2 | 50750 | G | GEN2 |  | Combustion Turbine | WEC_CALN | California | Fresno | 3.2 | 1988 | 9999 |  |  |  | 0.04322 | Default Emission Factor
Southeast Kern River Cogen | 50751_G_GTG1 | 50751 | G | GTG1 |  | Combustion Turbine | WEC_CALN | California | Kern | 20.8 | 1989 | 9999 |  |  |  | 0.04322 | Default Emission Factor
Parlin Power Plant | 50799_G_GEN1 | 50799 | G | GEN1 | 3696 | Combined Cycle | PJM_EMAC | New Jersey | Middlesex | 35.9 | 1991 | 9999 |  |  |  | 0.01609 | Default Emission Factor
Parlin Power Plant | 50799_G_GEN2 | 50799 | G | GEN2 | 3697 | Combined Cycle | PJM_EMAC | New Jersey | Middlesex | 37.5 | 1991 | 9999 |  |  |  | 0.01938 | NEI 2019
Parlin Power Plant | 50799_G_GEN3 | 50799 | G | GEN3 | 3696 | Combined Cycle | PJM_EMAC | New Jersey | Middlesex | 20.6 | 1991 | 9999 |  |  |  | 0.01609 | Default Emission Factor
Parlin Power Plant | 50799_G_GEN4 | 50799 | G | GEN4 | 3696 | Combined Cycle | PJM_EMAC | New Jersey | Middlesex | 20.6 | 1991 | 9999 | 2019 | 0.04 | 8059 | 0.01938 | NEI 2019
Optim Energy Altura Cogen LLC | 50815_G_GEN1 | 50815 | G | GEN1 | 10087 | Combined Cycle | ERC_REST | Texas | Harris | 69.8 | 1985 | 9999 | 2019 | 0.7177 | 1053195 | 0.00189 | NEI 2019
Optim Energy Altura Cogen LLC | 50815_G_GEN2 | 50815 | G | GEN2 | 10088 | Combined Cycle | ERC_REST | Texas | Harris | 69.8 | 1985 | 9999 | 2019 | 0.3729 | 434552 | 0.00189 | NEI 2019
Optim Energy Altura Cogen LLC | 50815_G_GEN3 | 50815 | G | GEN3 | 10089 | Combined Cycle | ERC_REST | Texas | Harris | 70.1 | 1985 | 9999 | 2019 | 0.4306 | 434686 | 0.00189 | NEI 2019
Optim Energy Altura Cogen LLC | 50815_G_GEN4 | 50815 | G | GEN4 | 10090 | Combined Cycle | ERC_REST | Texas | Harris | 75 | 1986 | 9999 | 2019 | 0.4076 | 437917 | 0.00189 | NEI 2019
Optim Energy Altura Cogen LLC | 50815_G_GEN5 | 50815 | G | GEN5 | 10091 | Combined Cycle | ERC_REST | Texas | Harris | 68.4 | 1986 | 9999 | 2019 | 0.7392 | 450810 | 0.00189 | NEI 2019
Optim Energy Altura Cogen LLC | 50815_G_GEN6 | 50815 | G | GEN6 | 10087 | Combined Cycle | ERC_REST | Texas | Harris | 120.1 | 1986 | 9999 |  |  |  | 0.00189 | NEI 2019
Optim Energy Altura Cogen LLC | 50815_G_GEN7 | 50815 | G | GEN7 | 10092 | Combined Cycle | ERC_REST | Texas | Harris | 69 | 1995 | 9999 | 2019 | 0.3623 | 397961 | 0.00189 | NEI 2019
Cumberland (NJ) | 5083_G_CUMB | 5083 | G | CUMB | 2668 | Combustion Turbine | PJM_EMAC | New Jersey | Cumberland | 86.6 | 1990 | 9999 | 2019 | 0.14 | 45260.4424 | 0.00619 | NEI 2019
Cumberland (NJ) | 5083_G_CUMB2 | 5083 | G | CUMB2 | 90246 | Combustion Turbine | PJM_EMAC | New Jersey | Cumberland | 96.5 | 2009 | 9999 | 2019 | 0.5305 | 50434.5576 | 0.02104 | NEI 2019
Nove Power Plant | 50831_G_GEN1 | 50831 | G | GEN1 |  | Landfill Gas | WEC_CALN | California | Contra Costa | 1 | 1985 | 9999 |  |  |  | 1.5652 | Default Emission Factor
Nove Power Plant | 50831_G_GEN2 | 50831 | G | GEN2 |  | Landfill Gas | WEC_CALN | California | Contra Costa | 1 | 1987 | 9999 |  |  |  | 1.5652 | Default Emission Factor
Nove Power Plant | 50831_G_GEN3 | 50831 | G | GEN3 |  | Landfill Gas | WEC_CALN | California | Contra Costa | 1 | 1985 | 9999 |  |  |  | 1.5652 | Default Emission Factor
PE Berkeley | 50849_G_GEN1 | 50849 | G | GEN1 |  | Combined Cycle | WEC_CALN | California | Alameda | 21 | 1987 | 9999 | 2017 | 3.6104 | 174927 | 0.03873 | NEI 2019
PE Berkeley | 50849_G_GEN2 | 50849 | G | GEN2 |  | Combined Cycle | WEC_CALN | California | Alameda | 2 | 1987 | 9999 |  |  |  | 0.03873 | NEI 2019
OLS Energy Chino | 50850_G_GEN1 | 50850 | G | GEN1 |  | Combined Cycle | WECC_SCE | California | San Bernardino | 22.5 | 1987 | 9999 |  |  |  | 0.01609 | Default Emission Factor
OLS Energy Chino | 50850_G_GEN2 | 50850 | G | GEN2 |  | Combined Cycle | WECC_SCE | California | San Bernardino | 6.5 | 1987 | 9999 |  |  |  | 0.01609 | Default Emission Factor
CSUCI Site Authority | 50851_G_GEN1 | 50851 | G | GEN1 |  | Combined Cycle | WECC_SCE | California | Ventura | 21.5 | 1988 | 9999 | 2017 | 0.068393 | 134038 | 0.11937 | NEI 2019
CSUCI Site Authority | 50851_G_GEN2 | 50851 | G | GEN2 |  | Combined Cycle | WECC_SCE | California | Ventura | 6.8 | 1988 | 9999 | 2017 | 10.3426 | 40402 | 0.11937 | NEI 2019
Salinas River Cogeneration | 50865_G_K100 | 50865 | G | K100 | 89975 | Combustion Turbine | WEC_CALN | California | Monterey | 33 | 1991 | 9999 |  |  |  | 0.04322 | Default Emission Factor
Oswego County Energy Recovery | 50907_G_UNT1 | 50907 | G | UNT1 |  | Municipal Solid Waste | NY_Z_C&E | New York | Oswego | 1.7 | 1986 | 9999 |  |  |  | 0.05402 | Default Emission Factor
Oswego County Energy Recovery | 50907_G_UNT2 | 50907 | G | UNT2 |  | Municipal Solid Waste | NY_Z_C&E | New York | Oswego | 1.7 | 1986 | 9999 |  |  |  | 0.05402 | Default Emission Factor
Co-Gen LLC | 50921_G_GEN1 | 50921 | G | GEN1 |  | Biomass | WECC_PNW | Oregon | Grant | 7.5 | 1986 | 9999 |  |  |  | 0.47976 | Default Emission Factor
Winnebago County Landfill Gas | 50936_G_EG3 | 50936 | G | EG3 |  | Landfill Gas | MIS_WUMS | Wisconsin | Winnebago | 0.9 | 2000 | 9999 |  |  |  | 1.5652 | Default Emission Factor
Winnebago County Landfill Gas | 50936_G_EG4 | 50936 | G | EG4 |  | Landfill Gas | MIS_WUMS | Wisconsin | Winnebago | 1 | 2007 | 9999 |  |  |  | 1.5652 | Default Emission Factor
Winnebago County Landfill Gas | 50936_G_EG5 | 50936 | G | EG5 |  | Landfill Gas | MIS_WUMS | Wisconsin | Winnebago | 1.4 | 2010 | 9999 |  |  |  | 1.5652 | Default Emission Factor
Hardee Power Station | 50949_G_GEN1 | 50949 | G | GEN1 |  | Combined Cycle | FRCC | Florida | Hardee | 70 | 1993 | 9999 | 2019 | 3.1377 | 492744 | 0.01718 | NEI 2019
Hardee Power Station | 50949_G_GEN2 | 50949 | G | GEN2 |  | Combined Cycle | FRCC | Florida | Hardee | 70 | 1993 | 9999 | 2019 | 3.2118 | 246484 | 0.01718 | NEI 2019
Hardee Power Station | 50949_G_GEN3 | 50949 | G | GEN3 |  | Combined Cycle | FRCC | Florida | Hardee | 78 | 1993 | 9999 |  |  |  | 0.01718 | NEI 2019
Hardee Power Station | 50949_G_GEN4 | 50949 | G | GEN4 |  | Combustion Turbine | FRCC | Florida | Hardee | 70 | 1993 | 9999 | 2019 | 0.25417 | 14252.9032 | 0.03567 | NEI 2019
Hardee Power Station | 50949_G_GEN5 | 50949 | G | GEN5 | 3703 | Combustion Turbine | FRCC | Florida | Hardee | 85 | 2000 | 9999 | 2019 | 0.40088 | 17307.0968 | 0.04633 | NEI 2019
Tropicana Products Bradent | 50971_G_GEN1 | 50971 | G | GEN1 |  | Combustion Turbine | FRCC | Florida | Manatee | 31 | 1990 | 9999 | 2019 | 2.1976 | 191409 | 0.02296 | NEI 2019
Carr Street Generating Station | 50978_G_GEN1 | 50978 | G | GEN1 | 3708 | Combined Cycle | NY_Z_C&E | New York | Onondaga | 32 | 1993 | 9999 |  |  |  | 0.02687 | NEI 2019
Carr Street Generating Station | 50978_G_GEN2 | 50978 | G | GEN2 | 3709 | Combined Cycle | NY_Z_C&E | New York | Onondaga | 32 | 1993 | 9999 | 2019 | 0.67382 | 50152 | 0.02687 | NEI 2019
Carr Street Generating Station | 50978_G_GEN3 | 50978 | G | GEN3 | 3708 | Combined Cycle | NY_Z_C&E | New York | Onondaga | 23 | 1993 | 9999 |  |  |  | 0.02687 | NEI 2019
Co-Gen II LLC | 50993_G_GEN1 | 50993 | G | GEN1 |  | Biomass | WECC_PNW | Oregon | Douglas | 7.8 | 1987 | 9999 |  |  |  | 0.47976 | Default Emission Factor
Ocean State Power | 51030_G_GEN1 | 51030 | G | GEN1 | 3710 | Combined Cycle | NENGREST | Rhode Island | Providence | 71.2 | 1990 | 9999 | 2019 | 10.0394 | 1248303 | 0.0314 | NEI 2019
Ocean State Power | 51030_G_GEN2 | 51030 | G | GEN2 | 3711 | Combined Cycle | NENGREST | Rhode Island | Providence | 71.2 | 1990 | 9999 |  |  |  | 0.0314 | NEI 2019
Ocean State Power | 51030_G_GEN3 | 51030 | G | GEN3 | 3710 | Combined Cycle | NENGREST | Rhode Island | Providence | 76.2 | 1990 | 9999 |  |  |  | 0.0314 | NEI 2019
Trinidad (CO) | 511_G_3 | 511 | G | 3 |  | Combustion Turbine | WECC_CO | Colorado | Las Animas | 1.9 | 1966 | 9999 |  |  |  | 1.1533 | Default Emission Factor
Trinidad (CO) | 511_G_4 | 511 | G | 4 |  | Combustion Turbine | WECC_CO | Colorado | Las Animas | 1.9 | 1966 | 9999 |  |  |  | 1.1533 | Default Emission Factor
Trinidad (CO) | 511_G_5 | 511 | G | 5 |  | Combustion Turbine | WECC_CO | Colorado | Las Animas | 1.8 | 1999 | 9999 |  |  |  | 1.9821 | Default Emission Factor
Trinidad (CO) | 511_G_6 | 511 | G | 6 |  | Combustion Turbine | WECC_CO | Colorado | Las Animas | 1.8 | 1999 | 9999 |  |  |  | 1.9821 | Default Emission Factor
Trinidad (CO) | 511_G_7 | 511 | G | 7 |  | Combustion Turbine | WECC_CO | Colorado | Las Animas | 1.8 | 1999 | 9999 |  |  |  | 1.9821 | Default Emission Factor
LaO Energy Systems | 52006_G_GEN4 | 52006 | G | GEN4 |  | Combined Cycle | MIS_LA | Louisiana | Iberville | 49 | 1969 | 9999 |  |  |  | 0.02084 | NEI 2019
LaO Energy Systems | 52006_G_GEN5 | 52006 | G | GEN5 |  | Combined Cycle | MIS_LA | Louisiana | Iberville | 52 | 1978 | 9999 |  |  |  | 0.01763 | NEI 2019
LaO Energy Systems | 52006_G_GEN6 | 52006 | G | GEN6 |  | Combined Cycle | MIS_LA | Louisiana | Iberville | 52 | 1979 | 9999 |  |  |  | 0.02084 | NEI 2019
Doswell Energy Center | 52019_G_GEN1 | 52019 | G | GEN1 | 10033 | Combined Cycle | PJM_Dom | Virginia | Hanover | 104.7 | 1991 | 9999 | 2019 | 17.6192 | 1470806.15 | 0.03122 | NEI 2019
Doswell Energy Center | 52019_G_GEN2 | 52019 | G | GEN2 | 10034 | Combined Cycle | PJM_Dom | Virginia | Hanover | 104.7 | 1991 | 9999 | 2019 | 16.6414 | 724155.44 | 0.03122 | NEI 2019
Doswell Energy Center | 52019_G_GEN3 | 52019 | G | GEN3 | 10033 | Combined Cycle | PJM_Dom | Virginia | Hanover | 123 | 1991 | 9999 |  |  |  | 0.03122 | NEI 2019
Doswell Energy Center | 52019_G_GEN4 | 52019 | G | GEN4 | 10035 | Combined Cycle | PJM_Dom | Virginia | Hanover | 104.7 | 1992 | 9999 | 2019 | 16.8565 | 1522121.09 | 0.03049 | NEI 2019
Doswell Energy Center | 52019_G_GEN5 | 52019 | G | GEN5 | 10036 | Combined Cycle | PJM_Dom | Virginia | Hanover | 104.7 | 1992 | 9999 | 2019 | 17.5896 | 737609.34 | 0.03049 | NEI 2019
Doswell Energy Center | 52019_G_GEN6 | 52019 | G | GEN6 | 10035 | Combined Cycle | PJM_Dom | Virginia | Hanover | 123 | 1992 | 9999 |  |  |  | 0.03049 | NEI 2019
Doswell Energy Center | 52019_G_GEN7 | 52019 | G | GEN7 | 3712 | Combustion Turbine | PJM_Dom | Virginia | Hanover | 170 | 2001 | 9999 |  |  |  | 0.04322 | Default Emission Factor
Doswell Energy Center | 52019_G_GEN8 | 52019 | G | GEN8 | 91240 | Combustion Turbine | PJM_Dom | Virginia | Hanover | 165 | 2018 | 9999 |  |  |  | 0.04322 | Default Emission Factor
Doswell Energy Center | 52019_G_GEN9 | 52019 | G | GEN9 | 91239 | Combustion Turbine | PJM_Dom | Virginia | Hanover | 165 | 2018 | 9999 |  |  |  | 0.04322 | Default Emission Factor
ITT Cogen Facility | 52021_G_GEN1 | 52021 | G | GEN1 |  | Combustion Turbine | PJM_COMD | Illinois | Cook | 3.5 | 1991 | 2045 |  |  |  | 0.04322 | Default Emission Factor
ITT Cogen Facility | 52021_G_GEN2 | 52021 | G | GEN2 |  | Combustion Turbine | PJM_COMD | Illinois | Cook | 3.5 | 1991 | 2045 |  |  |  | 0.04322 | Default Emission Factor
Dartmouth Power Associates LP | 52026_G_GEN1 | 52026 | G | GEN1 | 3713 | Combined Cycle | NENGREST | Massachusetts | Bristol | 35.1 | 1992 | 9999 |  |  |  | 0.0252 | NEI 2019
Dartmouth Power Associates LP | 52026_G_GEN2 | 52026 | G | GEN2 | 3713 | Combined Cycle | NENGREST | Massachusetts | Bristol | 27 | 1992 | 9999 | 2019 | 0.6114 | 48519 | 0.0252 | NEI 2019
Dartmouth Power Associates LP | 52026_G_GEN3 | 52026 | G | GEN3 | 90589 | Combustion Turbine | NENGREST | Massachusetts | Bristol | 19.6 | 2009 | 9999 | 2019 | 0.0875 | 6109 | 0.02865 | NEI 2019
Nassau Energy Corp | 52056_G_GT1 | 52056 | G | GT1 | 3714 | Combined Cycle | NY_Z_K | New York | Nassau | 43 | 1991 | 9999 | 2019 | 4.172 | 290659.53 | 0.02453 | NEI 2019
Nassau Energy Corp | 52056_G_ST1 | 52056 | G | ST1 | 3714 | Combined Cycle | NY_Z_K | New York | Nassau | 12 | 1991 | 9999 | 2019 | 0.14394 | 61184.69 | 0.02453 | NEI 2019
Hartford Hospital Cogeneration | 52061_G_GEN2 | 52061 | G | GEN2 |  | Combined Cycle | NENG_CT | Connecticut | Hartford | 2.4 | 1988 | 2024 |  |  |  | 0.01609 | Default Emission Factor
Hartford Hospital Cogeneration | 52061_G_GEN3 | 52061 | G | GEN3 |  | Combined Cycle | NENG_CT | Connecticut | Hartford | 5.2 | 1988 | 2024 |  |  |  | 0.01609 | Default Emission Factor
Dominguez Plant | 52064_G_GEN1 | 52064 | G | GEN1 |  | Non-Fossil Waste | WECC_SCE | California | Los Angeles | 3.5 | 1976 | 9999 |  |  |  | 0.42147 | Default Emission Factor
Houston Plant | 52065_G_GEN1 | 52065 | G | GEN1 |  | Non-Fossil Waste | ERC_REST | Texas | Harris | 7 | 1977 | 9999 |  |  |  | 0.42147 | Default Emission Factor
UCLA So Campus Cogen Project | 52073_G_GEN1 | 52073 | G | GEN1 |  | Combined Cycle | WEC_LADW | California | Los Angeles | 12.5 | 1993 | 9999 |  |  |  | 0.01609 | Default Emission Factor
UCLA So Campus Cogen Project | 52073_G_GEN2 | 52073 | G | GEN2 |  | Combined Cycle | WEC_LADW | California | Los Angeles | 12.5 | 1993 | 9999 |  |  |  | 0.01609 | Default Emission Factor
UCLA So Campus Cogen Project | 52073_G_GEN3 | 52073 | G | GEN3 |  | Combined Cycle | WEC_LADW | California | Los Angeles | 11 | 1993 | 9999 |  |  |  | 0.01609 | Default Emission Factor
McKittrick Cogen | 52076_G_UNIT1 | 52076 | G | UNIT1 |  | Combustion Turbine | WECC_SCE | California | Kern | 4.8 | 2012 | 9999 |  |  |  | 0.04322 | Default Emission Factor
McKittrick Cogen | 52076_G_UNIT2 | 52076 | G | UNIT2 |  | Combustion Turbine | WECC_SCE | California | Kern | 4.8 | 2012 | 9999 |  |  |  | 0.04322 | Default Emission Factor
Lost Hills Cogeneration Plant | 52077_G_GEN5 | 52077 | G | GEN5 |  | Combustion Turbine | WECC_SCE | California | Kern | 2.7 | 1985 | 9999 |  |  |  | 0.04322 | Default Emission Factor
Lost Hills Cogeneration Plant | 52077_G_GEN6 | 52077 | G | GEN6 |  | Combustion Turbine | WECC_SCE | California | Kern | 2.7 | 1985 | 9999 |  |  |  | 0.04322 | Default Emission Factor
Cymric 31X Cogen | 52081_G_TG1 | 52081 | G | TG1 |  | Combustion Turbine | WEC_CALN | California | Kern | 2.7 | 1988 | 9999 |  |  |  | 0.04322 | Default Emission Factor
Cymric 31X Cogen | 52081_G_TG2 | 52081 | G | TG2 |  | Combustion Turbine | WEC_CALN | California | Kern | 2.7 | 1988 | 9999 |  |  |  | 0.04322 | Default Emission Factor
Cymric 6Z Cogen | 52082_G_TG1 | 52082 | G | TG1 |  | Combustion Turbine | WEC_CALN | California | Kern | 2.7 | 1986 | 9999 |  |  |  | 0.04322 | Default Emission Factor
Cymric 6Z Cogen | 52082_G_TG2 | 52082 | G | TG2 |  | Combustion Turbine | WEC_CALN | California | Kern | 2.7 | 1986 | 9999 |  |  |  | 0.04322 | Default Emission Factor
Taft 26C Cogen | 52085_G_TG1 | 52085 | G | TG1 |  | Combustion Turbine | WEC_CALN | California | Kern | 2.7 | 1982 | 9999 |  |  |  | 0.04322 | Default Emission Factor
Taft 26C Cogen | 52085_G_TG2 | 52085 | G | TG2 |  | Combustion Turbine | WEC_CALN | California | Kern | 2.7 | 1982 | 9999 |  |  |  | 0.04322 | Default Emission Factor
Taft 26C Cogen | 52085_G_TG3 | 52085 | G | TG3 |  | Combustion Turbine | WEC_CALN | California | Kern | 2.7 | 1982 | 9999 |  |  |  | 0.04322 | Default Emission Factor
Taft 26C Cogen | 52085_G_TG4 | 52085 | G | TG4 |  | Combustion Turbine | WEC_CALN | California | Kern | 2.7 | 1982 | 9999 |  |  |  | 0.04322 | Default Emission Factor
Coalinga 25D Cogen | 52086_G_TG1 | 52086 | G | TG1 |  | Combustion Turbine | WEC_CALN | California | Fresno | 2.7 | 1986 | 9999 |  |  |  | 0.04322 | Default Emission Factor
Coalinga 25D Cogen | 52086_G_TG2 | 52086 | G | TG2 |  | Combustion Turbine | WEC_CALN | California | Fresno | 2.7 | 1986 | 9999 |  |  |  | 0.04322 | Default Emission Factor
Coalinga 25D Cogen | 52086_G_TG3 | 52086 | G | TG3 |  | Combustion Turbine | WEC_CALN | California | Fresno | 2.7 | 1987 | 9999 |  |  |  | 0.04322 | Default Emission Factor
Coalinga 25D Cogen | 52086_G_TG4 | 52086 | G | TG4 |  | Combustion Turbine | WEC_CALN | California | Fresno | 2.7 | 1987 | 9999 |  |  |  | 0.04322 | Default Emission Factor
Elizabeth River Power Station | 52087_G_GEN1 | 52087 | G | GEN1 | 88298 | Combustion Turbine | PJM_Dom | Virginia | Chesapeake City | 116 | 1992 | 9999 | 2019 | 0.096283 | 32637.6667 | 0.0059 | NEI 2019
Elizabeth River Power Station | 52087_G_GEN2 | 52087 | G | GEN2 | 88299 | Combustion Turbine | PJM_Dom | Virginia | Chesapeake City | 116 | 1992 | 9999 | 2019 | 0.11139 | 32637.6667 | 0.00683 | NEI 2019
Elizabeth River Power Station | 52087_G_GEN3 | 52087 | G | GEN3 | 88300 | Combustion Turbine | PJM_Dom | Virginia | Chesapeake City | 116 | 1992 | 9999 | 2019 | 0.04404 | 32637.6667 | 0.0027 | NEI 2019
Texas City Power Plant | 52088_G_GEN1 | 52088 | G | GEN1 | 89949 | Combined Cycle | ERC_REST | Texas | Galveston | 139 | 1987 | 9999 |  |  |  | 0.02421 | NEI 2019
Texas City Power Plant | 52088_G_GEN2 | 52088 | G | GEN2 | 89949 | Combined Cycle | ERC_REST | Texas | Galveston | 104 | 1987 | 9999 | 2019 | 5.116 | 473351 | 0.02421 | NEI 2019
Texas City Power Plant | 52088_G_GEN3 | 52088 | G | GEN3 | 89950 | Combined Cycle | ERC_REST | Texas | Galveston | 104 | 1987 | 9999 | 2019 | 9.161 | 480004 | 0.02421 | NEI 2019
Texas City Power Plant | 52088_G_GEN4 | 52088 | G | GEN4 | 89951 | Combined Cycle | ERC_REST | Texas | Galveston | 104 | 1987 | 9999 | 2019 | 6.91 | 796639 | 0.02421 | NEI 2019
New York Methodist Hospital | 52091_G_01-8N | 52091 | G | 01-8N |  | Combustion Turbine | NY_Z_J | New York | Kings | 0.8 | 2006 | 9999 |  |  |  | 1.9821 | Default Emission Factor
New York Methodist Hospital | 52091_G_02-8P | 52091 | G | 02-8P |  | Combustion Turbine | NY_Z_J | New York | Kings | 1 | 2006 | 9999 |  |  |  | 1.9821 | Default Emission Factor
New York Methodist Hospital | 52091_G_03-8L | 52091 | G | 03-8L |  | Combustion Turbine | NY_Z_J | New York | Kings | 1 | 2008 | 9999 |  |  |  | 1.9821 | Default Emission Factor
New York Methodist Hospital | 52091_G_04-6Z | 52091 | G | 04-6Z |  | Combustion Turbine | NY_Z_J | New York | Kings | 0.8 | 2006 | 9999 |  |  |  | 1.9821 | Default Emission Factor
New York Methodist Hospital | 52091_G_05-6Z | 52091 | G | 05-6Z |  | Combustion Turbine | NY_Z_J | New York | Kings | 0.8 | 2006 | 9999 |  |  |  | 1.9821 | Default Emission Factor
Berry Placerita Cogen | 52096_G_GEN1 | 52096 | G | GEN1 |  | Combustion Turbine | WECC_SCE | California | Los Angeles | 19.6 | 1990 | 9999 |  |  |  | 0.04322 | Default Emission Factor
Berry Placerita Cogen | 52096_G_GEN2 | 52096 | G | GEN2 |  | Combustion Turbine | WECC_SCE | California | Los Angeles | 19.6 | 1990 | 9999 |  |  |  | 0.04322 | Default Emission Factor
Cymric 36W Cogen | 52104_G_GEN1 | 52104 | G | GEN1 |  | Combustion Turbine | WEC_CALN | California | Kern | 2.7 | 1982 | 9999 |  |  |  | 0.04322 | Default Emission Factor
Cymric 36W Cogen | 52104_G_GEN2 | 52104 | G | GEN2 |  | Combustion Turbine | WEC_CALN | California | Kern | 2.7 | 1982 | 9999 |  |  |  | 0.04322 | Default Emission Factor
Cymric 36W Cogen | 52104_G_GEN3 | 52104 | G | GEN3 |  | Combustion Turbine | WEC_CALN | California | Kern | 2.7 | 1982 | 9999 |  |  |  | 0.04322 | Default Emission Factor
Cymric 36W Cogen | 52104_G_GEN4 | 52104 | G | GEN4 |  | Combustion Turbine | WEC_CALN | California | Kern | 2.7 | 1982 | 9999 |  |  |  | 0.04322 | Default Emission Factor
Kern River Eastridge Cogen | 52107_G_101A | 52107 | G | 101A |  | Combustion Turbine | WEC_CALN | California | Kern | 20.8 | 1988 | 9999 |  |  |  | 0.04322 | Default Emission Factor
Kern River Eastridge Cogen | 52107_G_101B | 52107 | G | 101B |  | Combustion Turbine | WEC_CALN | California | Kern | 20.8 | 1988 | 9999 |  |  |  | 0.04322 | Default Emission Factor
Wasson CO2 Removal Plant | 52122_G_GEN1 | 52122 | G | GEN1 |  | Combustion Turbine | SPP_SPS | Texas | Yoakum | 18.6 | 1988 | 9999 |  |  |  | 0.04322 | Default Emission Factor
Power Station 4 | 52132_G_GEN1 | 52132 | G | GEN1 |  | Combined Cycle | ERC_REST | Texas | Galveston | 69 | 1986 | 9999 |  |  |  | 0.00067 | NEI 2019
Power Station 4 | 52132_G_GEN2 | 52132 | G | GEN2 |  | Combined Cycle | ERC_REST | Texas | Galveston | 69 | 1986 | 9999 | 2019 | 0.2107 | 282063 | 0.00067 | NEI 2019
C P Kelco San Diego Plant | 52147_G_GEN1 | 52147 | G | GEN1 |  | Combustion Turbine | WEC_SDGE | California | San Diego | 8 | 1983 | 9999 | 2018 | 3.866 | 24538.3459 | 0.3151 | California Air Resources Board
C P Kelco San Diego Plant | 52147_G_GEN2 | 52147 | G | GEN2 |  | Combustion Turbine | WEC_SDGE | California | San Diego | 9.3 | 1983 | 9999 | 2018 | 4.4943 | 28525.8271 | 0.3151 | California Air Resources Board
C P Kelco San Diego Plant | 52147_G_GEN3 | 52147 | G | GEN3 |  | Combustion Turbine | WEC_SDGE | California | San Diego | 9.3 | 1983 | 9999 | 2018 | 4.4943 | 28525.8271 | 0.3151 | California Air Resources Board
Riverbay | 52168_G_GEN3 | 52168 | G | GEN3 | 90513 | Combustion Turbine | NY_Z_J | New York | Bronx | 12.3 | 2011 | 9999 |  |  |  | 0.04322 | Default Emission Factor
Riverbay | 52168_G_GEN4 | 52168 | G | GEN4 | 90514 | Combustion Turbine | NY_Z_J | New York | Bronx | 12.3 | 2011 | 9999 |  |  |  | 0.04322 | Default Emission Factor
Riverbay | 52168_G_U0007 | 52168 | G | U0007 |  | Combustion Turbine | NY_Z_J | New York | Bronx | 1.5 | 2011 | 9999 |  |  |  | 1.9821 | Default Emission Factor
Midway Sunset Cogen | 52169_G_A | 52169 | G | A |  | Combustion Turbine | WEC_CALN | California | Kern | 73 | 1989 | 9999 |  |  |  | 0.04322 | Default Emission Factor
Midway Sunset Cogen | 52169_G_B | 52169 | G | B |  | Combustion Turbine | WEC_CALN | California | Kern | 73 | 1989 | 9999 |  |  |  | 0.04322 | Default Emission Factor
Midway Sunset Cogen | 52169_G_C | 52169 | G | C |  | Combustion Turbine | WEC_CALN | California | Kern | 73 | 1989 | 9999 |  |  |  | 0.04322 | Default Emission Factor
C R Wing Cogen Plant | 52176_G_GEN1 | 52176 | G | GEN1 | 89347 | Combined Cycle | ERC_WEST | Texas | Howard | 71 | 1987 | 9999 | 2019 | 0.3355 | 350922 | 0.00133 | NEI 2019
C R Wing Cogen Plant | 52176_G_GEN2 | 52176 | G | GEN2 | 89348 | Combined Cycle | ERC_WEST | Texas | Howard | 71 | 1987 | 9999 | 2019 | 0.3186 | 330752 | 0.00133 | NEI 2019
C R Wing Cogen Plant | 52176_G_GEN3 | 52176 | G | GEN3 | 89347 | Combined Cycle | ERC_WEST | Texas | Howard | 70 | 1988 | 9999 | 2019 | 0.0103 | 320810 | 0.00133 | NEI 2019
Yuba City Cogen Partners | 52186_G_GEN1 | 52186 | G | GEN1 |  | Combustion Turbine | WEC_CALN | California | Sutter | 48.7 | 1990 | 9999 | 2017 | 0.9264 | 28267 | 0.06555 | NEI 2019
Delaware City Plant | 52193_G_CT1 | 52193 | G | CT1 |  | Combustion Turbine | PJM_EMAC | Delaware | New Castle | 65 | 2000 | 9999 | 2019 | 2.803 | 559239.1637 | 0.01002 | NEI 2019
Delaware City Plant | 52193_G_CT2 | 52193 | G | CT2 |  | Combustion Turbine | PJM_EMAC | Delaware | New Castle | 65 | 2000 | 9999 | 2019 | 1.61 | 559239.1637 | 0.00576 | NEI 2019
McWilliams | 533_G_1 | 533 | G | 1 | 320 | Combined Cycle | S_SOU | Alabama | Covington | 9 | 1954 | 9999 |  |  |  | 0.01909 | NEI 2019
McWilliams | 533_G_2 | 533 | G | 2 | 320 | Combined Cycle | S_SOU | Alabama | Covington | 9 | 1954 | 9999 |  |  |  | 0.01909 | NEI 2019
McWilliams | 533_G_3 | 533 | G | 3 | 320 | Combined Cycle | S_SOU | Alabama | Covington | 22 | 1959 | 9999 |  |  |  | 0.01909 | NEI 2019
McWilliams | 533_G_4 | 533 | G | 4 | 320 | Combined Cycle | S_SOU | Alabama | Covington | 108 | 1996 | 9999 | 2019 | 3.34 | 350011 | 0.01909 | NEI 2019
McWilliams | 533_G_VAN1 | 533 | G | VAN1 | 324 | Combined Cycle | S_SOU | Alabama | Covington | 171 | 2002 | 9999 | 2019 | 12 | 2154269 | 0.01495 | NEI 2019
McWilliams | 533_G_VAN2 | 533 | G | VAN2 | 325 | Combined Cycle | S_SOU | Alabama | Covington | 168 | 2002 | 9999 | 2019 | 12 | 1056392 | 0.01495 | NEI 2019
McWilliams | 533_G_VAN3 | 533 | G | VAN3 | 324 | Combined Cycle | S_SOU | Alabama | Covington | 176 | 2002 | 9999 |  |  |  | 0.01495 | NEI 2019
McClellan (CA) | 535_G_1 | 535 | G | 1 |  | Combustion Turbine | WEC_BANC | California | Sacramento | 77 | 1986 | 9999 | 2017 | 0.13547 | 8862 | 0.03057 | NEI 2019
J K Smith | 54_G_GT1 | 54 | G | GT1 | 50 | Combustion Turbine | PJM_West | Kentucky | Clark | 104 | 1999 | 9999 | 2019 | 0.88498 | 47178.0611 | 0.03752 | NEI 2019
J K Smith | 54_G_GT10 | 54 | G | GT10 | 90542 | Combustion Turbine | PJM_West | Kentucky | Clark | 88 | 2010 | 9999 | 2019 | 0.62273 | 39919.8978 | 0.0312 | NEI 2019
J K Smith | 54_G_GT2 | 54 | G | GT2 | 51 | Combustion Turbine | PJM_West | Kentucky | Clark | 104 | 1999 | 9999 | 2019 | 0.15367 | 47178.0611 | 0.00652 | NEI 2019
J K Smith | 54_G_GT3 | 54 | G | GT3 | 52 | Combustion Turbine | PJM_West | Kentucky | Clark | 104 | 1999 | 9999 | 2017 | 0.15391 | 21679.7554 | 0.0142 | NEI 2019
J K Smith | 54_G_GT4 | 54 | G | GT4 | 9271 | Combustion Turbine | PJM_West | Kentucky | Clark | 74 | 2001 | 9999 | 2019 | 0.29791 | 33569.005 | 0.01775 | NEI 2019
J K Smith | 54_G_GT5 | 54 | G | GT5 | 9272 | Combustion Turbine | PJM_West | Kentucky | Clark | 74 | 2001 | 9999 | 2017 | 0.30251 | 15425.9798 | 0.03922 | NEI 2019
J K Smith | 54_G_GT6 | 54 | G | GT6 | 89572 | Combustion Turbine | PJM_West | Kentucky | Clark | 74 | 2005 | 9999 | 2017 | 0.27031 | 15425.9798 | 0.03505 | NEI 2019
J K Smith | 54_G_GT7 | 54 | G | GT7 | 89573 | Combustion Turbine | PJM_West | Kentucky | Clark | 74 | 2005 | 9999 | 2017 | 1.7278 | 15425.9798 | 0.22401 | NEI 2019
J K Smith | 54_G_GT9 | 54 | G | GT9 | 90541 | Combustion Turbine | PJM_West | Kentucky | Clark | 88 | 2010 | 9999 | 2019 | 0.62184 | 39919.8978 | 0.03115 | NEI 2019
Branford | 540_G_UN10 | 540 | G | UN10 | 326 | Combustion Turbine | NENG_CT | Connecticut | New Haven | 17.4 | 1967 | 9999 |  |  |  | 0.02784 | Default Emission Factor
WestRock Southeast, LLC. | 54004_G_GEN2 | 54004 | G | GEN2 |  | Combustion Turbine | S_SOU | Georgia | Laurens | 40 | 1989 | 9999 | 2019 | 0.3961 | 26413.94 | 0.02999 | NEI 2019
MM West Covina | 54015_G_GEN2 | 54015 | G | GEN2 |  | Landfill Gas | WECC_SCE | California | Los Angeles | 5.4 | 1993 | 9999 | 2018 | 0.49552 | 44143 | 0.02245 | California Air Resources Board
Rensselaer Cogen | 54034_G_GEN1 | 54034 | G | GEN1 | 3742 | Combined Cycle | NY_Z_F | New York | Rensselaer | 47 | 1994 | 9999 | 2019 | 0.033274 | 3478 | 0.01913 | NEI 2019
Rensselaer Cogen | 54034_G_GEN2 | 54034 | G | GEN2 | 3742 | Combined Cycle | NY_Z_F | New York | Rensselaer | 33.4 | 1994 | 9999 |  |  |  | 0.01913 | NEI 2019
Lockport Energy Associates LP | 54041_G_GEN1 | 54041 | G | GEN1 | 3743 | Combined Cycle | NY_Z_A | New York | Niagara | 43.6 | 1992 | 9999 |  |  |  | 0.00947 | NEI 2019
Lockport Energy Associates LP | 54041_G_GEN2 | 54041 | G | GEN2 | 3744 | Combined Cycle | NY_Z_A | New York | Niagara | 43.6 | 1992 | 9999 |  |  |  | 0.00947 | NEI 2019
Lockport Energy Associates LP | 54041_G_GEN3 | 54041 | G | GEN3 | 3745 | Combined Cycle | NY_Z_A | New York | Niagara | 43.6 | 1992 | 9999 | 2019 | 0.98211 | 207519.86 | 0.00947 | NEI 2019
Lockport Energy Associates LP | 54041_G_GEN4 | 54041 | G | GEN4 | 3743 | Combined Cycle | NY_Z_A | New York | Niagara | 78 | 1992 | 9999 |  |  |  | 0.00947 | NEI 2019
Riverview Energy Systems | 54057_G_GEN1 | 54057 | G | GEN1 |  | Landfill Gas | MIS_LMI | Michigan | Wayne | 2.8 | 1988 | 9999 | 2018 | 23.7978 | 21095.5 | 2.2562 | Michigan Point Source Emission
Riverview Energy Systems | 54057_G_GEN2 | 54057 | G | GEN2 |  | Landfill Gas | MIS_LMI | Michigan | Wayne | 2.8 | 1988 | 9999 | 2018 | 23.7978 | 21095.5 | 2.2562 | Michigan Point Source Emission
Indeck Olean Energy Center | 54076_G_GEN1 | 54076 | G | GEN1 | 3747 | Combined Cycle | NY_Z_A | New York | Cattaraugus | 34.1 | 1994 | 9999 | 2019 | 0.57455 | 116588 | 0.00986 | NEI 2019
Indeck Olean Energy Center | 54076_G_GEN2 | 54076 | G | GEN2 | 3747 | Combined Cycle | NY_Z_A | New York | Cattaraugus | 44.6 | 1994 | 9999 |  |  |  | 0.00986 | NEI 2019
Kennedy International Airport Cogen | 54114_G_GEN1 | 54114 | G | GEN1 | 3752 | Combined Cycle | NY_Z_J | New York | Queens | 48.9 | 1994 | 9999 | 2019 | 8.5518 | 242438 | 0.09537 | NEI 2019
Kennedy International Airport Cogen | 54114_G_GEN2 | 54114 | G | GEN2 | 3753 | Combined Cycle | NY_Z_J | New York | Queens | 47.8 | 1994 | 9999 | 2019 | 14.34 | 237611 | 0.09537 | NEI 2019
Kennedy International Airport Cogen | 54114_G_GEN3 | 54114 | G | GEN3 | 3752 | Combined Cycle | NY_Z_J | New York | Queens | 27.5 | 1995 | 9999 |  |  |  | 0.09537 | NEI 2019
Fortistar North Tonawanda | 54131_G_GEN1 | 54131 | G | GEN1 | 3754 | Combined Cycle | NY_Z_A | New York | Niagara | 39.1 | 1993 | 9999 | 2019 | 0.16245 | 12984 | 0.02661 | NEI 2019
Fortistar North Tonawanda | 54131_G_GEN2 | 54131 | G | GEN2 | 3754 | Combined Cycle | NY_Z_A | New York | Niagara | 20 | 1993 | 9999 | 2019 | 0.074216 | 4807 | 0.02661 | NEI 2019
Stony Brook Cogen Plant | 54149_G_GEN1 | 54149 | G | GEN1 | 3757 | Combustion Turbine | NY_Z_K | New York | Suffolk | 44.5 | 1995 | 9999 | 2019 | 3.4884 | 288649 | 0.02417 | NEI 2019
Cos Cob | 542_G_UN10 | 542 | G | UN10 | 327 | Combustion Turbine | NENG_CT | Connecticut | Fairfield | 19.1 | 1969 | 9999 |  |  |  | 0.02784 | Default Emission Factor
Cos Cob | 542_G_UN11 | 542 | G | UN11 | 328 | Combustion Turbine | NENG_CT | Connecticut | Fairfield | 18.7 | 1969 | 9999 |  |  |  | 0.02784 | Default Emission Factor
Cos Cob | 542_G_UN12 | 542 | G | UN12 | 329 | Combustion Turbine | NENG_CT | Connecticut | Fairfield | 19.1 | 1969 | 9999 |  |  |  | 0.02784 | Default Emission Factor
Cos Cob | 542_G_UN13 | 542 | G | UN13 | 90364 | Combustion Turbine | NENG_CT | Connecticut | Fairfield | 19.1 | 2008 | 9999 | 2019 | 0.00052214 | 147.046 | 0.0071 | NEI 2019
Cos Cob | 542_G_un14 | 542 | G | un14 | 90365 | Combustion Turbine | NENG_CT | Connecticut | Fairfield | 19.6 | 2008 | 9999 |  |  |  | 0.02784 | Default Emission Factor
Franklin Heating Station | 54224_G_DG4 | 54224 | G | DG4 |  | Combustion Turbine | MIS_MNWI | Minnesota | Olmsted | 2 | 2009 | 9999 |  |  |  | 1.9821 | Default Emission Factor
Franklin Heating Station | 54224_G_DG5 | 54224 | G | DG5 |  | Combustion Turbine | MIS_MNWI | Minnesota | Olmsted | 2 | 2011 | 9999 |  |  |  | 1.9821 | Default Emission Factor
Franklin Heating Station | 54224_G_EG1 | 54224 | G | EG1 |  | Combustion Turbine | MIS_MNWI | Minnesota | Olmsted | 2 | 2001 | 9999 |  |  |  | 1.9821 | Default Emission Factor
Franklin Heating Station | 54224_G_EG2 | 54224 | G | EG2 |  | Combustion Turbine | MIS_MNWI | Minnesota | Olmsted | 2 | 2001 | 9999 |  |  |  | 1.9821 | Default Emission Factor
Franklin Heating Station | 54224_G_EG3 | 54224 | G | EG3 |  | Combustion Turbine | MIS_MNWI | Minnesota | Olmsted | 2 | 2001 | 9999 |  |  |  | 1.9821 | Default Emission Factor
Franklin Heating Station | 54224_G_GEN1 | 54224 | G | GEN1 |  | O/G Steam | MIS_MNWI | Minnesota | Olmsted | 2 | 1951 | 9999 |  |  |  | 0.13352 | Default Emission Factor
Franklin Heating Station | 54224_G_GEN2 | 54224 | G | GEN2 |  | O/G Steam | MIS_MNWI | Minnesota | Olmsted | 2 | 1951 | 9999 |  |  |  | 0.13352 | Default Emission Factor
Franklin Heating Station | 54224_G_GEN3 | 54224 | G | GEN3 |  | O/G Steam | MIS_MNWI | Minnesota | Olmsted | 6.1 | 1968 | 9999 |  |  |  | 0.13352 | Default Emission Factor
Franklin Heating Station | 54224_G_GEN6 | 54224 | G | GEN6 |  | Non-Fossil Waste | MIS_MNWI | Minnesota | Olmsted | 2.8 | 2006 | 9999 |  |  |  | 0.42147 | Default Emission Factor
Gillette SBMC | 54225_G_CTG3 | 54225 | G | CTG3 |  | Combustion Turbine | NENGREST | Massachusetts | Suffolk | 7.2 | 2011 | 9999 |  |  |  | 0.04322 | Default Emission Factor
Gillette SBMC | 54225_G_DG | 54225 | G | DG |  | Combustion Turbine | NENGREST | Massachusetts | Suffolk | 0.5 | 1991 | 9999 |  |  |  | 1.9821 | Default Emission Factor
Gillette SBMC | 54225_G_DG2 | 54225 | G | DG2 |  | Combustion Turbine | NENGREST | Massachusetts | Suffolk | 0.5 | 1997 | 9999 |  |  |  | 1.9821 | Default Emission Factor
Gillette SBMC | 54225_G_DG3 | 54225 | G | DG3 |  | Combustion Turbine | NENGREST | Massachusetts | Suffolk | 1 | 2000 | 9999 |  |  |  | 1.9821 | Default Emission Factor
Erving Paper Mills | 54228_G_3 | 54228 | G | 3 |  | Combustion Turbine | NENGREST | Massachusetts | Franklin | 5.6 | 2015 | 9999 |  |  |  | 0.04322 | Default Emission Factor
Naval Submarine Base Kings Bay | 54239_G_3023 | 54239 | G | 3023 |  | Combustion Turbine | S_SOU | Georgia | Camden | 2.5 | 1984 | 9999 |  |  |  | 1.9821 | Default Emission Factor
Naval Submarine Base Kings Bay | 54239_G_3024 | 54239 | G | 3024 |  | Combustion Turbine | S_SOU | Georgia | Camden | 2.5 | 1984 | 9999 |  |  |  | 1.9821 | Default Emission Factor
Naval Submarine Base Kings Bay | 54239_G_3025 | 54239 | G | 3025 |  | Combustion Turbine | S_SOU | Georgia | Camden | 2.5 | 1984 | 9999 |  |  |  | 1.9821 | Default Emission Factor
Naval Submarine Base Kings Bay | 54239_G_3027 | 54239 | G | 3027 |  | Combustion Turbine | S_SOU | Georgia | Camden | 2.5 | 1988 | 9999 |  |  |  | 1.9821 | Default Emission Factor
Naval Submarine Base Kings Bay | 54239_G_3028 | 54239 | G | 3028 |  | Combustion Turbine | S_SOU | Georgia | Camden | 2.5 | 1988 | 9999 |  |  |  | 1.9821 | Default Emission Factor
Naval Submarine Base Kings Bay | 54239_G_3029 | 54239 | G | 3029 |  | Combustion Turbine | S_SOU | Georgia | Camden | 2.5 | 1989 | 9999 |  |  |  | 1.9821 | Default Emission Factor
Naval Submarine Base Kings Bay | 54239_G_5876 | 54239 | G | 5876 |  | Combustion Turbine | S_SOU | Georgia | Camden | 2.5 | 1988 | 9999 |  |  |  | 1.9821 | Default Emission Factor
Naval Submarine Base Kings Bay | 54239_G_5877 | 54239 | G | 5877 |  | Combustion Turbine | S_SOU | Georgia | Camden | 2.5 | 1989 | 9999 |  |  |  | 1.9821 | Default Emission Factor
Naval Submarine Base Kings Bay | 54239_G_5878 | 54239 | G | 5878 |  | Combustion Turbine | S_SOU | Georgia | Camden | 2.5 | 1989 | 9999 |  |  |  | 1.9821 | Default Emission Factor
Naval Submarine Base Kings Bay | 54239_G_5879 | 54239 | G | 5879 |  | Combustion Turbine | S_SOU | Georgia | Camden | 2.5 | 1989 | 9999 |  |  |  | 1.9821 | Default Emission Factor
Naval Submarine Base Kings Bay | 54239_G_5880 | 54239 | G | 5880 |  | Combustion Turbine | S_SOU | Georgia | Camden | 2.5 | 1989 | 9999 |  |  |  | 1.9821 | Default Emission Factor
Naval Submarine Base Kings Bay | 54239_G_5881 | 54239 | G | 5881 |  | Combustion Turbine | S_SOU | Georgia | Camden | 2.5 | 1988 | 9999 |  |  |  | 1.9821 | Default Emission Factor
Saint Marys Hospital Power Plant | 54262_G_1 | 54262 | G | 1 |  | Combustion Turbine | MIS_MNWI | Minnesota | Olmsted | 4.5 | 1996 | 9999 |  |  |  | 0.04322 | Default Emission Factor
Saint Marys Hospital Power Plant | 54262_G_4 | 54262 | G | 4 |  | O/G Steam | MIS_MNWI | Minnesota | Olmsted | 2.7 | 1971 | 9999 |  |  |  | 0.13352 | Default Emission Factor
Saint Marys Hospital Power Plant | 54262_G_5 | 54262 | G | 5 |  | Combustion Turbine | MIS_MNWI | Minnesota | Olmsted | 2.5 | 1978 | 9999 |  |  |  | 1.9821 | Default Emission Factor
Saint Marys Hospital Power Plant | 54262_G_7 | 54262 | G | 7 |  | Combustion Turbine | MIS_MNWI | Minnesota | Olmsted | 2.5 | 2011 | 9999 |  |  |  | 1.9821 | Default Emission Factor
March Point Cogeneration | 54268_G_GTG1 | 54268 | G | GTG1 |  | Combustion Turbine | WECC_PNW | Washington | Skagit | 39.6 | 1991 | 9999 |  |  |  | 0.04322 | Default Emission Factor
March Point Cogeneration | 54268_G_GTG2 | 54268 | G | GTG2 |  | Combustion Turbine | WECC_PNW | Washington | Skagit | 40 | 1991 | 9999 |  |  |  | 0.04322 | Default Emission Factor
March Point Cogeneration | 54268_G_GTG3 | 54268 | G | GTG3 |  | Combustion Turbine | WECC_PNW | Washington | Skagit | 40.6 | 1993 | 9999 |  |  |  | 0.04322 | Default Emission Factor
Saguaro Power | 54271_G_CTG1 | 54271 | G | CTG1 |  | Combined Cycle | WECC_SNV | Nevada | Clark | 36 | 1991 | 9999 |  |  |  | 0.02043 | NEI 2019
Saguaro Power | 54271_G_CTG2 | 54271 | G | CTG2 |  | Combined Cycle | WECC_SNV | Nevada | Clark | 36 | 1991 | 9999 | 2019 | 3.87 | 261456 | 0.02043 | NEI 2019
Saguaro Power | 54271_G_STG | 54271 | G | STG |  | Combined Cycle | WECC_SNV | Nevada | Clark | 29 | 1991 | 9999 | 2019 | 3.859 | 495220 | 0.02043 | NEI 2019
West Group Data Center | 54294_G_1 | 54294 | G | 1 |  | Combustion Turbine | MIS_MNWI | Minnesota | Dakota | 0.6 | 2005 | 9999 |  |  |  | 1.9821 | Default Emission Factor
West Group Data Center | 54294_G_2 | 54294 | G | 2 |  | Combustion Turbine | MIS_MNWI | Minnesota | Dakota | 0.6 | 2005 | 9999 |  |  |  | 1.9821 | Default Emission Factor
West Group Data Center | 54294_G_3 | 54294 | G | 3 |  | Combustion Turbine | MIS_MNWI | Minnesota | Dakota | 0.6 | 2005 | 9999 |  |  |  | 1.9821 | Default Emission Factor
West Group Data Center | 54294_G_4 | 54294 | G | 4 |  | Combustion Turbine | MIS_MNWI | Minnesota | Dakota | 0.6 | 2005 | 9999 |  |  |  | 1.9821 | Default Emission Factor
Goodyear Beaumont Chemical Plant | 54321_G_2N80 | 54321 | G | 2N80 |  | Combustion Turbine | MIS_WOTA | Texas | Jefferson | 4 | 1999 | 9999 |  |  |  | 0.04322 | Default Emission Factor
Goodyear Beaumont Chemical Plant | 54321_G_N802 | 54321 | G | N802 |  | Combustion Turbine | MIS_WOTA | Texas | Jefferson | 4 | 1999 | 9999 |  |  |  | 0.04322 | Default Emission Factor
Goodyear Beaumont Chemical Plant | 54321_G_N803 | 54321 | G | N803 |  | Combustion Turbine | MIS_WOTA | Texas | Jefferson | 4 | 1999 | 9999 |  |  |  | 0.04322 | Default Emission Factor
Goodyear Beaumont Chemical Plant | 54321_G_N804 | 54321 | G | N804 |  | Combustion Turbine | MIS_WOTA | Texas | Jefferson | 4 | 1999 | 9999 |  |  |  | 0.04322 | Default Emission Factor
Ocean State Power II | 54324_G_GEN1 | 54324 | G | GEN1 | 3760 | Combined Cycle | NENGREST | Rhode Island | Providence | 71.2 | 1991 | 9999 |  |  |  | 0.01609 | Default Emission Factor
Ocean State Power II | 54324_G_GEN2 | 54324 | G | GEN2 | 3761 | Combined Cycle | NENGREST | Rhode Island | Providence | 71.2 | 1991 | 9999 |  |  |  | 0.01609 | Default Emission Factor
Ocean State Power II | 54324_G_GEN3 | 54324 | G | GEN3 | 3760 | Combined Cycle | NENGREST | Rhode Island | Providence | 76.2 | 1991 | 9999 |  |  |  | 0.01609 | Default Emission Factor
Bucknell University | 54333_G_G001 | 54333 | G | G001 |  | Combined Cycle | PJM_WMAC | Pennsylvania | Union | 4.3 | 1998 | 9999 |  |  |  | 0.01609 | Default Emission Factor
Bucknell University | 54333_G_G502 | 54333 | G | G502 |  | Combined Cycle | PJM_WMAC | Pennsylvania | Union | 0.8 | 1991 | 9999 |  |  |  | 0.01609 | Default Emission Factor
Rio Grande Valley Sugar Growers | 54338_G_GENE | 54338 | G | GENE |  | Combustion Turbine | ERC_REST | Texas | Hidalgo | 1.4 | 2011 | 9999 |  |  |  | 1.9821 | Default Emission Factor
Orange Cogeneration Facility | 54365_G_APC1 | 54365 | G | APC1 | 3762 | Combined Cycle | FRCC | Florida | Polk | 43 | 1995 | 9999 | 2019 | 9.7126 | 143638.57 | 0.14204 | NEI 2019
Orange Cogeneration Facility | 54365_G_APC2 | 54365 | G | APC2 | 3763 | Combined Cycle | FRCC | Florida | Polk | 43 | 1995 | 9999 | 2019 | 18.1977 | 161190.72 | 0.14204 | NEI 2019
Orange Cogeneration Facility | 54365_G_APC3 | 54365 | G | APC3 | 3762 | Combined Cycle | FRCC | Florida | Polk | 24.6 | 1995 | 9999 |  |  |  | 0.14204 | NEI 2019
University of Colorado | 54372_G_GT1 | 54372 | G | GT1 |  | Combined Cycle | WECC_CO | Colorado | Boulder | 15 | 1992 | 9999 | 2019 | 0.05 | 4479.27 | 0.04695 | NEI 2019
University of Colorado | 54372_G_GT2 | 54372 | G | GT2 |  | Combined Cycle | WECC_CO | Colorado | Boulder | 15 | 1992 | 9999 | 2019 | 0.09 | 1485.2 | 0.04695 | NEI 2019
University of Colorado | 54372_G_ST1 | 54372 | G | ST1 |  | Combined Cycle | WECC_CO | Colorado | Boulder | 1 | 1992 | 9999 |  |  |  | 0.04695 | NEI 2019
Devon Station | 544_G_10 | 544 | G | 10 | 330 | Combustion Turbine | NENG_CT | Connecticut | New Haven | 14.4 | 1985 | 9999 |  |  |  | 0.02784 | Default Emission Factor
Devon Station | 544_G_11 | 544 | G | 11 | 331 | Combustion Turbine | NENG_CT | Connecticut | New Haven | 29.3 | 1996 | 9999 |  |  |  | 0.04322 | Default Emission Factor
Devon Station | 544_G_12 | 544 | G | 12 | 332 | Combustion Turbine | NENG_CT | Connecticut | New Haven | 29.2 | 1996 | 9999 |  |  |  | 0.04322 | Default Emission Factor
Devon Station | 544_G_13 | 544 | G | 13 | 333 | Combustion Turbine | NENG_CT | Connecticut | New Haven | 29.9 | 1996 | 9999 |  |  |  | 0.04322 | Default Emission Factor
Devon Station | 544_G_14 | 544 | G | 14 | 334 | Combustion Turbine | NENG_CT | Connecticut | New Haven | 29.7 | 1996 | 9999 |  |  |  | 0.04322 | Default Emission Factor
Capitol Heat and Power | 54406_G_P31 | 54406 | G | P31 |  | Combustion Turbine | MIS_WUMS | Wisconsin | Dane | 1 | 2011 | 9999 |  |  |  | 1.9821 | Default Emission Factor
Capitol Heat and Power | 54406_G_P32 | 54406 | G | P32 |  | Combustion Turbine | MIS_WUMS | Wisconsin | Dane | 1 | 2011 | 9999 |  |  |  | 1.9821 | Default Emission Factor
Waupun Correctional Central Heating Plt | 54407_G_1 | 54407 | G | 1 |  | O/G Steam | MIS_WUMS | Wisconsin | Dodge | 1 | 1951 | 9999 |  |  |  | 0.13352 | Default Emission Factor
Waupun Correctional Central Heating Plt | 54407_G_2 | 54407 | G | 2 |  | O/G Steam | MIS_WUMS | Wisconsin | Dodge | 0.5 | 1951 | 9999 |  |  |  | 0.13352 | Default Emission Factor
Waupun Correctional Central Heating Plt | 54407_G_3 | 54407 | G | 3 |  | Combustion Turbine | MIS_WUMS | Wisconsin | Dodge | 0.8 | 1991 | 9999 |  |  |  | 1.9821 | Default Emission Factor
Waupun Correctional Central Heating Plt | 54407_G_4 | 54407 | G | 4 |  | Combustion Turbine | MIS_WUMS | Wisconsin | Dodge | 1.5 | 1998 | 9999 |  |  |  | 1.9821 | Default Emission Factor
UW Madison Charter Street Plant | 54408_G_3 | 54408 | G | 3 |  | Combustion Turbine | MIS_WUMS | Wisconsin | Dane | 1.3 | 1965 | 9999 |  |  |  | 1.9821 | Default Emission Factor
Western Power & Steam Inc | 54410_G_CTG | 54410 | G | CTG |  | Combustion Turbine | WEC_CALN | California | Kern | 19.6 | 1990 | 9999 |  |  |  | 0.04322 | Default Emission Factor
Mulberry Cogeneration Facility | 54426_G_GT1 | 54426 | G | GT1 | 3772 | Combined Cycle | FRCC | Florida | Polk | 76 | 1994 | 9999 | 2019 | 3.6093 | 392608 | 0.01839 | NEI 2019
Mulberry Cogeneration Facility | 54426_G_ST1 | 54426 | G | ST1 | 3772 | Combined Cycle | FRCC | Florida | Polk | 37 | 1994 | 9999 |  |  |  | 0.01839 | NEI 2019
Welport Lease Project | 54447_G_TI | 54447 | G | TI |  | Combustion Turbine | WEC_CALN | California | Kern | 4 | 1990 | 9999 |  |  |  | 0.04322 | Default Emission Factor
Dome Project | 54449_G_T1 | 54449 | G | T1 |  | Combustion Turbine | WEC_CALN | California | Kern | 2.5 | 1988 | 9999 |  |  |  | 0.04322 | Default Emission Factor
Dome Project | 54449_G_T2 | 54449 | G | T2 |  | Combustion Turbine | WEC_CALN | California | Kern | 2.5 | 1988 | 9999 |  |  |  | 0.04322 | Default Emission Factor
Hewlett Packard Enterprise | 54457_G_ALF1 | 54457 | G | ALF1 |  | Combustion Turbine | S_SOU | Georgia | Fulton | 1 | 1989 | 9999 |  |  |  | 1.9821 | Default Emission Factor
Hewlett Packard Enterprise | 54457_G_ALF2 | 54457 | G | ALF2 |  | Combustion Turbine | S_SOU | Georgia | Fulton | 1 | 1989 | 9999 |  |  |  | 1.9821 | Default Emission Factor
Hewlett Packard Enterprise | 54457_G_ALF3 | 54457 | G | ALF3 |  | Combustion Turbine | S_SOU | Georgia | Fulton | 1 | 1989 | 9999 |  |  |  | 1.9821 | Default Emission Factor
Hewlett Packard Enterprise | 54457_G_ALF4 | 54457 | G | ALF4 |  | Combustion Turbine | S_SOU | Georgia | Fulton | 1 | 1989 | 9999 |  |  |  | 1.9821 | Default Emission Factor
Hewlett Packard Enterprise | 54457_G_ALF5 | 54457 | G | ALF5 |  | Combustion Turbine | S_SOU | Georgia | Fulton | 1 | 1991 | 9999 |  |  |  | 1.9821 | Default Emission Factor
Hewlett Packard Enterprise | 54457_G_B1GN1 | 54457 | G | B1GN1 |  | Combustion Turbine | S_SOU | Georgia | Fulton | 1.4 | 2005 | 9999 |  |  |  | 1.9821 | Default Emission Factor
Hewlett Packard Enterprise | 54457_G_B1GN2 | 54457 | G | B1GN2 |  | Combustion Turbine | S_SOU | Georgia | Fulton | 1.4 | 2005 | 9999 |  |  |  | 1.9821 | Default Emission Factor
Orlando Cogen LP | 54466_G_GEN1 | 54466 | G | GEN1 | 3773 | Combined Cycle | FRCC | Florida | Orange | 120 | 1993 | 9999 | 2019 | 12.4375 | 1014108 | 0.02453 | NEI 2019
Sumas Power Plant | 54476_G_GEN1 | 54476 | G | GEN1 | 90428 | Combined Cycle | WECC_PNW | Washington | Whatcom | 84.7 | 1993 | 9999 |  |  |  | 0.0182 | NEI 2019
Sumas Power Plant | 54476_G_GEN2 | 54476 | G | GEN2 | 90428 | Combined Cycle | WECC_PNW | Washington | Whatcom | 40.8 | 1993 | 9999 | 2019 | 4.4 | 483617 | 0.0182 | NEI 2019
Crotched Mountain Rehabilitation Center | 54515_G_GEN1 | 54515 | G | GEN1 |  | Combustion Turbine | NENGREST | New Hampshire | Hillsborough | 0.7 | 1990 | 9999 |  |  |  | 1.9821 | Default Emission Factor
Crotched Mountain Rehabilitation Center | 54515_G_GEN2 | 54515 | G | GEN2 |  | Combustion Turbine | NENGREST | New Hampshire | Hillsborough | 0.7 | 1990 | 9999 |  |  |  | 1.9821 | Default Emission Factor
Crotched Mountain Rehabilitation Center | 54515_G_GEN3 | 54515 | G | GEN3 |  | Combustion Turbine | NENGREST | New Hampshire | Hillsborough | 0.7 | 1990 | 9999 |  |  |  | 1.9821 | Default Emission Factor
Sierra Pacific Sonora | 54517_G_GEN3 | 54517 | G | GEN3 |  | Biomass | WEC_CALN | California | Tuolumne | 6 | 2018 | 9999 | 2018 | 0.6 | 29478 | 0.04071 | California Air Resources Board
Formosa Plastics | 54518_G_GT2 | 54518 | G | GT2 |  | Combustion Turbine | MIS_LA | Louisiana | East Baton Rouge | 33 | 1990 | 9999 |  |  |  | 0.04322 | Default Emission Factor
Formosa Plastics | 54518_G_GT3 | 54518 | G | GT3 |  | Combustion Turbine | MIS_LA | Louisiana | East Baton Rouge | 33 | 1996 | 9999 | 2019 | 14.48 | 142632 | 0.20304 | NEI 2019
Sumpter Energy Associates | 54536_G_0202 | 54536 | G | 0202 |  | Landfill Gas | MIS_LMI | Michigan | Wayne | 0.8 | 1998 | 9999 | 2018 | 1.4081 | 470.2857 | 5.9884 | Michigan Point Source Emission
Sumpter Energy Associates | 54536_G_0203 | 54536 | G | 0203 |  | Landfill Gas | MIS_LMI | Michigan | Wayne | 0.8 | 1998 | 9999 | 2018 | 1.4081 | 470.2857 | 5.9884 | Michigan Point Source Emission
Sumpter Energy Associates | 54536_G_0204 | 54536 | G | 0204 |  | Landfill Gas | MIS_LMI | Michigan | Wayne | 0.8 | 1998 | 9999 | 2018 | 1.4081 | 470.2857 | 5.9884 | Michigan Point Source Emission
Sumpter Energy Associates | 54536_G_0205 | 54536 | G | 0205 |  | Landfill Gas | MIS_LMI | Michigan | Wayne | 0.8 | 1998 | 9999 | 2018 | 1.4081 | 470.2857 | 5.9884 | Michigan Point Source Emission
Sumpter Energy Associates | 54536_G_0386 | 54536 | G | 0386 |  | Landfill Gas | MIS_LMI | Michigan | Wayne | 0.8 | 1992 | 9999 | 2018 | 1.4081 | 470.2857 | 5.9884 | Michigan Point Source Emission
Sumpter Energy Associates | 54536_G_0388 | 54536 | G | 0388 |  | Landfill Gas | MIS_LMI | Michigan | Wayne | 0.8 | 1992 | 9999 | 2018 | 1.4081 | 470.2857 | 5.9884 | Michigan Point Source Emission
Sumpter Energy Associates | 54536_G_0389 | 54536 | G | 0389 |  | Landfill Gas | MIS_LMI | Michigan | Wayne | 0.8 | 1992 | 9999 | 2018 | 1.4081 | 470.2857 | 5.9884 | Michigan Point Source Emission
Sumpter Energy Associates | 54536_G_0392 | 54536 | G | 0392 |  | Landfill Gas | MIS_LMI | Michigan | Wayne | 0.8 | 1992 | 9999 | 2018 | 1.4081 | 470.2857 | 5.9884 | Michigan Point Source Emission
Sumpter Energy Associates | 54536_G_0435 | 54536 | G | 0435 |  | Landfill Gas | MIS_LMI | Michigan | Wayne | 0.8 | 1992 | 9999 | 2018 | 1.4081 | 470.2857 | 5.9884 | Michigan Point Source Emission
Sumpter Energy Associates | 54536_G_0437 | 54536 | G | 0437 |  | Landfill Gas | MIS_LMI | Michigan | Wayne | 0.8 | 1992 | 9999 | 2018 | 1.4081 | 470.2857 | 5.9884 | Michigan Point Source Emission
Sumpter Energy Associates | 54536_G_0440 | 54536 | G | 0440 |  | Landfill Gas | MIS_LMI | Michigan | Wayne | 0.8 | 1992 | 9999 | 2018 | 1.4081 | 470.2857 | 5.9884 | Michigan Point Source Emission
Sumpter Energy Associates | 54536_G_0447 | 54536 | G | 0447 |  | Landfill Gas | MIS_LMI | Michigan | Wayne | 0.8 | 1992 | 9999 | 2018 | 1.4081 | 470.2857 | 5.9884 | Michigan Point Source Emission
Sumpter Energy Associates | 54536_G_0464 | 54536 | G | 0464 |  | Landfill Gas | MIS_LMI | Michigan | Wayne | 0.8 | 1992 | 9999 | 2018 | 1.4081 | 470.2857 | 5.9884 | Michigan Point Source Emission
Sumpter Energy Associates | 54536_G_0467 | 54536 | G | 0467 |  | Landfill Gas | MIS_LMI | Michigan | Wayne | 0.8 | 1992 | 9999 | 2018 | 1.4081 | 470.2857 | 5.9884 | Michigan Point Source Emission
Ferndale Generating Station | 54537_G_CT1A | 54537 | G | CT1A | 90752 | Combined Cycle | WECC_PNW | Washington | Whatcom | 86 | 1994 | 9999 | 2019 | 6.2 | 699187 | 0.02176 | NEI 2019
Ferndale Generating Station | 54537_G_CT1B | 54537 | G | CT1B | 90753 | Combined Cycle | WECC_PNW | Washington | Whatcom | 86 | 1994 | 9999 | 2019 | 5.2 | 348617 | 0.02176 | NEI 2019
Ferndale Generating Station | 54537_G_ST1 | 54537 | G | ST1 | 90752 | Combined Cycle | WECC_PNW | Washington | Whatcom | 98 | 1994 | 9999 |  |  |  | 0.02176 | NEI 2019
Hartwell Energy Facility | 54538_G_MAG1 | 54538 | G | MAG1 | 5039 | Combustion Turbine | S_SOU | Georgia | Hart | 149.5 | 1994 | 9999 |  |  |  | 0.04322 | Default Emission Factor
Hartwell Energy Facility | 54538_G_MAG2 | 54538 | G | MAG2 | 5040 | Combustion Turbine | S_SOU | Georgia | Hart | 148.6 | 1994 | 9999 |  |  |  | 0.04322 | Default Emission Factor
Venice Resources Gas Recovery | 54539_G_GEN1 | 54539 | G | GEN1 |  | Landfill Gas | MIS_LMI | Michigan | Shiawassee | 0.8 | 1992 | 9999 |  |  |  | 1.5652 | Default Emission Factor
Venice Resources Gas Recovery | 54539_G_GEN2 | 54539 | G | GEN2 |  | Landfill Gas | MIS_LMI | Michigan | Shiawassee | 0.8 | 1992 | 9999 |  |  |  | 1.5652 | Default Emission Factor
Sithe Independence Station | 54547_G_1 | 54547 | G | 1 | 3774 | Combined Cycle | NY_Z_C&E | New York | Oswego | 155.3 | 1994 | 9999 |  |  |  | 0.01609 | Default Emission Factor
Sithe Independence Station | 54547_G_2 | 54547 | G | 2 | 3775 | Combined Cycle | NY_Z_C&E | New York | Oswego | 155.3 | 1994 | 9999 |  |  |  | 0.01609 | Default Emission Factor
Sithe Independence Station | 54547_G_3 | 54547 | G | 3 | 3776 | Combined Cycle | NY_Z_C&E | New York | Oswego | 155.3 | 1994 | 9999 |  |  |  | 0.00613 | NEI 2019
Sithe Independence Station | 54547_G_4 | 54547 | G | 4 | 3777 | Combined Cycle | NY_Z_C&E | New York | Oswego | 155.3 | 1994 | 9999 | 2019 | 7.2268 | 3045908.64 | 0.00613 | NEI 2019
Sithe Independence Station | 54547_G_5 | 54547 | G | 5 | 3774 | Combined Cycle | NY_Z_C&E | New York | Oswego | 167.5 | 1994 | 9999 |  |  |  | 0.01609 | Default Emission Factor
Sithe Independence Station | 54547_G_6 | 54547 | G | 6 | 3776 | Combined Cycle | NY_Z_C&E | New York | Oswego | 167.5 | 1994 | 9999 | 2019 | 0.016043 | 1734160.18 | 0.00613 | NEI 2019
ExxonMobil Mobile Bay Onshore | 54550_G_901 | 54550 | G | 901 |  | Combined Cycle | S_SOU | Alabama | Mobile | 0.9 | 1993 | 9999 |  |  |  | 0.01609 | Default Emission Factor
ExxonMobil Mobile Bay Onshore | 54550_G_901A | 54550 | G | 901A |  | Combined Cycle | S_SOU | Alabama | Mobile | 3.4 | 1993 | 9999 |  |  |  | 0.01609 | Default Emission Factor
ExxonMobil Mobile Bay Onshore | 54550_G_901B | 54550 | G | 901B |  | Combined Cycle | S_SOU | Alabama | Mobile | 3.4 | 1993 | 9999 |  |  |  | 0.01609 | Default Emission Factor
ExxonMobil Mobile Bay Onshore | 54550_G_901C | 54550 | G | 901C |  | Combined Cycle | S_SOU | Alabama | Mobile | 3.4 | 1993 | 9999 |  |  |  | 0.01609 | Default Emission Factor
Ingredion Incorporated | 54556_G_TG03 | 54556 | G | TG03 |  | Combustion Turbine | PJM_COMD | Illinois | Cook | 4.4 | 1996 | 2045 |  |  |  | 0.04322 | Default Emission Factor
Ingredion Incorporated | 54556_G_TG04 | 54556 | G | TG04 |  | Combustion Turbine | PJM_COMD | Illinois | Cook | 4.4 | 1996 | 2045 |  |  |  | 0.04322 | Default Emission Factor
MM Yolo Power | 54567_G_1 | 54567 | G | 1 |  | Landfill Gas | WEC_CALN | California | Yolo | 0.5 | 1990 | 9999 | 2018 | 7.612 | 3630.2 | 4.1937 | California Air Resources Board
MM Yolo Power | 54567_G_2 | 54567 | G | 2 |  | Landfill Gas | WEC_CALN | California | Yolo | 0.5 | 1990 | 9999 | 2018 | 7.612 | 3630.2 | 4.1937 | California Air Resources Board
MM Yolo Power | 54567_G_3 | 54567 | G | 3 |  | Landfill Gas | WEC_CALN | California | Yolo | 0.5 | 1990 | 9999 | 2018 | 7.612 | 3630.2 | 4.1937 | California Air Resources Board
MM Yolo Power | 54567_G_4 | 54567 | G | 4 |  | Landfill Gas | WEC_CALN | California | Yolo | 0.6 | 1993 | 9999 | 2018 | 9.1344 | 4356.24 | 4.1937 | California Air Resources Board
MM Yolo Power | 54567_G_5 | 54567 | G | 5 |  | Landfill Gas | WEC_CALN | California | Yolo | 0.4 | 1998 | 9999 | 2018 | 6.0896 | 2904.16 | 4.1937 | California Air Resources Board
Saranac Facility | 54574_G_GEN1 | 54574 | G | GEN1 | 3780 | Combined Cycle | NY_Z_D | New York | Clinton | 82.3 | 1994 | 9999 | 2019 | 0.72821 | 45930 | 0.06132 | NEI 2019
Saranac Facility | 54574_G_GEN2 | 54574 | G | GEN2 | 3781 | Combined Cycle | NY_Z_D | New York | Clinton | 82 | 1994 | 9999 | 2019 | 0.11393 | 8373 | 0.06132 | NEI 2019
Saranac Facility | 54574_G_GEN3 | 54574 | G | GEN3 | 3780 | Combined Cycle | NY_Z_D | New York | Clinton | 85.6 | 1994 | 9999 | 2019 | 1.647 | 26886 | 0.06132 | NEI 2019
Tanner Street Generation | 54586_G_TRENT | 54586 | G | TRENT | 90384 | Combined Cycle | NENGREST | Massachusetts | Middlesex | 58 | 2008 | 9999 | 2019 | 0.0199 | 11022 | 0.003 | NEI 2019
Tanner Street Generation | 54586_G_VAX | 54586 | G | VAX | 90384 | Combined Cycle | NENGREST | Massachusetts | Middlesex | 17 | 1992 | 9999 |  |  |  | 0.003 | NEI 2019
Massena Energy Facility | 54592_G_GEN1 | 54592 | G | GEN1 | 3783 | Combined Cycle | NY_Z_D | New York | St Lawrence | 46 | 1992 | 9999 | 2019 | 0.0215 | 925 | 0.02903 | NEI 2019
Massena Energy Facility | 54592_G_GEN2 | 54592 | G | GEN2 | 3783 | Combined Cycle | NY_Z_D | New York | St Lawrence | 35 | 1992 | 9999 |  |  |  | 0.02903 | NEI 2019
Massena Energy Facility | 54592_G_IC | 54592 | G | IC |  | Combustion Turbine | NY_Z_D | New York | St Lawrence | 2 | 1992 | 9999 |  |  |  | 1.9821 | Default Emission Factor
Batavia Power Plant | 54593_G_GEN1 | 54593 | G | GEN1 | 3784 | Combined Cycle | NY_Z_B | New York | Genesee | 34.3 | 1992 | 9999 | 2019 | 0.090001 | 6597 | 0.0193 | NEI 2019
Batavia Power Plant | 54593_G_GEN2 | 54593 | G | GEN2 | 3784 | Combined Cycle | NY_Z_B | New York | Genesee | 14.5 | 1992 | 9999 |  |  |  | 0.0193 | NEI 2019
Batavia Power Plant | 54593_G_GEN3 | 54593 | G | GEN3 |  | Combustion Turbine | NY_Z_B | New York | Genesee | 1 | 1992 | 9999 |  |  |  | 1.9821 | Default Emission Factor
Montville Station | 546_G_10 | 546 | G | 10 |  | Combustion Turbine | NENG_CT | Connecticut | New London | 2.7 | 1967 | 9999 | 2019 | 0.022935 | 18.5 | 2.4795 | NEI 2019
Montville Station | 546_G_11 | 546 | G | 11 |  | Combustion Turbine | NENG_CT | Connecticut | New London | 2.7 | 1967 | 9999 | 2019 | 0.022935 | 18.5 | 2.4795 | NEI 2019
American Gypsum Cogeneration | 54630_G_D-1 | 54630 | G | D-1 |  | Combustion Turbine | WECC_CO | Colorado | Eagle | 1.2 | 1990 | 9999 |  |  |  | 1.9821 | Default Emission Factor
American Gypsum Cogeneration | 54630_G_D-2 | 54630 | G | D-2 |  | Combustion Turbine | WECC_CO | Colorado | Eagle | 1.2 | 1990 | 9999 |  |  |  | 1.9821 | Default Emission Factor
American Gypsum Cogeneration | 54630_G_T-1 | 54630 | G | T-1 |  | Combustion Turbine | WECC_CO | Colorado | Eagle | 2.6 | 1990 | 9999 |  |  |  | 0.04322 | Default Emission Factor
American Gypsum Cogeneration | 54630_G_T-2 | 54630 | G | T-2 |  | Combustion Turbine | WECC_CO | Colorado | Eagle | 2.6 | 1990 | 9999 |  |  |  | 0.04322 | Default Emission Factor
JCO Oxides Olefins Plant | 54637_G_GCG1 | 54637 | G | GCG1 |  | Combustion Turbine | MIS_WOTA | Texas | Jefferson | 30.5 | 1992 | 9999 | 2019 | 0.2006 | 281670.5 | 0.00142 | NEI 2019
JCO Oxides Olefins Plant | 54637_G_GCG2 | 54637 | G | GCG2 |  | Combustion Turbine | MIS_WOTA | Texas | Jefferson | 30.5 | 1992 | 9999 | 2019 | 0.1911 | 281670.5 | 0.00136 | NEI 2019
NAEA Lakewood LLC | 54640_G_GEN1 | 54640 | G | GEN1 | 3790 | Combined Cycle | PJM_EMAC | New Jersey | Ocean | 84.6 | 1994 | 9999 | 2019 | 0.2225 | 352989 | 0.00126 | NEI 2019
NAEA Lakewood LLC | 54640_G_GEN2 | 54640 | G | GEN2 | 3791 | Combined Cycle | PJM_EMAC | New Jersey | Ocean | 83.6 | 1994 | 9999 |  |  |  | 0.00126 | NEI 2019
NAEA Lakewood LLC | 54640_G_GEN3 | 54640 | G | GEN3 | 3790 | Combined Cycle | PJM_EMAC | New Jersey | Ocean | 79.7 | 1994 | 9999 |  |  |  | 0.00126 | NEI 2019
Pheasant Run Landfill Gas Recovery | 54661_G_GE10 | 54661 | G | GE10 |  | Landfill Gas | MIS_WUMS | Wisconsin | Kenosha | 0.8 | 2002 | 9999 |  |  |  | 1.5652 | Default Emission Factor
Pheasant Run Landfill Gas Recovery | 54661_G_GE11 | 54661 | G | GE11 |  | Landfill Gas | MIS_WUMS | Wisconsin | Kenosha | 0.8 | 2002 | 9999 |  |  |  | 1.5652 | Default Emission Factor
Pheasant Run Landfill Gas Recovery | 54661_G_GEN1 | 54661 | G | GEN1 |  | Landfill Gas | MIS_WUMS | Wisconsin | Kenosha | 0.8 | 1992 | 9999 |  |  |  | 1.5652 | Default Emission Factor
Pheasant Run Landfill Gas Recovery | 54661_G_GEN2 | 54661 | G | GEN2 |  | Landfill Gas | MIS_WUMS | Wisconsin | Kenosha | 0.8 | 1992 | 9999 |  |  |  | 1.5652 | Default Emission Factor
Pheasant Run Landfill Gas Recovery | 54661_G_GEN3 | 54661 | G | GEN3 |  | Landfill Gas | MIS_WUMS | Wisconsin | Kenosha | 0.8 | 1996 | 9999 |  |  |  | 1.5652 | Default Emission Factor
Pheasant Run Landfill Gas Recovery | 54661_G_GEN4 | 54661 | G | GEN4 |  | Landfill Gas | MIS_WUMS | Wisconsin | Kenosha | 0.8 | 2000 | 9999 |  |  |  | 1.5652 | Default Emission Factor
Pheasant Run Landfill Gas Recovery | 54661_G_GEN5 | 54661 | G | GEN5 |  | Landfill Gas | MIS_WUMS | Wisconsin | Kenosha | 0.8 | 2000 | 9999 |  |  |  | 1.5652 | Default Emission Factor
Pheasant Run Landfill Gas Recovery | 54661_G_GEN6 | 54661 | G | GEN6 |  | Landfill Gas | MIS_WUMS | Wisconsin | Kenosha | 0.8 | 2000 | 9999 |  |  |  | 1.5652 | Default Emission Factor
Pheasant Run Landfill Gas Recovery | 54661_G_GEN7 | 54661 | G | GEN7 |  | Landfill Gas | MIS_WUMS | Wisconsin | Kenosha | 0.8 | 2000 | 9999 |  |  |  | 1.5652 | Default Emission Factor
Pheasant Run Landfill Gas Recovery | 54661_G_GEN8 | 54661 | G | GEN8 |  | Landfill Gas | MIS_WUMS | Wisconsin | Kenosha | 0.8 | 2002 | 9999 |  |  |  | 1.5652 | Default Emission Factor
Pheasant Run Landfill Gas Recovery | 54661_G_GEN9 | 54661 | G | GEN9 |  | Landfill Gas | MIS_WUMS | Wisconsin | Kenosha | 0.8 | 2002 | 9999 |  |  |  | 1.5652 | Default Emission Factor
Woodland Landfill Gas Recovery | 54662_G_GEN1 | 54662 | G | GEN1 |  | Landfill Gas | PJM_COMD | Illinois | Kane | 0.8 | 1992 | 9999 |  |  |  | 1.5652 | Default Emission Factor
Woodland Landfill Gas Recovery | 54662_G_GEN2 | 54662 | G | GEN2 |  | Landfill Gas | PJM_COMD | Illinois | Kane | 0.8 | 1992 | 9999 |  |  |  | 1.5652 | Default Emission Factor
Woodland Landfill Gas Recovery | 54662_G_GEN3 | 54662 | G | GEN3 |  | Landfill Gas | PJM_COMD | Illinois | Kane | 1.6 | 2010 | 9999 |  |  |  | 1.5652 | Default Emission Factor
Woodland Landfill Gas Recovery | 54662_G_GEN4 | 54662 | G | GEN4 |  | Landfill Gas | PJM_COMD | Illinois | Kane | 1.6 | 2010 | 9999 |  |  |  | 1.5652 | Default Emission Factor
Turnkey Landfill Gas Recovery | 54663_G_GEN1 | 54663 | G | GEN1 |  | Landfill Gas | NENGREST | New Hampshire | Strafford | 0.8 | 1992 | 9999 |  |  |  | 1.5652 | Default Emission Factor
Turnkey Landfill Gas Recovery | 54663_G_GEN2 | 54663 | G | GEN2 |  | Landfill Gas | NENGREST | New Hampshire | Strafford | 0.8 | 1992 | 9999 |  |  |  | 1.5652 | Default Emission Factor
Turnkey Landfill Gas Recovery | 54663_G_GEN3 | 54663 | G | GEN3 |  | Landfill Gas | NENGREST | New Hampshire | Strafford | 0.8 | 1992 | 9999 |  |  |  | 1.5652 | Default Emission Factor
Turnkey Landfill Gas Recovery | 54663_G_GEN4 | 54663 | G | GEN4 |  | Landfill Gas | NENGREST | New Hampshire | Strafford | 0.8 | 1993 | 9999 | 2017 | 0.051 | 1662.5 | 0.06135 | NEI 2019
Turnkey Landfill Gas Recovery | 54663_G_GEN5 | 54663 | G | GEN5 |  | Landfill Gas | NENGREST | New Hampshire | Strafford | 2.9 | 1997 | 9999 | 2017 | 0.129 | 10265.5 | 0.02513 | NEI 2019
Turnkey Landfill Gas Recovery | 54663_G_GEN6 | 54663 | G | GEN6 |  | Landfill Gas | NENGREST | New Hampshire | Strafford | 2.9 | 1997 | 9999 | 2017 | 0.208 | 10265.5 | 0.04052 | NEI 2019
Oyster Creek Unit VIII | 54676_G_G81 | 54676 | G | G81 |  | Combined Cycle | ERC_REST | Texas | Brazoria | 73 | 1994 | 9999 | 2019 | 4.8226 | 1392551 | 0.01266 | NEI 2019
Oyster Creek Unit VIII | 54676_G_G82 | 54676 | G | G82 |  | Combined Cycle | ERC_REST | Texas | Brazoria | 73 | 1994 | 9999 | 2019 | 5.9868 | 601588 | 0.01266 | NEI 2019
Oyster Creek Unit VIII | 54676_G_G83 | 54676 | G | G83 |  | Combined Cycle | ERC_REST | Texas | Brazoria | 73 | 1994 | 9999 | 2019 | 5.6222 | 602521 | 0.01266 | NEI 2019
Oyster Creek Unit VIII | 54676_G_G84 | 54676 | G | G84 |  | Combined Cycle | ERC_REST | Texas | Brazoria | 160 | 1994 | 9999 |  |  |  | 0.01266 | NEI 2019
Yuma Cogeneration Associates | 54694_G_GEN1 | 54694 | G | GEN1 | 91085 | Combined Cycle | WECC_AZ | Arizona | Yuma | 35.1 | 1994 | 9999 |  |  |  | 0.02028 | NEI 2019
Yuma Cogeneration Associates | 54694_G_GEN2 | 54694 | G | GEN2 | 91085 | Combined Cycle | WECC_AZ | Arizona | Yuma | 17.1 | 1994 | 9999 | 2019 | 0.60466 | 59620 | 0.02028 | NEI 2019
Metro Methane Recovery Facility | 54700_G_GEN1 | 54700 | G | GEN1 |  | Landfill Gas | MIS_MIDA | Iowa | Polk | 0.8 | 1998 | 9999 |  |  |  | 1.5652 | Default Emission Factor
Metro Methane Recovery Facility | 54700_G_GEN10 | 54700 | G | GEN10 |  | Landfill Gas | MIS_MIDA | Iowa | Polk | 1.6 | 2014 | 9999 |  |  |  | 1.5652 | Default Emission Factor
Metro Methane Recovery Facility | 54700_G_GEN11 | 54700 | G | GEN11 |  | Landfill Gas | MIS_MIDA | Iowa | Polk | 1.6 | 2014 | 9999 |  |  |  | 1.5652 | Default Emission Factor
Metro Methane Recovery Facility | 54700_G_GEN12 | 54700 | G | GEN12 |  | Landfill Gas | MIS_MIDA | Iowa | Polk | 1.6 | 2014 | 9999 |  |  |  | 1.5652 | Default Emission Factor
Metro Methane Recovery Facility | 54700_G_GEN2 | 54700 | G | GEN2 |  | Landfill Gas | MIS_MIDA | Iowa | Polk | 0.8 | 1998 | 9999 |  |  |  | 1.5652 | Default Emission Factor
Metro Methane Recovery Facility | 54700_G_GEN3 | 54700 | G | GEN3 |  | Landfill Gas | MIS_MIDA | Iowa | Polk | 0.8 | 1998 | 9999 |  |  |  | 1.5652 | Default Emission Factor
Metro Methane Recovery Facility | 54700_G_GEN4 | 54700 | G | GEN4 |  | Landfill Gas | MIS_MIDA | Iowa | Polk | 0.8 | 1998 | 9999 |  |  |  | 1.5652 | Default Emission Factor
Metro Methane Recovery Facility | 54700_G_GEN5 | 54700 | G | GEN5 |  | Landfill Gas | MIS_MIDA | Iowa | Polk | 0.8 | 1998 | 9999 |  |  |  | 1.5652 | Default Emission Factor
Metro Methane Recovery Facility | 54700_G_GEN6 | 54700 | G | GEN6 |  | Landfill Gas | MIS_MIDA | Iowa | Polk | 0.8 | 1998 | 9999 |  |  |  | 1.5652 | Default Emission Factor
Metro Methane Recovery Facility | 54700_G_GEN7 | 54700 | G | GEN7 |  | Landfill Gas | MIS_MIDA | Iowa | Polk | 0.8 | 1998 | 9999 |  |  |  | 1.5652 | Default Emission Factor
Metro Methane Recovery Facility | 54700_G_GEN8 | 54700 | G | GEN8 |  | Landfill Gas | MIS_MIDA | Iowa | Polk | 0.8 | 1998 | 9999 |  |  |  | 1.5652 | Default Emission Factor
Alliant SBD 9205 A Y McDonald | 54710_G_0001 | 54710 | G | 0001 |  | Combustion Turbine | MIS_IA | Iowa | Dubuque | 1.5 | 1993 | 9999 |  |  |  | 1.9821 | Default Emission Factor
Alliant SBD 9205 A Y McDonald | 54710_G_0002 | 54710 | G | 0002 |  | Combustion Turbine | MIS_IA | Iowa | Dubuque | 1.6 | 1990 | 9999 |  |  |  | 1.9821 | Default Emission Factor
Alliant SBD 9205 A Y McDonald | 54710_G_0003 | 54710 | G | 0003 |  | Combustion Turbine | MIS_IA | Iowa | Dubuque | 0.5 | 2016 | 9999 |  |  |  | 1.9821 | Default Emission Factor
Alliant SBD 9201 Norplex | 54712_G_0002 | 54712 | G | 0002 |  | Combustion Turbine | MIS_IA | Iowa | Allamakee | 1 | 2014 | 9999 |  |  |  | 1.9821 | Default Emission Factor
Alliant SBD 9201 Norplex | 54712_G_0044 | 54712 | G | 0044 |  | Combustion Turbine | MIS_IA | Iowa | Allamakee | 1.1 | 1988 | 9999 |  |  |  | 1.9821 | Default Emission Factor
Alliant SBD 9107 JBS USA | 54715_G_2665 | 54715 | G | 2665 |  | Combustion Turbine | MIS_IA | Iowa | Marshall | 1.6 | 1992 | 9999 |  |  |  | 1.9821 | Default Emission Factor
Alliant SBD 9107 JBS USA | 54715_G_2688 | 54715 | G | 2688 |  | Combustion Turbine | MIS_IA | Iowa | Marshall | 1.6 | 1992 | 9999 |  |  |  | 1.9821 | Default Emission Factor
Alliant SBD 9107 JBS USA | 54715_G_2689 | 54715 | G | 2689 |  | Combustion Turbine | MIS_IA | Iowa | Marshall | 1.6 | 1992 | 9999 |  |  |  | 1.9821 | Default Emission Factor
Alliant SBD 9107 JBS USA | 54715_G_4644 | 54715 | G | 4644 |  | Combustion Turbine | MIS_IA | Iowa | Marshall | 1.6 | 1994 | 9999 |  |  |  | 1.9821 | Default Emission Factor
Alliant SBD 9107 JBS USA | 54715_G_4658 | 54715 | G | 4658 |  | Combustion Turbine | MIS_IA | Iowa | Marshall | 1.6 | 1996 | 9999 |  |  |  | 1.9821 | Default Emission Factor
Alliant SBD 9107 JBS USA | 54715_G_4659 | 54715 | G | 4659 |  | Combustion Turbine | MIS_IA | Iowa | Marshall | 1.6 | 1998 | 9999 |  |  |  | 1.9821 | Default Emission Factor
Alliant SBD 9107 JBS USA | 54715_G_4660 | 54715 | G | 4660 |  | Combustion Turbine | MIS_IA | Iowa | Marshall | 1.8 | 2000 | 9999 |  |  |  | 1.9821 | Default Emission Factor
Alliant SBD 8602 Marion Sub | 54716_G_1536 | 54716 | G | 1536 |  | Combustion Turbine | MIS_IA | Iowa | Linn | 1.5 | 1986 | 9999 |  |  |  | 1.9821 | Default Emission Factor
Alliant SBD 8602 Marion Sub | 54716_G_2734 | 54716 | G | 2734 |  | Combustion Turbine | MIS_IA | Iowa | Linn | 1.5 | 1986 | 9999 |  |  |  | 1.9821 | Default Emission Factor
Alliant SBD 8602 Marion Sub | 54716_G_2741 | 54716 | G | 2741 |  | Combustion Turbine | MIS_IA | Iowa | Linn | 1.1 | 1986 | 9999 |  |  |  | 1.9821 | Default Emission Factor
Alliant SBD 8602 Marion Sub | 54716_G_2785 | 54716 | G | 2785 |  | Combustion Turbine | MIS_IA | Iowa | Linn | 1.5 | 1986 | 9999 |  |  |  | 1.9821 | Default Emission Factor
Alliant SBD 9106 Rockwell CR | 54717_G_2671 | 54717 | G | 2671 |  | Combustion Turbine | MIS_IA | Iowa | Linn | 1.6 | 1992 | 9999 |  |  |  | 1.9821 | Default Emission Factor
Alliant SBD 9106 Rockwell CR | 54717_G_2672 | 54717 | G | 2672 |  | Combustion Turbine | MIS_IA | Iowa | Linn | 1.6 | 1992 | 9999 |  |  |  | 1.9821 | Default Emission Factor
Alliant SBD 9106 Rockwell CR | 54717_G_2675 | 54717 | G | 2675 |  | Combustion Turbine | MIS_IA | Iowa | Linn | 1.6 | 1992 | 9999 |  |  |  | 1.9821 | Default Emission Factor
Alliant SBD 9106 Rockwell CR | 54717_G_2678 | 54717 | G | 2678 |  | Combustion Turbine | MIS_IA | Iowa | Linn | 1.6 | 1992 | 9999 |  |  |  | 1.9821 | Default Emission Factor
Alliant SBD 9106 Rockwell CR | 54717_G_2679 | 54717 | G | 2679 |  | Combustion Turbine | MIS_IA | Iowa | Linn | 1.6 | 1992 | 9999 |  |  |  | 1.9821 | Default Emission Factor
Alliant SBD 9106 Rockwell CR | 54717_G_2682 | 54717 | G | 2682 |  | Combustion Turbine | MIS_IA | Iowa | Linn | 1.6 | 1992 | 9999 |  |  |  | 1.9821 | Default Emission Factor
Alliant SBD 9106 Rockwell CR | 54717_G_2683 | 54717 | G | 2683 |  | Combustion Turbine | MIS_IA | Iowa | Linn | 1.6 | 1992 | 9999 |  |  |  | 1.9821 | Default Emission Factor
Alliant SBD 9106 Rockwell CR | 54717_G_2684 | 54717 | G | 2684 |  | Combustion Turbine | MIS_IA | Iowa | Linn | 1.6 | 1992 | 9999 |  |  |  | 1.9821 | Default Emission Factor
Alliant SBD 9106 Rockwell CR | 54717_G_2685 | 54717 | G | 2685 |  | Combustion Turbine | MIS_IA | Iowa | Linn | 1.6 | 1992 | 9999 |  |  |  | 1.9821 | Default Emission Factor
Alliant SBD 9106 Rockwell CR | 54717_G_2690 | 54717 | G | 2690 |  | Combustion Turbine | MIS_IA | Iowa | Linn | 1.6 | 1992 | 9999 |  |  |  | 1.9821 | Default Emission Factor
Alliant SBD 9206 Donaldson | 54718_G_4632 | 54718 | G | 4632 |  | Combustion Turbine | MIS_IA | Iowa | Howard | 1.6 | 1995 | 9999 |  |  |  | 1.9821 | Default Emission Factor
Alliant SBD 9203 Profol | 54719_G_6916 | 54719 | G | 6916 |  | Combustion Turbine | MIS_IA | Iowa | Linn | 1.8 | 1996 | 9999 |  |  |  | 1.9821 | Default Emission Factor
Alliant SBD 9203 Profol | 54719_G_6917 | 54719 | G | 6917 |  | Combustion Turbine | MIS_IA | Iowa | Linn | 1.8 | 2001 | 9999 |  |  |  | 1.9821 | Default Emission Factor
Alliant SBD 9203 Profol | 54719_G_6918 | 54719 | G | 6918 |  | Combustion Turbine | MIS_IA | Iowa | Linn | 2 | 2012 | 9999 |  |  |  | 1.9821 | Default Emission Factor
Alliant SBD 8601 Quad Graphics | 54720_G_2736 | 54720 | G | 2736 |  | Combustion Turbine | MIS_IA | Iowa | Iowa | 1.5 | 1986 | 9999 |  |  |  | 1.9821 | Default Emission Factor
Alliant SBD 8601 Quad Graphics | 54720_G_3489 | 54720 | G | 3489 |  | Combustion Turbine | MIS_IA | Iowa | Iowa | 1 | 1991 | 9999 |  |  |  | 1.9821 | Default Emission Factor
Alliant SBD 8601 Quad Graphics | 54720_G_7164 | 54720 | G | 7164 |  | Combustion Turbine | MIS_IA | Iowa | Iowa | 1.1 | 1996 | 9999 |  |  |  | 1.9821 | Default Emission Factor
I 95 Landfill Phase II | 54723_G_UNT1 | 54723 | G | UNT1 |  | Landfill Gas | PJM_Dom | Virginia | Fairfax | 0.8 | 1993 | 9999 | 2019 | 13.4476 | 20789 | 1.2937 | NEI 2019
I 95 Landfill Phase II | 54723_G_UNT2 | 54723 | G | UNT2 |  | Landfill Gas | PJM_Dom | Virginia | Fairfax | 0.8 | 1993 | 9999 |  |  |  | 1.2937 | NEI 2019
I 95 Landfill Phase II | 54723_G_UNT3 | 54723 | G | UNT3 |  | Landfill Gas | PJM_Dom | Virginia | Fairfax | 0.8 | 1993 | 9999 |  |  |  | 1.2937 | NEI 2019
I 95 Landfill Phase II | 54723_G_UNT4 | 54723 | G | UNT4 |  | Landfill Gas | PJM_Dom | Virginia | Fairfax | 0.8 | 1993 | 9999 |  |  |  | 1.2937 | NEI 2019
Alliant SBD 9301 Prairie Farms | 54735_G_0079 | 54735 | G | 0079 |  | Combustion Turbine | MIS_IA | Iowa | Dubuque | 1.8 | 1993 | 9999 |  |  |  | 1.9821 | Default Emission Factor
Alliant SBD 9301 Prairie Farms | 54735_G_0080 | 54735 | G | 0080 |  | Combustion Turbine | MIS_IA | Iowa | Dubuque | 1.1 | 1998 | 9999 |  |  |  | 1.9821 | Default Emission Factor
Port Neches Plant | 54748_G_G1 | 54748 | G | G1 |  | Combustion Turbine | MIS_WOTA | Texas | Jefferson | 32 | 1994 | 9999 | 2019 | 3.535 | 264252 | 0.02676 | NEI 2019
Goal Line LP | 54749_G_CTG | 54749 | G | CTG | 3795 | Combined Cycle | WEC_SDGE | California | San Diego | 40 | 1994 | 9999 | 2017 | 0.86397 | 18417 | 0.07745 | NEI 2019
Goal Line LP | 54749_G_STG | 54749 | G | STG | 3795 | Combined Cycle | WEC_SDGE | California | San Diego | 9.4 | 1994 | 9999 |  |  |  | 0.07745 | NEI 2019
Coopersville | 54756_G_3-1 | 54756 | G | 3-1 |  | Landfill Gas | MIS_LMI | Michigan | Ottawa | 0.8 | 1994 | 9999 | 2019 | 20.215 | 28842 | 1.4018 | NEI 2019
Coopersville | 54756_G_3-2 | 54756 | G | 3-2 |  | Landfill Gas | MIS_LMI | Michigan | Ottawa | 0.8 | 1994 | 9999 |  |  |  | 1.4018 | NEI 2019
Coopersville | 54756_G_3-3 | 54756 | G | 3-3 |  | Landfill Gas | MIS_LMI | Michigan | Ottawa | 0.8 | 1994 | 9999 |  |  |  | 1.4018 | NEI 2019
Coopersville | 54756_G_3-4 | 54756 | G | 3-4 |  | Landfill Gas | MIS_LMI | Michigan | Ottawa | 0.8 | 1994 | 9999 |  |  |  | 1.4018 | NEI 2019
Coopersville | 54756_G_3-5 | 54756 | G | 3-5 |  | Landfill Gas | MIS_LMI | Michigan | Ottawa | 0.8 | 1994 | 9999 |  |  |  | 1.4018 | NEI 2019
Coopersville | 54756_G_3-6 | 54756 | G | 3-6 |  | Landfill Gas | MIS_LMI | Michigan | Ottawa | 0.8 | 1994 | 9999 |  |  |  | 1.4018 | NEI 2019
Coopersville | 54756_G_3-7 | 54756 | G | 3-7 |  | Landfill Gas | MIS_LMI | Michigan | Ottawa | 1.6 | 2006 | 9999 | 2017 | 1.783 | 10283.5 | 0.34677 | NEI 2019
Grand Blanc Generating Station | 54757_G_4-1 | 54757 | G | 4-1 |  | Landfill Gas | MIS_LMI | Michigan | Genesee | 0.8 | 1994 | 9999 |  |  |  | 1.5652 | Default Emission Factor
Grand Blanc Generating Station | 54757_G_4-2 | 54757 | G | 4-2 |  | Landfill Gas | MIS_LMI | Michigan | Genesee | 0.8 | 1994 | 9999 |  |  |  | 1.5652 | Default Emission Factor
Grand Blanc Generating Station | 54757_G_4-3 | 54757 | G | 4-3 |  | Landfill Gas | MIS_LMI | Michigan | Genesee | 0.8 | 1994 | 9999 |  |  |  | 1.5652 | Default Emission Factor
Grand Blanc Generating Station | 54757_G_4-4 | 54757 | G | 4-4 |  | Landfill Gas | MIS_LMI | Michigan | Genesee | 0.8 | 2000 | 9999 |  |  |  | 1.5652 | Default Emission Factor
Grand Blanc Generating Station | 54757_G_4-5 | 54757 | G | 4-5 |  | Landfill Gas | MIS_LMI | Michigan | Genesee | 0.8 | 2003 | 9999 |  |  |  | 1.5652 | Default Emission Factor
Grand Blanc Generating Station | 54757_G_4-7 | 54757 | G | 4-7 |  | Landfill Gas | MIS_LMI | Michigan | Genesee | 1.6 | 2012 | 9999 |  |  |  | 1.5652 | Default Emission Factor
Grand Blanc Generating Station | 54757_G_4-8 | 54757 | G | 4-8 |  | Landfill Gas | MIS_LMI | Michigan | Genesee | 1.6 | 2012 | 9999 |  |  |  | 1.5652 | Default Emission Factor
Grand Blanc Generating Station | 54757_G_CIB | 54757 | G | CIB |  | Landfill Gas | MIS_LMI | Michigan | Genesee | 0.6 | 2010 | 9999 |  |  |  | 1.5652 | Default Emission Factor
Hermiston Generating Plant | 54761_G_GEN1 | 54761 | G | GEN1 | 3796 | Combined Cycle | WECC_PNW | Oregon | Umatilla | 80 | 1996 | 9999 | 2019 | 11.7204 | 1517808 | 0.01544 | NEI 2019
Hermiston Generating Plant | 54761_G_GEN2 | 54761 | G | GEN2 | 3796 | Combined Cycle | WECC_PNW | Oregon | Umatilla | 152 | 1996 | 9999 |  |  |  | 0.01544 | NEI 2019
Hermiston Generating Plant | 54761_G_GEN3 | 54761 | G | GEN3 | 3797 | Combined Cycle | WECC_PNW | Oregon | Umatilla | 80 | 1996 | 9999 | 2019 | 10.3217 | 1344822 | 0.01535 | NEI 2019
Hermiston Generating Plant | 54761_G_GEN4 | 54761 | G | GEN4 | 3797 | Combined Cycle | WECC_PNW | Oregon | Umatilla | 152 | 1996 | 9999 |  |  |  | 0.01535 | NEI 2019
Live Oak Limited | 54768_G_GEN1 | 54768 | G | GEN1 | 91245 | Combustion Turbine | WEC_CALN | California | Kern | 46 | 1992 | 9999 | 2017 | 0.0213 | 24019 | 0.00177 | NEI 2019
NYU Luthern Medical Center | 54769_G_GEN1 | 54769 | G | GEN1 |  | Combustion Turbine | NY_Z_J | New York | Kings | 0.8 | 1994 | 9999 |  |  |  | 1.1533 | Default Emission Factor
NYU Luthern Medical Center | 54769_G_GEN2 | 54769 | G | GEN2 |  | Combustion Turbine | NY_Z_J | New York | Kings | 0.8 | 1994 | 9999 |  |  |  | 1.1533 | Default Emission Factor
NYU Luthern Medical Center | 54769_G_GEN3 | 54769 | G | GEN3 |  | Combustion Turbine | NY_Z_J | New York | Kings | 1.5 | 2006 | 9999 |  |  |  | 1.9821 | Default Emission Factor
NYU Luthern Medical Center | 54769_G_GEN4 | 54769 | G | GEN4 |  | Combustion Turbine | NY_Z_J | New York | Kings | 1.5 | 2006 | 9999 |  |  |  | 1.9821 | Default Emission Factor
University of Iowa Main Power Plant | 54775_G_DG7 | 54775 | G | DG7 |  | Combustion Turbine | MIS_MIDA | Iowa | Johnson | 1.7 | 1998 | 9999 |  |  |  | 1.9821 | Default Emission Factor
University of Iowa Main Power Plant | 54775_G_GEN10 | 54775 | G | GEN10 |  | Combustion Turbine | MIS_MIDA | Iowa | Johnson | 2 | 2014 | 9999 |  |  |  | 1.1533 | Default Emission Factor
University of Iowa Main Power Plant | 54775_G_GEN7 | 54775 | G | GEN7 |  | Combustion Turbine | MIS_MIDA | Iowa | Johnson | 2 | 2014 | 9999 |  |  |  | 1.1533 | Default Emission Factor
University of Iowa Main Power Plant | 54775_G_GEN8 | 54775 | G | GEN8 |  | Combustion Turbine | MIS_MIDA | Iowa | Johnson | 2 | 2014 | 9999 |  |  |  | 1.1533 | Default Emission Factor
University of Iowa Main Power Plant | 54775_G_GEN9 | 54775 | G | GEN9 |  | Combustion Turbine | MIS_MIDA | Iowa | Johnson | 2 | 2014 | 9999 |  |  |  | 1.1533 | Default Emission Factor
Seneca Energy | 54782_G_GE10 | 54782 | G | GE10 |  | Landfill Gas | NY_Z_C&E | New York | Seneca | 0.8 | 1998 | 9999 |  |  |  | 1.5652 | Default Emission Factor
Seneca Energy | 54782_G_GE11 | 54782 | G | GE11 |  | Landfill Gas | NY_Z_C&E | New York | Seneca | 0.8 | 1998 | 9999 |  |  |  | 1.5652 | Default Emission Factor
Seneca Energy | 54782_G_GE12 | 54782 | G | GE12 |  | Landfill Gas | NY_Z_C&E | New York | Seneca | 0.8 | 1998 | 9999 |  |  |  | 1.5652 | Default Emission Factor
Seneca Energy | 54782_G_GE13 | 54782 | G | GE13 |  | Landfill Gas | NY_Z_C&E | New York | Seneca | 0.8 | 1998 | 9999 |  |  |  | 1.5652 | Default Emission Factor
Seneca Energy | 54782_G_GE14 | 54782 | G | GE14 |  | Landfill Gas | NY_Z_C&E | New York | Seneca | 0.8 | 1998 | 9999 |  |  |  | 1.5652 | Default Emission Factor
Seneca Energy | 54782_G_GE15 | 54782 | G | GE15 |  | Landfill Gas | NY_Z_C&E | New York | Seneca | 1.6 | 2007 | 9999 |  |  |  | 1.5652 | Default Emission Factor
Seneca Energy | 54782_G_GE16 | 54782 | G | GE16 |  | Landfill Gas | NY_Z_C&E | New York | Seneca | 1.6 | 2007 | 9999 |  |  |  | 1.5652 | Default Emission Factor
Seneca Energy | 54782_G_GE17 | 54782 | G | GE17 |  | Landfill Gas | NY_Z_C&E | New York | Seneca | 1.6 | 2007 | 9999 |  |  |  | 1.5652 | Default Emission Factor
Seneca Energy | 54782_G_GE18 | 54782 | G | GE18 |  | Landfill Gas | NY_Z_C&E | New York | Seneca | 1.6 | 2007 | 9999 |  |  |  | 1.5652 | Default Emission Factor
Seneca Energy | 54782_G_GEN1 | 54782 | G | GEN1 |  | Landfill Gas | NY_Z_C&E | New York | Seneca | 0.8 | 1996 | 9999 |  |  |  | 1.5652 | Default Emission Factor
Seneca Energy | 54782_G_GEN2 | 54782 | G | GEN2 |  | Landfill Gas | NY_Z_C&E | New York | Seneca | 0.8 | 1996 | 9999 |  |  |  | 1.5652 | Default Emission Factor
Seneca Energy | 54782_G_GEN3 | 54782 | G | GEN3 |  | Landfill Gas | NY_Z_C&E | New York | Seneca | 0.8 | 1996 | 9999 |  |  |  | 1.5652 | Default Emission Factor
Seneca Energy | 54782_G_GEN4 | 54782 | G | GEN4 |  | Landfill Gas | NY_Z_C&E | New York | Seneca | 0.8 | 1996 | 9999 |  |  |  | 1.5652 | Default Emission Factor
Seneca Energy | 54782_G_GEN5 | 54782 | G | GEN5 |  | Landfill Gas | NY_Z_C&E | New York | Seneca | 0.8 | 1996 | 9999 |  |  |  | 1.5652 | Default Emission Factor
Seneca Energy | 54782_G_GEN6 | 54782 | G | GEN6 |  | Landfill Gas | NY_Z_C&E | New York | Seneca | 0.8 | 1997 | 9999 |  |  |  | 1.5652 | Default Emission Factor
Seneca Energy | 54782_G_GEN7 | 54782 | G | GEN7 |  | Landfill Gas | NY_Z_C&E | New York | Seneca | 0.8 | 1997 | 9999 |  |  |  | 1.5652 | Default Emission Factor
Seneca Energy | 54782_G_GEN8 | 54782 | G | GEN8 |  | Landfill Gas | NY_Z_C&E | New York | Seneca | 0.8 | 1998 | 9999 |  |  |  | 1.5652 | Default Emission Factor
Seneca Energy | 54782_G_GEN9 | 54782 | G | GEN9 |  | Landfill Gas | NY_Z_C&E | New York | Seneca | 0.8 | 1998 | 9999 |  |  |  | 1.5652 | Default Emission Factor
Grays Ferry Cogeneration | 54785_G_GEN2 | 54785 | G | GEN2 | 3798 | Combined Cycle | PJM_EMAC | Pennsylvania | Philadelphia | 114 | 1997 | 9999 |  |  |  | 0.01609 | Default Emission Factor
Evanston Township High School | 54788_G_GEN1 | 54788 | G | GEN1 |  | Combustion Turbine | PJM_COMD | Illinois | Cook | 0.8 | 1992 | 2045 |  |  |  | 1.1533 | Default Emission Factor
Evanston Township High School | 54788_G_GEN2 | 54788 | G | GEN2 |  | Combustion Turbine | PJM_COMD | Illinois | Cook | 0.8 | 1992 | 2045 |  |  |  | 1.1533 | Default Emission Factor
Evanston Township High School | 54788_G_GEN3 | 54788 | G | GEN3 |  | Combustion Turbine | PJM_COMD | Illinois | Cook | 0.8 | 1992 | 2045 |  |  |  | 1.1533 | Default Emission Factor
Plymouth State College Cogeneration | 54803_G_A | 54803 | G | A |  | Combustion Turbine | NENGREST | New Hampshire | Grafton | 1.2 | 1994 | 9999 |  |  |  | 1.9821 | Default Emission Factor
Plymouth State College Cogeneration | 54803_G_B | 54803 | G | B |  | Combustion Turbine | NENGREST | New Hampshire | Grafton | 1.6 | 2000 | 9999 |  |  |  | 1.9821 | Default Emission Factor
Milford Power LP | 54805_G_GT-1 | 54805 | G | GT-1 | 3800 | Combined Cycle | NENGREST | Massachusetts | Worcester | 123 | 1993 | 9999 | 2019 | 0.4234 | 212072 | 0.00399 | NEI 2019
Milford Power LP | 54805_G_ST-1 | 54805 | G | ST-1 | 3800 | Combined Cycle | NENGREST | Massachusetts | Worcester | 81.8 | 1993 | 9999 |  |  |  | 0.00399 | NEI 2019
New York University Central Plant | 54808_G_GT1 | 54808 | G | GT1 |  | Combined Cycle | NY_Z_J | New York | New York | 5.5 | 2010 | 9999 |  |  |  | 0.01609 | Default Emission Factor
New York University Central Plant | 54808_G_GT2 | 54808 | G | GT2 |  | Combined Cycle | NY_Z_J | New York | New York | 5.5 | 2010 | 9999 |  |  |  | 0.01609 | Default Emission Factor
New York University Central Plant | 54808_G_T1 | 54808 | G | T1 |  | Combined Cycle | NY_Z_J | New York | New York | 1.8 | 1984 | 9999 |  |  |  | 0.01609 | Default Emission Factor
Shepherd Center | 54813_G_1 | 54813 | G | 1 |  | Combustion Turbine | S_SOU | Georgia | Fulton | 0.6 | 1992 | 9999 |  |  |  | 1.9821 | Default Emission Factor
Shepherd Center | 54813_G_2 | 54813 | G | 2 |  | Combustion Turbine | S_SOU | Georgia | Fulton | 0.6 | 1992 | 9999 |  |  |  | 1.9821 | Default Emission Factor
Shepherd Center | 54813_G_3 | 54813 | G | 3 |  | Combustion Turbine | S_SOU | Georgia | Fulton | 0.2 | 1989 | 9999 |  |  |  | 1.9821 | Default Emission Factor
Shepherd Center | 54813_G_4 | 54813 | G | 4 |  | Combustion Turbine | S_SOU | Georgia | Fulton | 0.3 | 1981 | 9999 |  |  |  | 1.9821 | Default Emission Factor
Johnson County | 54817_G_GT-1 | 54817 | G | GT-1 | 3804 | Combined Cycle | ERC_REST | Texas | Johnson | 163 | 1996 | 9999 | 2019 | 10.0459 | 517931 | 0.03172 | NEI 2019
Johnson County | 54817_G_ST-1 | 54817 | G | ST-1 | 3804 | Combined Cycle | ERC_REST | Texas | Johnson | 104 | 1996 | 9999 | 2017 | 0.2201 | 129285 | 0.03172 | NEI 2019
Brandywine Power Facility | 54832_G_1 | 54832 | G | 1 | 3806 | Combined Cycle | PJM_SMAC | Maryland | Prince Georges | 78.6 | 1996 | 9999 | 2019 | 3.1338 | 494009 | 0.01726 | NEI 2019
Brandywine Power Facility | 54832_G_2 | 54832 | G | 2 | 3807 | Combined Cycle | PJM_SMAC | Maryland | Prince Georges | 78.6 | 1996 | 9999 | 2019 | 2.959 | 212185 | 0.01726 | NEI 2019
Brandywine Power Facility | 54832_G_3 | 54832 | G | 3 | 3806 | Combined Cycle | PJM_SMAC | Maryland | Prince Georges | 72.8 | 1996 | 9999 |  |  |  | 0.01726 | NEI 2019
Valdosta Water Treatment Plant | 54839_G_GEN1 | 54839 | G | GEN1 |  | Combustion Turbine | S_SOU | Georgia | Lowndes | 1.7 | 1993 | 9999 |  |  |  | 1.9821 | Default Emission Factor
Valdosta Water Treatment Plant | 54839_G_GEN2 | 54839 | G | GEN2 |  | Combustion Turbine | S_SOU | Georgia | Lowndes | 1.7 | 2008 | 9999 |  |  |  | 1.9821 | Default Emission Factor
Outagamie County Co-Generation Facility | 54842_G_G1 | 54842 | G | G1 |  | Landfill Gas | MIS_WUMS | Wisconsin | Outagamie | 1.6 | 2007 | 9999 |  |  |  | 1.5652 | Default Emission Factor
Outagamie County Co-Generation Facility | 54842_G_G2 | 54842 | G | G2 |  | Landfill Gas | MIS_WUMS | Wisconsin | Outagamie | 1.6 | 2007 | 9999 |  |  |  | 1.5652 | Default Emission Factor
Outagamie County Co-Generation Facility | 54842_G_G3 | 54842 | G | G3 |  | Landfill Gas | MIS_WUMS | Wisconsin | Outagamie | 1.6 | 2007 | 9999 |  |  |  | 1.5652 | Default Emission Factor
Outagamie County Co-Generation Facility | 54842_G_G4 | 54842 | G | G4 |  | Landfill Gas | MIS_WUMS | Wisconsin | Outagamie | 1.6 | 2016 | 9999 |  |  |  | 1.5652 | Default Emission Factor
Gordonsville Energy LP | 54844_G_GOR1 | 54844 | G | GOR1 | 10119 | Combined Cycle | PJM_Dom | Virginia | Louisa | 68.4 | 1994 | 9999 |  |  |  | 0.01609 | Default Emission Factor
Gordonsville Energy LP | 54844_G_GOR2 | 54844 | G | GOR2 | 10120 | Combined Cycle | PJM_Dom | Virginia | Louisa | 68.4 | 1994 | 9999 |  |  |  | 0.01609 | Default Emission Factor
Gordonsville Energy LP | 54844_G_GOR3 | 54844 | G | GOR3 | 10119 | Combined Cycle | PJM_Dom | Virginia | Louisa | 40.6 | 1994 | 9999 |  |  |  | 0.01609 | Default Emission Factor
Gordonsville Energy LP | 54844_G_GOR4 | 54844 | G | GOR4 | 10120 | Combined Cycle | PJM_Dom | Virginia | Louisa | 40.6 | 1994 | 9999 |  |  |  | 0.01609 | Default Emission Factor
South Georgia Medical Center | 54848_G_GEN 7 | 54848 | G | GEN 7 |  | Combustion Turbine | S_SOU | Georgia | Lowndes | 0.8 | 2008 | 9999 |  |  |  | 1.9821 | Default Emission Factor
South Georgia Medical Center | 54848_G_GEN1A | 54848 | G | GEN1A |  | Combustion Turbine | S_SOU | Georgia | Lowndes | 2 | 2013 | 9999 |  |  |  | 1.9821 | Default Emission Factor
South Georgia Medical Center | 54848_G_GEN2A | 54848 | G | GEN2A |  | Combustion Turbine | S_SOU | Georgia | Lowndes | 2 | 2013 | 9999 |  |  |  | 1.9821 | Default Emission Factor
South Georgia Medical Center | 54848_G_GEN4 | 54848 | G | GEN4 |  | Combustion Turbine | S_SOU | Georgia | Lowndes | 0.7 | 2001 | 9999 |  |  |  | 1.9821 | Default Emission Factor
Cox Waste to Energy | 54850_G_01 | 54850 | G | 01 |  | Biomass | PJM_West | Kentucky | Taylor | 3 | 1995 | 9999 |  |  |  | 0.47976 | Default Emission Factor
Cox Waste to Energy | 54850_G_02 | 54850 | G | 02 |  | Biomass | PJM_West | Kentucky | Taylor | 0.3 | 2002 | 9999 |  |  |  | 0.47976 | Default Emission Factor
Sun Peak Generating Station | 54854_G_5657 | 54854 | G | 5657 | 90972 | Combustion Turbine | WECC_SNV | Nevada | Clark | 74 | 1991 | 9999 | 2019 | 0.24 | 17964 | 0.02672 | NEI 2019
Sun Peak Generating Station | 54854_G_5658 | 54854 | G | 5658 | 90973 | Combustion Turbine | WECC_SNV | Nevada | Clark | 74 | 1991 | 9999 | 2019 | 0.18 | 17964 | 0.02004 | NEI 2019
Sun Peak Generating Station | 54854_G_5659 | 54854 | G | 5659 | 90974 | Combustion Turbine | WECC_SNV | Nevada | Clark | 74 | 1991 | 9999 | 2019 | 0.26 | 17964 | 0.02895 | NEI 2019
Southwestern Bell Telephone | 54858_G_E/G1 | 54858 | G | E/G1 |  | Combustion Turbine | MIS_MO | Missouri | St Louis City | 2 | 1992 | 9999 |  |  |  | 1.9821 | Default Emission Factor
Southwestern Bell Telephone | 54858_G_E/G2 | 54858 | G | E/G2 |  | Combustion Turbine | MIS_MO | Missouri | St Louis City | 2 | 1992 | 9999 |  |  |  | 1.9821 | Default Emission Factor
Southwestern Bell Telephone | 54858_G_E/G3 | 54858 | G | E/G3 |  | Combustion Turbine | MIS_MO | Missouri | St Louis City | 2 | 1992 | 9999 |  |  |  | 1.9821 | Default Emission Factor
Southwestern Bell Telephone | 54858_G_E/G4 | 54858 | G | E/G4 |  | Combustion Turbine | MIS_MO | Missouri | St Louis City | 2.8 | 2005 | 9999 |  |  |  | 1.9821 | Default Emission Factor
Southwestern Bell Telephone | 54858_G_E/G5 | 54858 | G | E/G5 |  | Combustion Turbine | MIS_MO | Missouri | St Louis City | 2.8 | 2008 | 9999 |  |  |  | 1.9821 | Default Emission Factor
Southwestern Bell Telephone | 54858_G_E/G6 | 54858 | G | E/G6 |  | Combustion Turbine | MIS_MO | Missouri | St Louis City | 2.8 | 2011 | 9999 |  |  |  | 1.9821 | Default Emission Factor
Southwestern Bell Telephone | 54858_G_E/G7 | 54858 | G | E/G7 |  | Combustion Turbine | MIS_MO | Missouri | St Louis City | 2.8 | 2011 | 9999 |  |  |  | 1.9821 | Default Emission Factor
Atlanta Gift Mart LP | 54877_G_BUG | 54877 | G | BUG |  | Combustion Turbine | S_SOU | Georgia | Fulton | 1.2 | 1991 | 9999 |  |  |  | 1.9821 | Default Emission Factor
CenturyLink Regional HQ | 54882_G_GEN2 | 54882 | G | GEN2 |  | Combustion Turbine | S_VACA | North Carolina | Franklin | 0.6 | 1993 | 9999 |  |  |  | 1.9821 | Default Emission Factor
Presence Saint Mary of Nazareth Hospital | 54886_G_GEN1 | 54886 | G | GEN1 |  | Combustion Turbine | PJM_COMD | Illinois | Cook | 0.8 | 1993 | 2045 |  |  |  | 1.1533 | Default Emission Factor
Presence Saint Mary of Nazareth Hospital | 54886_G_GEN3 | 54886 | G | GEN3 |  | Combustion Turbine | PJM_COMD | Illinois | Cook | 0.8 | 1993 | 2045 |  |  |  | 1.1533 | Default Emission Factor
Presence Saint Mary of Nazareth Hospital | 54886_G_GEN4 | 54886 | G | GEN4 |  | Combustion Turbine | PJM_COMD | Illinois | Cook | 0.9 | 1993 | 2030 |  |  |  | 1.9821 | Default Emission Factor
Presence Saint Mary of Nazareth Hospital | 54886_G_GEN5 | 54886 | G | GEN5 |  | Combustion Turbine | PJM_COMD | Illinois | Cook | 0.9 | 1993 | 2030 |  |  |  | 1.9821 | Default Emission Factor
Presence Saint Mary of Nazareth Hospital | 54886_G_GEN6 | 54886 | G | GEN6 |  | Combustion Turbine | PJM_COMD | Illinois | Cook | 0.8 | 2006 | 2030 |  |  |  | 1.9821 | Default Emission Factor
Peoples Generating Station | 54890_G_GEN1 | 54890 | G | GEN1 |  | Landfill Gas | MIS_LMI | Michigan | Saginaw | 2.2 | 1995 | 9999 | 2018 | 14.876 | 18580 | 1.6013 | Michigan Point Source Emission
Adrian Energy Associates LLC | 54903_G_UNT1 | 54903 | G | UNT1 |  | Landfill Gas | MIS_LMI | Michigan | Lenawee | 0.8 | 1994 | 9999 |  |  |  | 1.5652 | Default Emission Factor
Adrian Energy Associates LLC | 54903_G_UNT2 | 54903 | G | UNT2 |  | Landfill Gas | MIS_LMI | Michigan | Lenawee | 0.8 | 1994 | 9999 |  |  |  | 1.5652 | Default Emission Factor
Adrian Energy Associates LLC | 54903_G_UNT3 | 54903 | G | UNT3 |  | Landfill Gas | MIS_LMI | Michigan | Lenawee | 0.8 | 1994 | 9999 |  |  |  | 1.5652 | Default Emission Factor
Brent Run Generating Station | 54910_G_7-1 | 54910 | G | 7-1 |  | Landfill Gas | MIS_LMI | Michigan | Genesee | 0.8 | 1998 | 9999 | 2018 | 6.6572 | 7279.8519 | 1.8289 | Michigan Point Source Emission
Brent Run Generating Station | 54910_G_7-2 | 54910 | G | 7-2 |  | Landfill Gas | MIS_LMI | Michigan | Genesee | 0.8 | 1998 | 9999 | 2018 | 6.6572 | 7279.8519 | 1.8289 | Michigan Point Source Emission
Brent Run Generating Station | 54910_G_7-3 | 54910 | G | 7-3 |  | Landfill Gas | MIS_LMI | Michigan | Genesee | 0.6 | 2010 | 9999 | 2018 | 4.9929 | 5459.8889 | 1.8289 | Michigan Point Source Emission
Brent Run Generating Station | 54910_G_7-4 | 54910 | G | 7-4 |  | Landfill Gas | MIS_LMI | Michigan | Genesee | 1.6 | 2012 | 9999 | 2018 | 13.3144 | 14559.7037 | 1.8289 | Michigan Point Source Emission
Brent Run Generating Station | 54910_G_7-5 | 54910 | G | 7-5 |  | Landfill Gas | MIS_LMI | Michigan | Genesee | 1.6 | 2012 | 9999 | 2018 | 13.3144 | 14559.7037 | 1.8289 | Michigan Point Source Emission
Brooklyn Navy Yard Cogeneration | 54914_G_01 | 54914 | G | 01 | 3809 | Combined Cycle | NY_Z_J | New York | Kings | 90 | 1996 | 9999 |  |  |  | 0.01609 | Default Emission Factor
Brooklyn Navy Yard Cogeneration | 54914_G_02 | 54914 | G | 02 | 3810 | Combined Cycle | NY_Z_J | New York | Kings | 90 | 1996 | 9999 |  |  |  | 0.01609 | Default Emission Factor
Brooklyn Navy Yard Cogeneration | 54914_G_03 | 54914 | G | 03 | 3809 | Combined Cycle | NY_Z_J | New York | Kings | 35 | 1996 | 9999 |  |  |  | 0.01609 | Default Emission Factor
Brooklyn Navy Yard Cogeneration | 54914_G_04 | 54914 | G | 04 | 3810 | Combined Cycle | NY_Z_J | New York | Kings | 35 | 1996 | 9999 |  |  |  | 0.01609 | Default Emission Factor
Michigan Power LP | 54915_G_G001 | 54915 | G | G001 | 3811 | Combined Cycle | MIS_LMI | Michigan | Mason | 58 | 1995 | 9999 | 2019 | 1.3425 | 1020436 | 0.00263 | NEI 2019
Michigan Power LP | 54915_G_G101 | 54915 | G | G101 | 3811 | Combined Cycle | MIS_LMI | Michigan | Mason | 70 | 1995 | 9999 |  |  |  | 0.00263 | NEI 2019
Twin Bridges LFGTE | 54925_G_I-1 | 54925 | G | I-1 |  | Landfill Gas | MIS_INKY | Indiana | Hendricks | 0.8 | 1994 | 9999 |  |  |  | 1.5652 | Default Emission Factor
Twin Bridges LFGTE | 54925_G_I-2 | 54925 | G | I-2 |  | Landfill Gas | MIS_INKY | Indiana | Hendricks | 0.8 | 1994 | 9999 |  |  |  | 1.5652 | Default Emission Factor
Twin Bridges LFGTE | 54925_G_I-3 | 54925 | G | I-3 |  | Landfill Gas | MIS_INKY | Indiana | Hendricks | 0.8 | 1994 | 9999 |  |  |  | 1.5652 | Default Emission Factor
Twin Bridges LFGTE | 54925_G_I-4 | 54925 | G | I-4 |  | Landfill Gas | MIS_INKY | Indiana | Hendricks | 0.8 | 1994 | 9999 |  |  |  | 1.5652 | Default Emission Factor
Twin Bridges LFGTE | 54925_G_II-1 | 54925 | G | II-1 |  | Landfill Gas | MIS_INKY | Indiana | Hendricks | 0.8 | 2002 | 9999 |  |  |  | 1.5652 | Default Emission Factor
Twin Bridges LFGTE | 54925_G_II-2 | 54925 | G | II-2 |  | Landfill Gas | MIS_INKY | Indiana | Hendricks | 0.8 | 2002 | 9999 |  |  |  | 1.5652 | Default Emission Factor
Twin Bridges LFGTE | 54925_G_II-3 | 54925 | G | II-3 |  | Landfill Gas | MIS_INKY | Indiana | Hendricks | 0.8 | 2002 | 9999 |  |  |  | 1.5652 | Default Emission Factor
Twin Bridges LFGTE | 54925_G_II-4 | 54925 | G | II-4 |  | Landfill Gas | MIS_INKY | Indiana | Hendricks | 0.8 | 2002 | 9999 |  |  |  | 1.5652 | Default Emission Factor
Twin Bridges LFGTE | 54925_G_III-1 | 54925 | G | III-1 |  | Landfill Gas | MIS_INKY | Indiana | Hendricks | 0.8 | 2009 | 9999 |  |  |  | 1.5652 | Default Emission Factor
Twin Bridges LFGTE | 54925_G_III-2 | 54925 | G | III-2 |  | Landfill Gas | MIS_INKY | Indiana | Hendricks | 0.8 | 2009 | 9999 |  |  |  | 1.5652 | Default Emission Factor
Twin Bridges LFGTE | 54925_G_III-3 | 54925 | G | III-3 |  | Landfill Gas | MIS_INKY | Indiana | Hendricks | 0.8 | 2009 | 9999 |  |  |  | 1.5652 | Default Emission Factor
Twin Bridges LFGTE | 54925_G_III-4 | 54925 | G | III-4 |  | Landfill Gas | MIS_INKY | Indiana | Hendricks | 0.8 | 2009 | 9999 |  |  |  | 1.5652 | Default Emission Factor
Twin Bridges LFGTE | 54925_G_IV-1 | 54925 | G | IV-1 |  | Landfill Gas | MIS_INKY | Indiana | Hendricks | 1.6 | 2012 | 9999 |  |  |  | 1.5652 | Default Emission Factor
Twin Bridges LFGTE | 54925_G_IV-2 | 54925 | G | IV-2 |  | Landfill Gas | MIS_INKY | Indiana | Hendricks | 1.6 | 2012 | 9999 |  |  |  | 1.5652 | Default Emission Factor
Prairie View I & II LFGTE | 54926_G_I-1 | 54926 | G | I-1 |  | Landfill Gas | PJM_West | Indiana | St Joseph | 0.8 | 1994 | 9999 |  |  |  | 1.5652 | Default Emission Factor
Prairie View I & II LFGTE | 54926_G_I-2 | 54926 | G | I-2 |  | Landfill Gas | PJM_West | Indiana | St Joseph | 0.8 | 1994 | 9999 |  |  |  | 1.5652 | Default Emission Factor
Prairie View I & II LFGTE | 54926_G_I-3 | 54926 | G | I-3 |  | Landfill Gas | PJM_West | Indiana | St Joseph | 0.8 | 1994 | 9999 |  |  |  | 1.5652 | Default Emission Factor
Prairie View I & II LFGTE | 54926_G_I-4 | 54926 | G | I-4 |  | Landfill Gas | PJM_West | Indiana | St Joseph | 0.8 | 1994 | 9999 |  |  |  | 1.5652 | Default Emission Factor
Prairie View I & II LFGTE | 54926_G_II-1 | 54926 | G | II-1 |  | Landfill Gas | PJM_West | Indiana | St Joseph | 0.8 | 2007 | 9999 |  |  |  | 1.5652 | Default Emission Factor
Prairie View I & II LFGTE | 54926_G_II-2 | 54926 | G | II-2 |  | Landfill Gas | PJM_West | Indiana | St Joseph | 0.8 | 2007 | 9999 |  |  |  | 1.5652 | Default Emission Factor
Prairie View I & II LFGTE | 54926_G_II-3 | 54926 | G | II-3 |  | Landfill Gas | PJM_West | Indiana | St Joseph | 0.8 | 2007 | 9999 |  |  |  | 1.5652 | Default Emission Factor
Prairie View I & II LFGTE | 54926_G_II-4 | 54926 | G | II-4 |  | Landfill Gas | PJM_West | Indiana | St Joseph | 0.8 | 2007 | 9999 |  |  |  | 1.5652 | Default Emission Factor
Grand Isle Gas Plant / Treating Station | 54927_G_1 | 54927 | G | 1 |  | Combustion Turbine | MIS_AMSO | Louisiana | Jefferson | 2.9 | 1965 | 9999 |  |  |  | 1.1533 | Default Emission Factor
Grand Isle Gas Plant / Treating Station | 54927_G_2 | 54927 | G | 2 |  | Combustion Turbine | MIS_AMSO | Louisiana | Jefferson | 2.9 | 1965 | 9999 |  |  |  | 1.1533 | Default Emission Factor
Grand Isle Gas Plant / Treating Station | 54927_G_3 | 54927 | G | 3 |  | Combustion Turbine | MIS_AMSO | Louisiana | Jefferson | 2.9 | 1965 | 9999 |  |  |  | 1.1533 | Default Emission Factor
Alliant SBD 9403 Aegon DC | 54929_G_6111 | 54929 | G | 6111 |  | Combustion Turbine | MIS_IA | Iowa | Linn | 1.1 | 1995 | 9999 |  |  |  | 1.9821 | Default Emission Factor
Alliant SBD 9403 Aegon DC | 54929_G_6112 | 54929 | G | 6112 |  | Combustion Turbine | MIS_IA | Iowa | Linn | 1.5 | 2003 | 9999 |  |  |  | 1.9821 | Default Emission Factor
Alliant SBD 9403 Aegon DC | 54929_G_6113 | 54929 | G | 6113 |  | Combustion Turbine | MIS_IA | Iowa | Linn | 1.5 | 2007 | 9999 |  |  |  | 1.9821 | Default Emission Factor
Richard J Donovan Correctional Facility | 54936_G_03 | 54936 | G | 03 |  | Combustion Turbine | WEC_SDGE | California | San Diego | 2.2 | 1987 | 9999 |  |  |  | 0.04322 | Default Emission Factor
EKS Landfill | 54939_G_UNT1 | 54939 | G | UNT1 |  | Landfill Gas | MIS_MNWI | Minnesota | Dakota | 1.5 | 1994 | 9999 |  |  |  | 1.5652 | Default Emission Factor
EKS Landfill | 54939_G_UNT2 | 54939 | G | UNT2 |  | Landfill Gas | MIS_MNWI | Minnesota | Dakota | 1.5 | 1994 | 9999 |  |  |  | 1.5652 | Default Emission Factor
EKS Landfill | 54939_G_UNT4 | 54939 | G | UNT4 |  | Landfill Gas | MIS_MNWI | Minnesota | Dakota | 1.5 | 2011 | 9999 |  |  |  | 1.5652 | Default Emission Factor
Univ of Oregon Central Power Station | 54950_G_CTG1 | 54950 | G | CTG1 |  | Combined Cycle | WECC_PNW | Oregon | Lane | 7.5 | 2012 | 9999 |  |  |  | 0.01609 | Default Emission Factor
Univ of Oregon Central Power Station | 54950_G_STG1 | 54950 | G | STG1 |  | Combined Cycle | WECC_PNW | Oregon | Lane | 1.5 | 2012 | 9999 |  |  |  | 0.01609 | Default Emission Factor
Deercroft I & II LFGTE | 54956_G_I-1 | 54956 | G | I-1 |  | Combustion Turbine | MIS_INKY | Indiana | LaPorte | 0.8 | 1999 | 9999 |  |  |  | 1.1533 | Default Emission Factor
Deercroft I & II LFGTE | 54956_G_I-2 | 54956 | G | I-2 |  | Combustion Turbine | MIS_INKY | Indiana | LaPorte | 0.8 | 1999 | 9999 |  |  |  | 1.1533 | Default Emission Factor
Deercroft I & II LFGTE | 54956_G_I-3 | 54956 | G | I-3 |  | Combustion Turbine | MIS_INKY | Indiana | LaPorte | 0.8 | 1999 | 9999 |  |  |  | 1.1533 | Default Emission Factor
Deercroft I & II LFGTE | 54956_G_I-4 | 54956 | G | I-4 |  | Combustion Turbine | MIS_INKY | Indiana | LaPorte | 0.8 | 1999 | 9999 |  |  |  | 1.1533 | Default Emission Factor
Deercroft I & II LFGTE | 54956_G_II-1 | 54956 | G | II-1 |  | Landfill Gas | MIS_INKY | Indiana | LaPorte | 0.8 | 2007 | 9999 |  |  |  | 1.5652 | Default Emission Factor
Deercroft I & II LFGTE | 54956_G_II-2 | 54956 | G | II-2 |  | Landfill Gas | MIS_INKY | Indiana | LaPorte | 0.8 | 2007 | 9999 |  |  |  | 1.5652 | Default Emission Factor
Deercroft I & II LFGTE | 54956_G_II-3 | 54956 | G | II-3 |  | Landfill Gas | MIS_INKY | Indiana | LaPorte | 0.8 | 2007 | 9999 |  |  |  | 1.5652 | Default Emission Factor
Deercroft I & II LFGTE | 54956_G_II-4 | 54956 | G | II-4 |  | Landfill Gas | MIS_INKY | Indiana | LaPorte | 0.8 | 2007 | 9999 |  |  |  | 1.5652 | Default Emission Factor
Alliant SBD 9302 Aegon NP | 54967_G_7906 | 54967 | G | 7906 |  | Combustion Turbine | MIS_IA | Iowa | Linn | 1.2 | 1995 | 9999 |  |  |  | 1.9821 | Default Emission Factor
Alliant SBD 9502 Eaton | 54968_G_0385 | 54968 | G | 0385 |  | Combustion Turbine | MIS_IA | Iowa | Wright | 1.8 | 1995 | 9999 |  |  |  | 1.9821 | Default Emission Factor
Alliant SBD 9502 Eaton | 54968_G_0386 | 54968 | G | 0386 |  | Combustion Turbine | MIS_IA | Iowa | Wright | 1.8 | 1995 | 9999 |  |  |  | 1.9821 | Default Emission Factor
Alliant SBD 9502 Eaton | 54968_G_5824 | 54968 | G | 5824 |  | Combustion Turbine | MIS_IA | Iowa | Wright | 1.8 | 2000 | 9999 |  |  |  | 1.9821 | Default Emission Factor
Sauder Power Plant | 54974_G_UNT1 | 54974 | G | UNT1 |  | Biomass | PJM_ATSI | Ohio | Fulton | 3.6 | 1993 | 9999 | 2019 | 10.8 | 13091 | 1.65 | NEI 2019
Sauder Power Plant | 54974_G_UNT2 | 54974 | G | UNT2 |  | Biomass | PJM_ATSI | Ohio | Fulton | 3.6 | 1993 | 9999 | 2019 | 10.78 | 11678 | 1.8462 | NEI 2019
Ocean County Landfill | 54980_G_UNT1 | 54980 | G | UNT1 |  | Landfill Gas | PJM_EMAC | New Jersey | Ocean | 0.8 | 1997 | 9999 |  |  |  | 1.5652 | Default Emission Factor
Ocean County Landfill | 54980_G_UNT10 | 54980 | G | UNT10 |  | Landfill Gas | PJM_EMAC | New Jersey | Ocean | 1.5 | 2006 | 9999 |  |  |  | 1.5652 | Default Emission Factor
Ocean County Landfill | 54980_G_UNT11 | 54980 | G | UNT11 |  | Landfill Gas | PJM_EMAC | New Jersey | Ocean | 1.5 | 2006 | 9999 |  |  |  | 1.5652 | Default Emission Factor
Ocean County Landfill | 54980_G_UNT12 | 54980 | G | UNT12 |  | Landfill Gas | PJM_EMAC | New Jersey | Ocean | 1.5 | 2006 | 9999 |  |  |  | 1.5652 | Default Emission Factor
Ocean County Landfill | 54980_G_UNT2 | 54980 | G | UNT2 |  | Landfill Gas | PJM_EMAC | New Jersey | Ocean | 0.8 | 1997 | 9999 |  |  |  | 1.5652 | Default Emission Factor
Ocean County Landfill | 54980_G_UNT3 | 54980 | G | UNT3 |  | Landfill Gas | PJM_EMAC | New Jersey | Ocean | 0.8 | 1997 | 9999 |  |  |  | 1.5652 | Default Emission Factor
Ocean County Landfill | 54980_G_UNT4 | 54980 | G | UNT4 |  | Landfill Gas | PJM_EMAC | New Jersey | Ocean | 0.8 | 1997 | 9999 |  |  |  | 1.5652 | Default Emission Factor
Ocean County Landfill | 54980_G_UNT5 | 54980 | G | UNT5 |  | Landfill Gas | PJM_EMAC | New Jersey | Ocean | 0.8 | 1997 | 9999 |  |  |  | 1.5652 | Default Emission Factor
Ocean County Landfill | 54980_G_UNT6 | 54980 | G | UNT6 |  | Landfill Gas | PJM_EMAC | New Jersey | Ocean | 0.8 | 1997 | 9999 |  |  |  | 1.5652 | Default Emission Factor
Ocean County Landfill | 54980_G_UNT7 | 54980 | G | UNT7 |  | Landfill Gas | PJM_EMAC | New Jersey | Ocean | 1.5 | 2006 | 9999 |  |  |  | 1.5652 | Default Emission Factor
Ocean County Landfill | 54980_G_UNT8 | 54980 | G | UNT8 |  | Landfill Gas | PJM_EMAC | New Jersey | Ocean | 1.5 | 2006 | 9999 |  |  |  | 1.5652 | Default Emission Factor
Ocean County Landfill | 54980_G_UNT9 | 54980 | G | UNT9 |  | Landfill Gas | PJM_EMAC | New Jersey | Ocean | 1.5 | 2006 | 9999 |  |  |  | 1.5652 | Default Emission Factor
Salem Energy Systems LLC | 54984_G_UNT2 | 54984 | G | UNT2 |  | Landfill Gas | S_VACA | North Carolina | Forsyth | 3.3 | 2017 | 9999 |  |  |  | 1.5652 | Default Emission Factor
Crestwood Dothan | 54985_G_GEN1 | 54985 | G | GEN1 |  | Combustion Turbine | S_SOU | Alabama | Houston | 1.2 | 1995 | 9999 |  |  |  | 1.9821 | Default Emission Factor
Crestwood Dothan | 54985_G_GEN2 | 54985 | G | GEN2 |  | Combustion Turbine | S_SOU | Alabama | Houston | 1.2 | 1995 | 9999 |  |  |  | 1.9821 | Default Emission Factor
Crestwood Dothan | 54985_G_GEN3 | 54985 | G | GEN3 |  | Combustion Turbine | S_SOU | Alabama | Houston | 1.5 | 2002 | 9999 |  |  |  | 1.9821 | Default Emission Factor
Crestwood Dothan | 54985_G_GEN5 | 54985 | G | GEN5 |  | Combustion Turbine | S_SOU | Alabama | Houston | 1.2 | 1996 | 9999 |  |  |  | 1.9821 | Default Emission Factor
Crestwood Dothan | 54985_G_GEN7 | 54985 | G | GEN7 |  | Combustion Turbine | S_SOU | Alabama | Houston | 1.2 | 1997 | 9999 |  |  |  | 1.9821 | Default Emission Factor
Crestwood Dothan | 54985_G_GEN8 | 54985 | G | GEN8 |  | Combustion Turbine | S_SOU | Alabama | Houston | 0.7 | 1997 | 9999 |  |  |  | 1.9821 | Default Emission Factor
Crestwood Dothan | 54985_G_GEN9 | 54985 | G | GEN9 |  | Combustion Turbine | S_SOU | Alabama | Houston | 2 | 2002 | 9999 |  |  |  | 1.9821 | Default Emission Factor
Pine Tree Acres | 54989_G_GEN1 | 54989 | G | GEN1 |  | Landfill Gas | MIS_LMI | Michigan | Macomb | 0.8 | 1998 | 9999 | 2019 | 16.81 | 71891 | 0.46765 | NEI 2019
Pine Tree Acres | 54989_G_GEN2 | 54989 | G | GEN2 |  | Landfill Gas | MIS_LMI | Michigan | Macomb | 0.8 | 1998 | 9999 |  |  |  | 0.46765 | NEI 2019
Pine Tree Acres | 54989_G_GEN3 | 54989 | G | GEN3 |  | Landfill Gas | MIS_LMI | Michigan | Macomb | 0.8 | 1998 | 9999 |  |  |  | 0.46765 | NEI 2019
Pine Tree Acres | 54989_G_GEN4 | 54989 | G | GEN4 |  | Landfill Gas | MIS_LMI | Michigan | Macomb | 0.8 | 1998 | 9999 |  |  |  | 0.46765 | NEI 2019
Pine Tree Acres | 54989_G_GEN5 | 54989 | G | GEN5 |  | Landfill Gas | MIS_LMI | Michigan | Macomb | 0.8 | 1998 | 9999 |  |  |  | 0.46765 | NEI 2019
Pine Tree Acres | 54989_G_GEN6 | 54989 | G | GEN6 |  | Landfill Gas | MIS_LMI | Michigan | Macomb | 0.8 | 2003 | 9999 |  |  |  | 0.46765 | NEI 2019
Pine Tree Acres | 54989_G_GEN7 | 54989 | G | GEN7 |  | Landfill Gas | MIS_LMI | Michigan | Macomb | 0.8 | 2003 | 9999 |  |  |  | 0.46765 | NEI 2019
Pine Tree Acres | 54989_G_GEN8 | 54989 | G | GEN8 |  | Landfill Gas | MIS_LMI | Michigan | Macomb | 1.6 | 2010 | 9999 |  |  |  | 0.46765 | NEI 2019
Pine Tree Acres | 54989_G_GEN9 | 54989 | G | GEN9 |  | Landfill Gas | MIS_LMI | Michigan | Macomb | 1.6 | 2010 | 9999 |  |  |  | 0.46765 | NEI 2019
Kettle Falls Generating Station | 550_G_2 | 550 | G | 2 |  | Combustion Turbine | WECC_PNW | Washington | Stevens | 6.2 | 2002 | 9999 | 2019 | 1.03 | 18274 | 0.11273 | NEI 2019
Nashua Plant | 55006_G_UNT2 | 55006 | G | UNT2 |  | Landfill Gas | NENGREST | New Hampshire | Hillsborough | 0.7 | 1996 | 9999 |  |  |  | 1.5652 | Default Emission Factor
Nashua Plant | 55006_G_UNT3 | 55006 | G | UNT3 |  | Landfill Gas | NENGREST | New Hampshire | Hillsborough | 1.5 | 2016 | 9999 |  |  |  | 1.5652 | Default Emission Factor
LSP-Cottage Grove LP | 55010_G_CTG1 | 55010 | G | CTG1 | 3812 | Combined Cycle | MIS_MNWI | Minnesota | Washington | 154 | 1997 | 9999 | 2019 | 2.288 | 336929 | 0.00941 | NEI 2019
LSP-Cottage Grove LP | 55010_G_STG1 | 55010 | G | STG1 | 3812 | Combined Cycle | MIS_MNWI | Minnesota | Washington | 97 | 1997 | 9999 | 2019 | 0.05986 | 162075 | 0.00941 | NEI 2019
LSP-Whitewater LP | 55011_G_CTG1 | 55011 | G | CTG1 | 3813 | Combined Cycle | MIS_WUMS | Wisconsin | Jefferson | 162 | 1997 | 9999 | 2019 | 14.2813 | 822840.33 | 0.03471 | NEI 2019
LSP-Whitewater LP | 55011_G_STG1 | 55011 | G | STG1 | 3813 | Combined Cycle | MIS_WUMS | Wisconsin | Jefferson | 99 | 1997 | 9999 |  |  |  | 0.03471 | NEI 2019
Greene Valley Gas Recovery | 55014_G_GEN1 | 55014 | G | GEN1 |  | Landfill Gas | PJM_COMD | Illinois | DuPage | 2.9 | 1996 | 9999 |  |  |  | 1.5652 | Default Emission Factor
Greene Valley Gas Recovery | 55014_G_GEN2 | 55014 | G | GEN2 |  | Landfill Gas | PJM_COMD | Illinois | DuPage | 2.9 | 1996 | 9999 |  |  |  | 1.5652 | Default Emission Factor
Sweeny Cogen Facility | 55015_G_GEN1 | 55015 | G | GEN1 | 3814 | Combustion Turbine | ERC_REST | Texas | Brazoria | 109 | 1997 | 9999 | 2019 | 1.4998 | 690310 | 0.00435 | NEI 2019
Sweeny Cogen Facility | 55015_G_GEN2 | 55015 | G | GEN2 | 3815 | Combustion Turbine | ERC_REST | Texas | Brazoria | 109 | 1997 | 9999 | 2019 | 1.7863 | 690310 | 0.00518 | NEI 2019
Sweeny Cogen Facility | 55015_G_GEN3 | 55015 | G | GEN3 | 3816 | Combustion Turbine | ERC_REST | Texas | Brazoria | 109 | 1997 | 9999 |  |  |  | 0.04322 | Default Emission Factor
Sweeny Cogen Facility | 55015_G_GEN4 | 55015 | G | GEN4 | 3817 | Combustion Turbine | ERC_REST | Texas | Brazoria | 109 | 2000 | 9999 | 2019 | 1.4893 | 690310 | 0.00432 | NEI 2019
Dighton Power Plant | 55026_G_UNT1 | 55026 | G | UNT1 | 3818 | Combined Cycle | NENGREST | Massachusetts | Bristol | 163.3 | 1999 | 9999 | 2019 | 4.2922 | 269815 | 0.03182 | NEI 2019
De Pere Energy Center | 55029_G_CT01 | 55029 | G | CT01 | 3819 | Combustion Turbine | MIS_WUMS | Wisconsin | Brown | 168.6 | 1999 | 9999 |  |  |  | 0.04322 | Default Emission Factor
Androscoggin Energy Center | 55031_G_CT01 | 55031 | G | CT01 | 3820 | Combustion Turbine | NENG_ME | Maine | Franklin | 51.2 | 1999 | 9999 | 2019 | 4.7503 | 132488.4722 | 0.07171 | NEI 2019
Androscoggin Energy Center | 55031_G_CT02 | 55031 | G | CT02 | 3821 | Combustion Turbine | NENG_ME | Maine | Franklin | 45.2 | 1999 | 9999 | 2017 | 3.0804 | 64630.853 | 0.09532 | NEI 2019
Androscoggin Energy Center | 55031_G_CT03 | 55031 | G | CT03 | 3822 | Combustion Turbine | NENG_ME | Maine | Franklin | 44.1 | 2000 | 9999 | 2019 | 2.3003 | 114116.0474 | 0.04032 | NEI 2019
Rio Bravo | 55039_G_GT1 | 55039 | G | GT1 | 3824 | Combustion Turbine | WECC_NM | New Mexico | Bernalillo | 138 | 2000 | 9999 | 2019 | 6.21 | 269482.997 | 0.04609 | NEI 2019
Mid-Georgia Cogeneration Facility | 55040_G_CT1 | 55040 | G | CT1 | 3825 | Combined Cycle | S_SOU | Georgia | Houston | 101.5 | 1997 | 9999 | 2019 | 0.98512 | 75842 | 0.02606 | NEI 2019
Mid-Georgia Cogeneration Facility | 55040_G_CT2 | 55040 | G | CT2 | 3826 | Combined Cycle | S_SOU | Georgia | Houston | 101.5 | 1998 | 9999 | 2019 | 1.0523 | 82910 | 0.02606 | NEI 2019
Mid-Georgia Cogeneration Facility | 55040_G_ST1 | 55040 | G | ST1 | 3825 | Combined Cycle | S_SOU | Georgia | Houston | 100 | 1997 | 9999 | 2019 | 0.96 | 71265 | 0.02606 | NEI 2019
Berkshire Power | 55041_G_GEN2 | 55041 | G | GEN2 | 3827 | Combined Cycle | NENGREST | Massachusetts | Hampden | 229.3 | 1999 | 9999 | 2019 | 7.4 | 367488 | 0.04027 | NEI 2019
Bridgeport Energy Project | 55042_G_GEN1 | 55042 | G | GEN1 | 3828 | Combined Cycle | NENG_CT | Connecticut | Fairfield | 164 | 1998 | 9999 | 2019 | 14.5598 | 1667220 | 0.02028 | NEI 2019
Bridgeport Energy Project | 55042_G_GEN2 | 55042 | G | GEN2 | 3829 | Combined Cycle | NENG_CT | Connecticut | Fairfield | 164 | 1998 | 9999 | 2019 | 10.4188 | 795714 | 0.02028 | NEI 2019
Bridgeport Energy Project | 55042_G_GEN3 | 55042 | G | GEN3 | 3828 | Combined Cycle | NENG_CT | Connecticut | Fairfield | 164 | 1999 | 9999 |  |  |  | 0.02028 | NEI 2019
Cherokee County Cogen | 55043_G_GT1 | 55043 | G | GT1 | 3830 | Combined Cycle | S_VACA | South Carolina | Cherokee | 51 | 1998 | 9999 | 2019 | 5.9048 | 565676.84 | 0.02088 | NEI 2019
Cherokee County Cogen | 55043_G_ST1 | 55043 | G | ST1 | 3830 | Combined Cycle | S_VACA | South Carolina | Cherokee | 35 | 1998 | 9999 |  |  |  | 0.02088 | NEI 2019
Pasadena Cogeneration | 55047_G_CTG1 | 55047 | G | CTG1 | 3831 | Combined Cycle | ERC_REST | Texas | Harris | 165 | 1998 | 9999 | 2019 | 1.5692 | 820733 | 0.00283 | NEI 2019
Pasadena Cogeneration | 55047_G_CTG2 | 55047 | G | CTG2 | 3832 | Combined Cycle | ERC_REST | Texas | Harris | 165 | 2000 | 9999 | 2019 | 1.7761 | 1055940 | 0.00264 | NEI 2019
Pasadena Cogeneration | 55047_G_CTG3 | 55047 | G | CTG3 | 3833 | Combined Cycle | ERC_REST | Texas | Harris | 165 | 2000 | 9999 | 2019 | 1.7952 | 968043 | 0.00264 | NEI 2019
Pasadena Cogeneration | 55047_G_STG1 | 55047 | G | STG1 | 3831 | Combined Cycle | ERC_REST | Texas | Harris | 60 | 1998 | 9999 | 2019 | 0.0778 | 344177 | 0.00283 | NEI 2019
Pasadena Cogeneration | 55047_G_STG2 | 55047 | G | STG2 | 3832 | Combined Cycle | ERC_REST | Texas | Harris | 165 | 2000 | 9999 | 2017 | 0.2199 | 846459 | 0.00264 | NEI 2019
Tiverton Power Plant | 55048_G_UNT1 | 55048 | G | UNT1 | 3836 | Combined Cycle | NENGREST | Rhode Island | Newport | 177.4 | 2000 | 9999 | 2019 | 1.2 | 1140160 | 0.00211 | NEI 2019
Tiverton Power Plant | 55048_G_UNT2 | 55048 | G | UNT2 | 3836 | Combined Cycle | NENGREST | Rhode Island | Newport | 90.6 | 2000 | 9999 |  |  |  | 0.00211 | NEI 2019
Axiall Plaquemine | 55051_G_X773 | 55051 | G | X773 |  | Combustion Turbine | MIS_AMSO | Louisiana | Iberville | 75 | 1997 | 9999 | 2019 | 6.6767 | 511117.998 | 0.02613 | NEI 2019
Axiall Plaquemine | 55051_G_X774 | 55051 | G | X774 |  | Combustion Turbine | MIS_AMSO | Louisiana | Iberville | 75 | 1997 | 9999 | 2019 | 7.411 | 511117.998 | 0.029 | NEI 2019
Axiall Plaquemine | 55051_G_X775 | 55051 | G | X775 |  | Combustion Turbine | MIS_AMSO | Louisiana | Iberville | 75 | 1997 | 9999 | 2019 | 7.0211 | 511117.998 | 0.02747 | NEI 2019
Jameson Gas Processing Plant | 55052_G_620 | 55052 | G | 620 |  | Combustion Turbine | ERC_WEST | Texas | Coke | 0.4 | 1981 | 9999 |  |  |  | 1.1533 | Default Emission Factor
Jameson Gas Processing Plant | 55052_G_621 | 55052 | G | 621 |  | Combustion Turbine | ERC_WEST | Texas | Coke | 0.4 | 1981 | 9999 |  |  |  | 1.1533 | Default Emission Factor
Jameson Gas Processing Plant | 55052_G_622 | 55052 | G | 622 |  | Combustion Turbine | ERC_WEST | Texas | Coke | 0.5 | 1986 | 9999 |  |  |  | 1.1533 | Default Emission Factor
Jameson Gas Processing Plant | 55052_G_GN410 | 55052 | G | GN410 |  | Combustion Turbine | ERC_WEST | Texas | Coke | 0.5 | 2017 | 9999 |  |  |  | 1.1533 | Default Emission Factor
Livingston Generating Facility | 55054_G_1 | 55054 | G | 1 |  | Landfill Gas | PJM_COMD | Illinois | Livingston | 3.4 | 1999 | 9999 |  |  |  | 1.5652 | Default Emission Factor
Livingston Generating Facility | 55054_G_3 | 55054 | G | 3 |  | Landfill Gas | PJM_COMD | Illinois | Livingston | 3.4 | 1999 | 9999 |  |  |  | 1.5652 | Default Emission Factor
Livingston Generating Facility | 55054_G_GEN2 | 55054 | G | GEN2 |  | Landfill Gas | PJM_COMD | Illinois | Livingston | 3.4 | 2000 | 9999 |  |  |  | 1.5652 | Default Emission Factor
Tenaska Georgia Generation Facility | 55061_G_GTG1 | 55061 | G | GTG1 | 3837 | Combustion Turbine | S_SOU | Georgia | Heard | 157.5 | 2001 | 9999 | 2017 | 0.2096 | 13230.5 | 0.03168 | NEI 2019
Tenaska Georgia Generation Facility | 55061_G_GTG2 | 55061 | G | GTG2 | 3838 | Combustion Turbine | S_SOU | Georgia | Heard | 157.5 | 2001 | 9999 | 2019 | 0.1489 | 21189.834 | 0.01405 | NEI 2019
Tenaska Georgia Generation Facility | 55061_G_GTG3 | 55061 | G | GTG3 | 3839 | Combustion Turbine | S_SOU | Georgia | Heard | 157.5 | 2001 | 9999 | 2017 | 0.1788 | 13230.5 | 0.02703 | NEI 2019
Tenaska Georgia Generation Facility | 55061_G_GTG4 | 55061 | G | GTG4 | 3840 | Combustion Turbine | S_SOU | Georgia | Heard | 157.5 | 2002 | 9999 | 2019 | 0.167 | 21189.834 | 0.01576 | NEI 2019
Tenaska Georgia Generation Facility | 55061_G_GTG5 | 55061 | G | GTG5 | 3841 | Combustion Turbine | S_SOU | Georgia | Heard | 157.5 | 2002 | 9999 | 2017 | 0.153 | 13230.5 | 0.02313 | NEI 2019
Tenaska Georgia Generation Facility | 55061_G_GTG6 | 55061 | G | GTG6 | 3842 | Combustion Turbine | S_SOU | Georgia | Heard | 157.5 | 2002 | 9999 | 2017 | 0.1537 | 13230.5 | 0.02323 | NEI 2019
Tenaska Frontier Generation Station | 55062_G_GTG1 | 55062 | G | GTG1 | 3843 | Combined Cycle | ERC_FRNT | Texas | Grimes | 155 | 2000 | 9999 | 2019 | 10.1778 | 641985 | 0.01656 | NEI 2019
Tenaska Frontier Generation Station | 55062_G_GTG2 | 55062 | G | GTG2 | 3844 | Combined Cycle | ERC_FRNT | Texas | Grimes | 155 | 2000 | 9999 | 2019 | 12.8393 | 661029 | 0.01656 | NEI 2019
Tenaska Frontier Generation Station | 55062_G_GTG3 | 55062 | G | GTG3 | 3845 | Combined Cycle | ERC_FRNT | Texas | Grimes | 155 | 2000 | 9999 | 2019 | 10.051 | 1019756 | 0.01656 | NEI 2019
Tenaska Frontier Generation Station | 55062_G_STG1 | 55062 | G | STG1 | 3843 | Combined Cycle | ERC_FRNT | Texas | Grimes | 395 | 2000 | 9999 |  |  |  | 0.01656 | NEI 2019
Batesville Generation Facility | 55063_G_CTG1 | 55063 | G | CTG1 | 3846 | Combined Cycle | S_C_TVA | Mississippi | Panola | 176 | 2000 | 9999 | 2017 | 10.9212 | 547183 | 0.02515 | NEI 2019
Batesville Generation Facility | 55063_G_CTG2 | 55063 | G | CTG2 | 3847 | Combined Cycle | S_C_TVA | Mississippi | Panola | 176 | 2000 | 9999 | 2019 | 10.2835 | 825263 | 0.0157 | NEI 2019
Batesville Generation Facility | 55063_G_CTG3 | 55063 | G | CTG3 | 3848 | Combined Cycle | S_C_TVA | Mississippi | Panola | 176 | 2000 | 9999 | 2019 | 10.7916 | 891085 | 0.01522 | NEI 2019
Batesville Generation Facility | 55063_G_STG1 | 55063 | G | STG1 | 3846 | Combined Cycle | S_C_TVA | Mississippi | Panola | 110 | 2000 | 9999 |  |  |  | 0.02515 | NEI 2019
Batesville Generation Facility | 55063_G_STG2 | 55063 | G | STG2 | 3847 | Combined Cycle | S_C_TVA | Mississippi | Panola | 110 | 2000 | 9999 |  |  |  | 0.0157 | NEI 2019
Batesville Generation Facility | 55063_G_STG3 | 55063 | G | STG3 | 3848 | Combined Cycle | S_C_TVA | Mississippi | Panola | 110 | 2000 | 9999 |  |  |  | 0.01522 | NEI 2019
Black Hawk Station | 55064_G_UNT1 | 55064 | G | UNT1 | 3849 | Combustion Turbine | SPP_SPS | Texas | Hutchinson | 111.2 | 1999 | 9999 | 2019 | 14.905 | 710430.2903 | 0.04196 | NEI 2019
Black Hawk Station | 55064_G_UNT2B | 55064 | G | UNT2B | 3850 | Combustion Turbine | SPP_SPS | Texas | Hutchinson | 113.3 | 2005 | 9999 | 2019 | 14.6071 | 723846.6897 | 0.04036 | NEI 2019
Mustang Station | 55065_G_GEN1 | 55065 | G | GEN1 | 3851 | Combined Cycle | SPP_SPS | Texas | Yoakum | 154 | 1999 | 9999 | 2017 | 10.8867 | 1209803 | 0.01867 | NEI 2019
Mustang Station | 55065_G_GEN2 | 55065 | G | GEN2 | 3852 | Combined Cycle | SPP_SPS | Texas | Yoakum | 153 | 1999 | 9999 | 2019 | 10.0417 | 834502 | 0.01867 | NEI 2019
Mustang Station | 55065_G_GEN3 | 55065 | G | GEN3 | 3851 | Combined Cycle | SPP_SPS | Texas | Yoakum | 157 | 2000 | 9999 |  |  |  | 0.01867 | NEI 2019
Heat Recovery Coke Facility | 55066_G_TG18 | 55066 | G | TG18 |  | Non-Fossil Waste | MIS_INKY | Indiana | Lake | 88 | 1998 | 9999 |  |  |  | 0.42147 | Default Emission Factor
MPEA Energy Center | 55067_G_GEN4 | 55067 | G | GEN4 |  | Combustion Turbine | PJM_COMD | Illinois | Cook | 2 | 2010 | 9999 |  |  |  | 1.9821 | Default Emission Factor
MPEA Energy Center | 55067_G_GEN5 | 55067 | G | GEN5 |  | Combustion Turbine | PJM_COMD | Illinois | Cook | 2 | 2010 | 9999 |  |  |  | 1.9821 | Default Emission Factor
MPEA Energy Center | 55067_G_GEN6 | 55067 | G | GEN6 |  | Combustion Turbine | PJM_COMD | Illinois | Cook | 2 | 2010 | 9999 |  |  |  | 1.9821 | Default Emission Factor
Maine Independence Station | 55068_G_GEN1 | 55068 | G | GEN1 | 3853 | Combined Cycle | NENG_ME | Maine | Penobscot | 156.7 | 2000 | 9999 | 2019 | 0.95 | 69360 | 0.01767 | NEI 2019
Maine Independence Station | 55068_G_GEN2 | 55068 | G | GEN2 | 3854 | Combined Cycle | NENG_ME | Maine | Penobscot | 157.7 | 2000 | 9999 | 2019 | 1.3 | 94617 | 0.01767 | NEI 2019
Maine Independence Station | 55068_G_GEN3 | 55068 | G | GEN3 | 3853 | Combined Cycle | NENG_ME | Maine | Penobscot | 179.6 | 2000 | 9999 | 2019 | 0.17 | 109999 | 0.01767 | NEI 2019
Lakeview Gas Recovery | 55074_G_GEN1 | 55074 | G | GEN1 |  | Landfill Gas | PJM_PENE | Pennsylvania | Erie | 3 | 1997 | 9999 |  |  |  | 1.5652 | Default Emission Factor
Lakeview Gas Recovery | 55074_G_GEN2 | 55074 | G | GEN2 |  | Landfill Gas | PJM_PENE | Pennsylvania | Erie | 3 | 1997 | 9999 |  |  |  | 1.5652 | Default Emission Factor
Pine Bluff Energy Center | 55075_G_CT01 | 55075 | G | CT01 | 3855 | Combined Cycle | MIS_AR | Arkansas | Jefferson | 145 | 2001 | 9999 | 2019 | 12.3757 | 978799 | 0.02187 | NEI 2019
Pine Bluff Energy Center | 55075_G_ST01 | 55075 | G | ST01 | 3855 | Combined Cycle | MIS_AR | Arkansas | Jefferson | 47 | 2001 | 9999 | 2019 | 0.40704 | 190459 | 0.02187 | NEI 2019
Desert Star Energy Center | 55077_G_ED01 | 55077 | G | ED01 | 3860 | Combined Cycle | WECC_SNV | Nevada | Clark | 150 | 2000 | 2027 | 2019 | 12.05 | 901680 | 0.03677 | NEI 2019
Desert Star Energy Center | 55077_G_ED02 | 55077 | G | ED02 | 3861 | Combined Cycle | WECC_SNV | Nevada | Clark | 150 | 2000 | 2027 | 2019 | 12.12 | 412822 | 0.03677 | NEI 2019
Desert Star Energy Center | 55077_G_ED03 | 55077 | G | ED03 | 3860 | Combined Cycle | WECC_SNV | Nevada | Clark | 150 | 2000 | 2027 |  |  |  | 0.03677 | NEI 2019
Millennium Power | 55079_G_CT01 | 55079 | G | CT01 | 3862 | Combined Cycle | NENGREST | Massachusetts | Worcester | 214.8 | 2001 | 9999 | 2019 | 0.96 | 902825 | 0.00213 | NEI 2019
Millennium Power | 55079_G_ST01 | 55079 | G | ST01 | 3862 | Combined Cycle | NENGREST | Massachusetts | Worcester | 120.1 | 2001 | 9999 |  |  |  | 0.00213 | NEI 2019
Brownsville Peaking Power | 55081_G_1 | 55081 | G | 1 | 1456 | Combustion Turbine | S_C_TVA | Tennessee | Haywood | 110 | 1999 | 9999 |  |  |  | 0.0404 | NEI 2019
Brownsville Peaking Power | 55081_G_2 | 55081 | G | 2 | 1457 | Combustion Turbine | S_C_TVA | Tennessee | Haywood | 110 | 1999 | 9999 | 2019 | 4.7682 | 236059.5175 | 0.0404 | NEI 2019
Brownsville Peaking Power | 55081_G_3 | 55081 | G | 3 | 1458 | Combustion Turbine | S_C_TVA | Tennessee | Haywood | 118 | 1999 | 9999 |  |  |  | 0.03342 | NEI 2019
Brownsville Peaking Power | 55081_G_4 | 55081 | G | 4 | 1459 | Combustion Turbine | S_C_TVA | Tennessee | Haywood | 118 | 1999 | 9999 | 2019 | 4.2309 | 253227.4825 | 0.03342 | NEI 2019
Crockett Cogen Project | 55084_G_GE1 | 55084 | G | GE1 |  | Combined Cycle | WEC_CALN | California | Contra Costa | 247.4 | 1995 | 9999 | 2017 | 2.8519 | 1384310 | 0.00412 | NEI 2019
Gregory Power Facility | 55086_G_GT1A | 55086 | G | GT1A | 3863 | Combined Cycle | ERC_REST | Texas | San Patricio | 141 | 2000 | 9999 | 2019 | 0.2451 | 125959 | 0.00287 | NEI 2019
Gregory Power Facility | 55086_G_GT1B | 55086 | G | GT1B | 3864 | Combined Cycle | ERC_REST | Texas | San Patricio | 140 | 2000 | 9999 | 2019 | 0.2813 | 160629 | 0.00287 | NEI 2019
Gregory Power Facility | 55086_G_STG | 55086 | G | STG | 3863 | Combined Cycle | ERC_REST | Texas | San Patricio | 85 | 2000 | 9999 |  |  |  | 0.00287 | NEI 2019
Zeeland Generating Station | 55087_G_1A | 55087 | G | 1A | 3865 | Combustion Turbine | MIS_LMI | Michigan | Ottawa | 157.6 | 2001 | 9999 |  |  |  | 0.04322 | Default Emission Factor
Zeeland Generating Station | 55087_G_1B | 55087 | G | 1B | 3866 | Combustion Turbine | MIS_LMI | Michigan | Ottawa | 157.1 | 2001 | 9999 |  |  |  | 0.04322 | Default Emission Factor
Zeeland Generating Station | 55087_G_2A | 55087 | G | 2A | 3867 | Combined Cycle | MIS_LMI | Michigan | Ottawa | 159 | 2002 | 9999 |  |  |  | 0.00325 | NEI 2019
Zeeland Generating Station | 55087_G_2B | 55087 | G | 2B | 3868 | Combined Cycle | MIS_LMI | Michigan | Ottawa | 159.6 | 2002 | 9999 |  |  |  | 0.00325 | NEI 2019
Zeeland Generating Station | 55087_G_2C | 55087 | G | 2C | 3867 | Combined Cycle | MIS_LMI | Michigan | Ottawa | 207 | 2002 | 9999 | 2019 | 6.075 | 4075661 | 0.00325 | NEI 2019
Dearborn Industrial Generation | 55088_G_GT 1 | 55088 | G | GT 1 | 89289 | Combustion Turbine | MIS_LMI | Michigan | Wayne | 163 | 2001 | 9999 | 2019 | 1.769 | 1238763.3667 | 0.00286 | NEI 2019
Dearborn Industrial Generation | 55088_G_GT2 | 55088 | G | GT2 | 89290 | Combustion Turbine | MIS_LMI | Michigan | Wayne | 163 | 2001 | 9999 | 2019 | 4.448 | 1238763.3667 | 0.00718 | NEI 2019
Dearborn Industrial Generation | 55088_G_GTP1 | 55088 | G | GTP1 | 3869 | Combustion Turbine | MIS_LMI | Michigan | Wayne | 163 | 1999 | 9999 | 2019 | 2.0575 | 1238763.3667 | 0.00332 | NEI 2019
Taft Cogeneration Facility | 55089_G_CT1 | 55089 | G | CT1 | 3870 | Combined Cycle | MIS_AMSO | Louisiana | St Charles | 146.6 | 2002 | 9999 | 2019 | 10.2982 | 3240259 | 0.01088 | NEI 2019
Taft Cogeneration Facility | 55089_G_CT2 | 55089 | G | CT2 | 3871 | Combined Cycle | MIS_AMSO | Louisiana | St Charles | 142.9 | 2002 | 9999 | 2019 | 10.4906 | 1231898 | 0.01088 | NEI 2019
Taft Cogeneration Facility | 55089_G_CT3 | 55089 | G | CT3 | 3872 | Combined Cycle | MIS_AMSO | Louisiana | St Charles | 150.3 | 2002 | 9999 | 2019 | 10.6063 | 1301619 | 0.01088 | NEI 2019
Taft Cogeneration Facility | 55089_G_ST1 | 55089 | G | ST1 | 3870 | Combined Cycle | MIS_AMSO | Louisiana | St Charles | 299.1 | 2002 | 9999 |  |  |  | 0.01088 | NEI 2019
Plummer Cogen | 55090_G_GEN1 | 55090 | G | GEN1 |  | Biomass | WECC_PNW | Idaho | Benewah | 5.8 | 1982 | 9999 | 2017 | 11.3 | 33832 | 0.66801 | NEI 2019
Midlothian Energy Facility | 55091_G_STK1 | 55091 | G | STK1 | 3873 | Combined Cycle | ERC_REST | Texas | Ellis | 260 | 2000 | 9999 | 2019 | 7.3259 | 883233 | 0.01659 | NEI 2019
Midlothian Energy Facility | 55091_G_STK2 | 55091 | G | STK2 | 3874 | Combined Cycle | ERC_REST | Texas | Ellis | 260 | 2000 | 9999 | 2019 | 4.0944 | 822729 | 0.00995 | NEI 2019
Midlothian Energy Facility | 55091_G_STK3 | 55091 | G | STK3 | 3875 | Combined Cycle | ERC_REST | Texas | Ellis | 260 | 2000 | 9999 | 2019 | 0.9258 | 899608 | 0.00206 | NEI 2019
Midlothian Energy Facility | 55091_G_STK4 | 55091 | G | STK4 | 3876 | Combined Cycle | ERC_REST | Texas | Ellis | 259 | 2000 | 9999 | 2019 | 0.8792 | 873889 | 0.00201 | NEI 2019
Midlothian Energy Facility | 55091_G_STK5 | 55091 | G | STK5 | 3877 | Combined Cycle | ERC_REST | Texas | Ellis | 279 | 2001 | 9999 | 2019 | 0.6615 | 958630 | 0.00138 | NEI 2019
Midlothian Energy Facility | 55091_G_STK6 | 55091 | G | STK6 | 3878 | Combined Cycle | ERC_REST | Texas | Ellis | 284 | 2001 | 9999 | 2019 | 2.2684 | 1098749 | 0.00413 | NEI 2019
MM Taunton Energy | 55093_G_UNT1 | 55093 | G | UNT1 |  | Landfill Gas | NENGREST | Massachusetts | Bristol | 0.9 | 1997 | 9999 | 2019 | 0.2805 | 3499 | 0.16033 | NEI 2019
MM Taunton Energy | 55093_G_UNT2 | 55093 | G | UNT2 |  | Landfill Gas | NENGREST | Massachusetts | Bristol | 0.9 | 1997 | 9999 | 2019 | 0.9319 | 3499 | 0.53267 | NEI 2019
MM Taunton Energy | 55093_G_UNT3 | 55093 | G | UNT3 |  | Landfill Gas | NENGREST | Massachusetts | Bristol | 0.9 | 2011 | 9999 | 2019 | 0.6806 | 3499 | 0.38903 | NEI 2019
MM Taunton Energy | 55093_G_UNT4 | 55093 | G | UNT4 |  | Landfill Gas | NENGREST | Massachusetts | Bristol | 0.9 | 2011 | 9999 | 2019 | 0.7057 | 3499 | 0.40337 | NEI 2019
MM San Diego-Miramar | 55094_G_UNT1 | 55094 | G | UNT1 |  | Landfill Gas | WEC_SDGE | California | San Diego | 1.6 | 1997 | 9999 | 2018 | 42.1261 | 12708.75 | 6.6295 | California Air Resources Board
MM San Diego-Miramar | 55094_G_UNT2 | 55094 | G | UNT2 |  | Landfill Gas | WEC_SDGE | California | San Diego | 1.6 | 1997 | 9999 | 2018 | 42.1261 | 12708.75 | 6.6295 | California Air Resources Board
MM San Diego-Miramar | 55094_G_UNT3 | 55094 | G | UNT3 |  | Landfill Gas | WEC_SDGE | California | San Diego | 1.6 | 1997 | 9999 | 2018 | 42.1261 | 12708.75 | 6.6295 | California Air Resources Board
MM San Diego-Miramar | 55094_G_UNT4 | 55094 | G | UNT4 |  | Landfill Gas | WEC_SDGE | California | San Diego | 1.6 | 1997 | 9999 | 2018 | 42.1261 | 12708.75 | 6.6295 | California Air Resources Board
Portside Energy | 55096_G_GT | 55096 | G | GT | 9950 | Combustion Turbine | MIS_INKY | Indiana | Porter | 34 | 1997 | 9999 | 2017 | 3.0901 | 225813 | 0.02737 | NEI 2019
Lamar Power Project | 55097_G_CTG1 | 55097 | G | CTG1 | 3879 | Combined Cycle | ERC_REST | Texas | Lamar | 161 | 2000 | 9999 | 2019 | 2.4274 | 1107859 | 0.00258 | NEI 2019
Lamar Power Project | 55097_G_CTG2 | 55097 | G | CTG2 | 3880 | Combined Cycle | ERC_REST | Texas | Lamar | 153 | 2000 | 9999 | 2019 | 1.9988 | 1056598 | 0.00258 | NEI 2019
Lamar Power Project | 55097_G_CTG3 | 55097 | G | CTG3 | 3881 | Combined Cycle | ERC_REST | Texas | Lamar | 153 | 2000 | 9999 | 2019 | 2.3213 | 1093285 | 0.00258 | NEI 2019
Lamar Power Project | 55097_G_CTG4 | 55097 | G | CTG4 | 3882 | Combined Cycle | ERC_REST | Texas | Lamar | 161 | 2000 | 9999 | 2019 | 2.2673 | 1149053 | 0.00258 | NEI 2019
Lamar Power Project | 55097_G_STG1 | 55097 | G | STG1 | 3879 | Combined Cycle | ERC_REST | Texas | Lamar | 204 | 2000 | 9999 | 2019 | 0.01 | 1281789 | 0.00258 | NEI 2019
Lamar Power Project | 55097_G_STG2 | 55097 | G | STG2 | 3881 | Combined Cycle | ERC_REST | Texas | Lamar | 204 | 2000 | 9999 | 2019 | 0.0054 | 1315703 | 0.00258 | NEI 2019
Rumford Power, Inc | 55100_G_UNT1 | 55100 | G | UNT1 | 3893 | Combined Cycle | NENG_ME | Maine | Oxford | 164 | 2000 | 9999 | 2019 | 0.17329 | 62416 | 0.00555 | NEI 2019
Rumford Power, Inc | 55100_G_UNT2 | 55100 | G | UNT2 | 3893 | Combined Cycle | NENG_ME | Maine | Oxford | 90 | 2000 | 9999 |  |  |  | 0.00555 | NEI 2019
Kalamazoo River Generating Station | 55101_G_0001 | 55101 | G | 0001 | 3894 | Combustion Turbine | MIS_LMI | Michigan | Kalamazoo | 72 | 1999 | 9999 | 2019 | 0.756 | 60651 | 0.02493 | NEI 2019
Livingston Generating Station | 55102_G_001 | 55102 | G | 001 | 3895 | Combustion Turbine | MIS_LMI | Michigan | Otsego | 33 | 1999 | 9999 |  |  |  | 0.03741 | NEI 2019
Livingston Generating Station | 55102_G_002 | 55102 | G | 002 | 3896 | Combustion Turbine | MIS_LMI | Michigan | Otsego | 33 | 1999 | 9999 |  |  |  | 0.03741 | NEI 2019
Livingston Generating Station | 55102_G_003 | 55102 | G | 003 | 3897 | Combustion Turbine | MIS_LMI | Michigan | Otsego | 33 | 1999 | 9999 |  |  |  | 0.03741 | NEI 2019
Livingston Generating Station | 55102_G_004 | 55102 | G | 004 | 3898 | Combustion Turbine | MIS_LMI | Michigan | Otsego | 33 | 1999 | 9999 | 2019 | 0.21435 | 11461 | 0.03741 | NEI 2019
Klamath Cogeneration Plant | 55103_G_CT1 | 55103 | G | CT1 | 3899 | Combined Cycle | WECC_PNW | Oregon | Klamath | 155 | 2001 | 9999 | 2017 | 7.66 | 2210937.49 | 0.00693 | NEI 2019
Klamath Cogeneration Plant | 55103_G_CT2 | 55103 | G | CT2 | 3900 | Combined Cycle | WECC_PNW | Oregon | Klamath | 155 | 2001 | 9999 |  |  |  | 0.00693 | NEI 2019
Klamath Cogeneration Plant | 55103_G_ST1 | 55103 | G | ST1 | 3899 | Combined Cycle | WECC_PNW | Oregon | Klamath | 180 | 2001 | 9999 |  |  |  | 0.00693 | NEI 2019
Rhode Island State Energy Center | 55107_G_CTG1 | 55107 | G | CTG1 | 3903 | Combined Cycle | NENGREST | Rhode Island | Providence | 168 | 2002 | 9999 |  |  |  | 0.02141 | NEI 2019
Rhode Island State Energy Center | 55107_G_CTG2 | 55107 | G | CTG2 | 3904 | Combined Cycle | NENGREST | Rhode Island | Providence | 168 | 2002 | 9999 | 2019 | 32.9658 | 3079007 | 0.02141 | NEI 2019
Rhode Island State Energy Center | 55107_G_STG1 | 55107 | G | STG1 | 3903 | Combined Cycle | NENGREST | Rhode Island | Providence | 218 | 2002 | 9999 |  |  |  | 0.02141 | NEI 2019
Rocky Road Power LLC | 55109_G_T4 | 55109 | G | T4 | 3911 | Combustion Turbine | PJM_COMD | Illinois | Kane | 104 | 2000 | 2045 | 2019 | 0.07347 | 14740.9231 | 0.00997 | NEI 2019
Rocky Road Power LLC | 55109_G_TG1 | 55109 | G | TG1 | 3908 | Combustion Turbine | PJM_COMD | Illinois | Kane | 102.2 | 1999 | 2045 | 2017 | 0.62886 | 5154.7503 | 0.24399 | NEI 2019
Rocky Road Power LLC | 55109_G_TG2 | 55109 | G | TG2 | 3909 | Combustion Turbine | PJM_COMD | Illinois | Kane | 103.6 | 1999 | 2045 | 2019 | 0.53148 | 14684.2272 | 0.07239 | NEI 2019
Rocky Road Power LLC | 55109_G_TG3 | 55109 | G | TG3 | 3910 | Combustion Turbine | PJM_COMD | Illinois | Kane | 28.2 | 1999 | 2045 | 2019 | 0.099 | 3997.058 | 0.04954 | NEI 2019
Madison | 55110_G_CT1 | 55110 | G | CT1 | 3912 | Combustion Turbine | PJM_West | Ohio | Butler | 71 | 2000 | 9999 | 2019 | 0.98 | 41908.3145 | 0.04677 | NEI 2019
Madison | 55110_G_CT2 | 55110 | G | CT2 | 3913 | Combustion Turbine | PJM_West | Ohio | Butler | 71 | 2000 | 9999 | 2019 | 0.98 | 41908.3145 | 0.04677 | NEI 2019
Madison | 55110_G_CT3 | 55110 | G | CT3 | 3914 | Combustion Turbine | PJM_West | Ohio | Butler | 69 | 2000 | 9999 | 2019 | 1.05 | 40727.7986 | 0.05156 | NEI 2019
Madison | 55110_G_CT4 | 55110 | G | CT4 | 3915 | Combustion Turbine | PJM_West | Ohio | Butler | 70 | 2000 | 9999 | 2019 | 0.97 | 41318.0565 | 0.04695 | NEI 2019
Madison | 55110_G_CT5 | 55110 | G | CT5 | 3916 | Combustion Turbine | PJM_West | Ohio | Butler | 70 | 2000 | 9999 | 2019 | 1.05 | 41318.0565 | 0.05083 | NEI 2019
Madison | 55110_G_CT6 | 55110 | G | CT6 | 3917 | Combustion Turbine | PJM_West | Ohio | Butler | 72 | 2000 | 9999 | 2019 | 0.99 | 42498.5724 | 0.04659 | NEI 2019
Madison | 55110_G_CT7 | 55110 | G | CT7 | 3918 | Combustion Turbine | PJM_West | Ohio | Butler | 73 | 2000 | 9999 | 2019 | 1.11 | 43088.8304 | 0.05152 | NEI 2019
Madison | 55110_G_CT8 | 55110 | G | CT8 | 3919 | Combustion Turbine | PJM_West | Ohio | Butler | 70 | 2000 | 9999 | 2019 | 0.86 | 41318.0565 | 0.04163 | NEI 2019
Vermillion Energy Facility | 55111_G_CT1 | 55111 | G | CT1 | 3920 | Combustion Turbine | MIS_INKY | Indiana | Vermillion | 72 | 2000 | 9999 | 2017 | 0.013534 | 7284.625 | 0.00372 | NEI 2019
Vermillion Energy Facility | 55111_G_CT2 | 55111 | G | CT2 | 3921 | Combustion Turbine | MIS_INKY | Indiana | Vermillion | 72 | 2000 | 9999 | 2019 | 0.0607 | 12499.25 | 0.00971 | NEI 2019
Vermillion Energy Facility | 55111_G_CT3 | 55111 | G | CT3 | 3922 | Combustion Turbine | MIS_INKY | Indiana | Vermillion | 71 | 2000 | 9999 | 2019 | 0.091444 | 12325.6493 | 0.01484 | NEI 2019
Vermillion Energy Facility | 55111_G_CT4 | 55111 | G | CT4 | 3923 | Combustion Turbine | MIS_INKY | Indiana | Vermillion | 73 | 2000 | 9999 | 2019 | 0.097902 | 12672.8507 | 0.01545 | NEI 2019
Vermillion Energy Facility | 55111_G_CT5 | 55111 | G | CT5 | 3924 | Combustion Turbine | MIS_INKY | Indiana | Vermillion | 71 | 2000 | 9999 | 2019 | 0.12242 | 12325.6493 | 0.01986 | NEI 2019
Vermillion Energy Facility | 55111_G_CT6 | 55111 | G | CT6 | 3925 | Combustion Turbine | MIS_INKY | Indiana | Vermillion | 72 | 2000 | 9999 | 2017 | 0.01114 | 7284.625 | 0.00306 | NEI 2019
Vermillion Energy Facility | 55111_G_CT7 | 55111 | G | CT7 | 3926 | Combustion Turbine | MIS_INKY | Indiana | Vermillion | 72 | 2000 | 9999 | 2017 | 0.12405 | 7284.625 | 0.03406 | NEI 2019
Vermillion Energy Facility | 55111_G_CT8 | 55111 | G | CT8 | 3927 | Combustion Turbine | MIS_INKY | Indiana | Vermillion | 73 | 2000 | 9999 | 2019 | 0.050285 | 12672.8507 | 0.00794 | NEI 2019
Sutter Energy Center | 55112_G_CT01 | 55112 | G | CT01 | 3928 | Combined Cycle | WEC_CALN | California | Sutter | 175 | 2001 | 9999 |  |  |  | 0.01609 | Default Emission Factor
Sutter Energy Center | 55112_G_CT02 | 55112 | G | CT02 | 3929 | Combined Cycle | WEC_CALN | California | Sutter | 175 | 2001 | 9999 |  |  |  | 0.01609 | Default Emission Factor
Sutter Energy Center | 55112_G_ST01 | 55112 | G | ST01 | 3928 | Combined Cycle | WEC_CALN | California | Sutter | 180 | 2001 | 9999 |  |  |  | 0.01609 | Default Emission Factor
Rockingham County CT Station | 55116_G_CT1 | 55116 | G | CT1 | 3935 | Combustion Turbine | S_VACA | North Carolina | Rockingham | 165 | 2000 | 9999 |  |  |  | 0.02266 | NEI 2019
Rockingham County CT Station | 55116_G_CT2 | 55116 | G | CT2 | 3936 | Combustion Turbine | S_VACA | North Carolina | Rockingham | 165 | 2000 | 9999 |  |  |  | 0.02266 | NEI 2019
Rockingham County CT Station | 55116_G_CT3 | 55116 | G | CT3 | 3937 | Combustion Turbine | S_VACA | North Carolina | Rockingham | 165 | 2000 | 9999 |  |  |  | 0.02266 | NEI 2019
Rockingham County CT Station | 55116_G_CT4 | 55116 | G | CT4 | 3938 | Combustion Turbine | S_VACA | North Carolina | Rockingham | 165 | 2000 | 9999 |  |  |  | 0.02266 | NEI 2019
Rockingham County CT Station | 55116_G_CT5 | 55116 | G | CT5 | 3939 | Combustion Turbine | S_VACA | North Carolina | Rockingham | 165 | 2000 | 9999 | 2019 | 10.87 | 959483.997 | 0.02266 | NEI 2019
RS Cogen | 55117_G_RS-4 | 55117 | G | RS-4 | 3940 | Combined Cycle | MIS_WOTA | Louisiana | Calcasieu | 80 | 2002 | 9999 |  |  |  | 0.02521 | NEI 2019
RS Cogen | 55117_G_RS-5 | 55117 | G | RS-5 | 3940 | Combined Cycle | MIS_WOTA | Louisiana | Calcasieu | 167.7 | 2002 | 9999 | 2019 | 18.17 | 1719500.39 | 0.02521 | NEI 2019
RS Cogen | 55117_G_RS-6 | 55117 | G | RS-6 | 3941 | Combined Cycle | MIS_WOTA | Louisiana | Calcasieu | 167.7 | 2002 | 9999 | 2019 | 18.55 | 1193962.1 | 0.02521 | NEI 2019
NAFTA Region Olefins Complex Cogen Fac | 55122_G_UN1 | 55122 | G | UN1 |  | Combustion Turbine | MIS_WOTA | Texas | Jefferson | 35 | 2001 | 9999 | 2019 | 1.891 | 194823.51 | 0.01941 | NEI 2019
NAFTA Region Olefins Complex Cogen Fac | 55122_G_UN2 | 55122 | G | UN2 |  | Combustion Turbine | MIS_WOTA | Texas | Jefferson | 35 | 2001 | 9999 | 2019 | 0.7527 | 194823.51 | 0.00773 | NEI 2019
Magic Valley Generating Station | 55123_G_CTG1 | 55123 | G | CTG1 | 3951 | Combined Cycle | ERC_REST | Texas | Hidalgo | 221 | 2002 | 9999 |  |  |  | 0.01609 | Default Emission Factor
Magic Valley Generating Station | 55123_G_CTG2 | 55123 | G | CTG2 | 3952 | Combined Cycle | ERC_REST | Texas | Hidalgo | 221 | 2002 | 9999 |  |  |  | 0.01609 | Default Emission Factor
Magic Valley Generating Station | 55123_G_STG | 55123 | G | STG | 3951 | Combined Cycle | ERC_REST | Texas | Hidalgo | 240 | 2002 | 9999 |  |  |  | 0.01609 | Default Emission Factor
Griffith Energy LLC | 55124_G_CTG1 | 55124 | G | CTG1 | 3953 | Combined Cycle | WECC_AZ | Arizona | Mohave | 147 | 2002 | 9999 |  |  |  | 0.01609 | Default Emission Factor
Griffith Energy LLC | 55124_G_CTG2 | 55124 | G | CTG2 | 3954 | Combined Cycle | WECC_AZ | Arizona | Mohave | 147 | 2002 | 9999 |  |  |  | 0.01609 | Default Emission Factor
Griffith Energy LLC | 55124_G_STG | 55124 | G | STG | 3953 | Combined Cycle | WECC_AZ | Arizona | Mohave | 276 | 2002 | 9999 |  |  |  | 0.01609 | Default Emission Factor
Milford Power Project | 55126_G_CA01 | 55126 | G | CA01 | 3956 | Combined Cycle | NENG_CT | Connecticut | New Haven | 270.9 | 2004 | 9999 | 2019 | 4.2 | 1890314 | 0.00444 | NEI 2019
Milford Power Project | 55126_G_CA02 | 55126 | G | CA02 | 3957 | Combined Cycle | NENG_CT | Connecticut | New Haven | 266.7 | 2004 | 9999 | 2019 | 3.6 | 1823475 | 0.00395 | NEI 2019
Manchief Electric Generating Station | 55127_G_UN1 | 55127 | G | UN1 | 3958 | Combustion Turbine | WECC_CO | Colorado | Morgan | 132 | 2000 | 9999 | 2017 | 1.245 | 55943 | 0.04451 | NEI 2019
Manchief Electric Generating Station | 55127_G_UN2 | 55127 | G | UN2 | 3959 | Combustion Turbine | WECC_CO | Colorado | Morgan | 132 | 2000 | 9999 | 2017 | 0.88203 | 55943 | 0.03153 | NEI 2019
Walton County Power LLC | 55128_G_101G | 55128 | G | 101G | 3960 | Combustion Turbine | S_SOU | Georgia | Walton | 151.5 | 2001 | 9999 | 2019 | 0.12 | 152718.6667 | 0.00157 | NEI 2019
Walton County Power LLC | 55128_G_102G | 55128 | G | 102G | 3961 | Combustion Turbine | S_SOU | Georgia | Walton | 151.5 | 2001 | 9999 |  |  |  | 0.04322 | Default Emission Factor
Walton County Power LLC | 55128_G_103G | 55128 | G | 103G | 3962 | Combustion Turbine | S_SOU | Georgia | Walton | 151.5 | 2001 | 9999 |  |  |  | 0.04322 | Default Emission Factor
Desert Basin | 55129_G_CTG1 | 55129 | G | CTG1 | 3964 | Combined Cycle | WECC_AZ | Arizona | Pinal | 162 | 2001 | 9999 |  |  |  | 0.01609 | Default Emission Factor
Desert Basin | 55129_G_CTG2 | 55129 | G | CTG2 | 3965 | Combined Cycle | WECC_AZ | Arizona | Pinal | 162 | 2001 | 9999 |  |  |  | 0.01609 | Default Emission Factor
Desert Basin | 55129_G_STG | 55129 | G | STG | 3964 | Combined Cycle | WECC_AZ | Arizona | Pinal | 253 | 2001 | 9999 |  |  |  | 0.01609 | Default Emission Factor
Kendall County Generation Facility | 55131_G_CTG1 | 55131 | G | CTG1 | 3966 | Combined Cycle | PJM_COMD | Illinois | Kendall | 160 | 2002 | 2045 | 2019 | 3.765 | 1032767 | 0.00478 | NEI 2019
Kendall County Generation Facility | 55131_G_CTG2 | 55131 | G | CTG2 | 3967 | Combined Cycle | PJM_COMD | Illinois | Kendall | 160 | 2002 | 2045 | 2019 | 4.0909 | 1101020 | 0.0049 | NEI 2019
Kendall County Generation Facility | 55131_G_CTG3 | 55131 | G | CTG3 | 3968 | Combined Cycle | PJM_COMD | Illinois | Kendall | 160 | 2002 | 2045 | 2017 | 3.9754 | 1081300 | 0.00492 | NEI 2019
Kendall County Generation Facility | 55131_G_CTG4 | 55131 | G | CTG4 | 3969 | Combined Cycle | PJM_COMD | Illinois | Kendall | 160 | 2002 | 2045 | 2017 | 4.2382 | 1016271 | 0.00544 | NEI 2019
Kendall County Generation Facility | 55131_G_STG1 | 55131 | G | STG1 | 3966 | Combined Cycle | PJM_COMD | Illinois | Kendall | 125 | 2002 | 2045 |  |  |  | 0.00478 | NEI 2019
Kendall County Generation Facility | 55131_G_STG2 | 55131 | G | STG2 | 3967 | Combined Cycle | PJM_COMD | Illinois | Kendall | 125 | 2002 | 2045 |  |  |  | 0.0049 | NEI 2019
Kendall County Generation Facility | 55131_G_STG3 | 55131 | G | STG3 | 3968 | Combined Cycle | PJM_COMD | Illinois | Kendall | 125 | 2002 | 2045 |  |  |  | 0.00492 | NEI 2019
Kendall County Generation Facility | 55131_G_STG4 | 55131 | G | STG4 | 3969 | Combined Cycle | PJM_COMD | Illinois | Kendall | 125 | 2002 | 2045 |  |  |  | 0.00544 | NEI 2019
Tenaska Gateway Generating Station | 55132_G_GTG1 | 55132 | G | GTG1 | 3970 | Combined Cycle | ERC_GWAY | Texas | Rusk | 146 | 2001 | 9999 | 2019 | 5.0461 | 2394747 | 0.01371 | NEI 2019
Tenaska Gateway Generating Station | 55132_G_GTG2 | 55132 | G | GTG2 | 3971 | Combined Cycle | ERC_GWAY | Texas | Rusk | 149 | 2001 | 9999 | 2019 | 7.7506 | 777607 | 0.01371 | NEI 2019
Tenaska Gateway Generating Station | 55132_G_GTG3 | 55132 | G | GTG3 | 3972 | Combined Cycle | ERC_GWAY | Texas | Rusk | 148 | 2001 | 9999 | 2019 | 13.9704 | 731403 | 0.01371 | NEI 2019
Tenaska Gateway Generating Station | 55132_G_STG1 | 55132 | G | STG1 | 3970 | Combined Cycle | ERC_GWAY | Texas | Rusk | 402 | 2001 | 9999 |  |  |  | 0.01371 | NEI 2019
Thomson Reuters Campus Bldg A-D | 55133_G_3086 | 55133 | G | 3086 |  | Combustion Turbine | MIS_MNWI | Minnesota | Dakota | 1.6 | 1999 | 9999 |  |  |  | 1.9821 | Default Emission Factor
Thomson Reuters Campus Bldg A-D | 55133_G_3087 | 55133 | G | 3087 |  | Combustion Turbine | MIS_MNWI | Minnesota | Dakota | 1.6 | 1999 | 9999 |  |  |  | 1.9821 | Default Emission Factor
Thomson Reuters Campus Bldg A-D | 55133_G_3088 | 55133 | G | 3088 |  | Combustion Turbine | MIS_MNWI | Minnesota | Dakota | 1.6 | 1999 | 9999 |  |  |  | 1.9821 | Default Emission Factor
Thomson Reuters Campus Bldg A-D | 55133_G_3089 | 55133 | G | 3089 |  | Combustion Turbine | MIS_MNWI | Minnesota | Dakota | 1.6 | 1999 | 9999 |  |  |  | 1.9821 | Default Emission Factor
Thomson Reuters Campus Bldg A-D | 55133_G_3090 | 55133 | G | 3090 |  | Combustion Turbine | MIS_MNWI | Minnesota | Dakota | 1.6 | 1999 | 9999 |  |  |  | 1.9821 | Default Emission Factor
Thomson Reuters Campus Bldg A-D | 55133_G_3091 | 55133 | G | 3091 |  | Combustion Turbine | MIS_MNWI | Minnesota | Dakota | 1.6 | 1999 | 9999 |  |  |  | 1.9821 | Default Emission Factor
Thomson Reuters Campus Bldg A-D | 55133_G_3093 | 55133 | G | 3093 |  | Combustion Turbine | MIS_MNWI | Minnesota | Dakota | 1.6 | 1999 | 9999 |  |  |  | 1.9821 | Default Emission Factor
Alliant Energy Neenah | 55135_G_CT01 | 55135 | G | CT01 | 3973 | Combustion Turbine | MIS_WUMS | Wisconsin | Winnebago | 152.5 | 2000 | 9999 | 2019 | 1.5879 | 151837.0887 | 0.02092 | NEI 2019
Alliant Energy Neenah | 55135_G_CT02 | 55135 | G | CT02 | 3974 | Combustion Turbine | MIS_WUMS | Wisconsin | Winnebago | 148.4 | 2000 | 9999 | 2019 | 1.8665 | 147754.9113 | 0.02527 | NEI 2019
Rio Nogales Power Project | 55137_G_CTG1 | 55137 | G | CTG1 | 3975 | Combined Cycle | ERC_REST | Texas | Guadalupe | 165 | 2002 | 9999 | 2019 | 6.4689 | 2385946 | 0.00496 | NEI 2019
Rio Nogales Power Project | 55137_G_CTG2 | 55137 | G | CTG2 | 3976 | Combined Cycle | ERC_REST | Texas | Guadalupe | 169 | 2002 | 9999 | 2019 | 2.0527 | 837414 | 0.00496 | NEI 2019
Rio Nogales Power Project | 55137_G_CTG3 | 55137 | G | CTG3 | 3977 | Combined Cycle | ERC_REST | Texas | Guadalupe | 169 | 2002 | 9999 | 2019 | 1.602 | 858880.99 | 0.00496 | NEI 2019
Rio Nogales Power Project | 55137_G_STG1 | 55137 | G | STG1 | 3975 | Combined Cycle | ERC_REST | Texas | Guadalupe | 323 | 2002 | 9999 |  |  |  | 0.00496 | NEI 2019
Walton Discover Power Facility | 55138_G_UN1 | 55138 | G | UN1 | 88304 | Combustion Turbine | S_SOU | Alabama | LEE | 50 | 1999 | 9999 | 2019 | 0.055112 | 4468.5 | 0.02467 | NEI 2019
Walton Discover Power Facility | 55138_G_UN2 | 55138 | G | UN2 | 88306 | Combustion Turbine | S_SOU | Alabama | LEE | 50 | 1999 | 9999 |  |  |  | 0.04322 | Default Emission Factor
Wolf Hollow I LP | 55139_G_CTG1 | 55139 | G | CTG1 | 3981 | Combined Cycle | ERC_REST | Texas | Hood | 212.5 | 2003 | 9999 | 2019 | 34.5299 | 1543404 | 0.06052 | NEI 2019
Wolf Hollow I LP | 55139_G_CTG2 | 55139 | G | CTG2 | 3982 | Combined Cycle | ERC_REST | Texas | Hood | 212.5 | 2003 | 9999 | 2019 | 34.8312 | 748730 | 0.06052 | NEI 2019
Wolf Hollow I LP | 55139_G_ST | 55139 | G | ST | 3981 | Combined Cycle | ERC_REST | Texas | Hood | 280 | 2003 | 9999 |  |  |  | 0.06052 | NEI 2019
Hawk Road Facility | 55141_G_CT1 | 55141 | G | CT1 | 3991 | Combustion Turbine | S_SOU | Georgia | Heard | 153 | 2001 | 9999 |  |  |  | 0.04322 | Default Emission Factor
Hawk Road Facility | 55141_G_CT2 | 55141 | G | CT2 | 3992 | Combustion Turbine | S_SOU | Georgia | Heard | 150.3 | 2001 | 9999 |  |  |  | 0.04322 | Default Emission Factor
Hawk Road Facility | 55141_G_CT3 | 55141 | G | CT3 | 3993 | Combustion Turbine | S_SOU | Georgia | Heard | 153 | 2001 | 9999 |  |  |  | 0.04322 | Default Emission Factor
Hays Energy Project | 55144_G_U1 | 55144 | G | U1 | 4002 | Combined Cycle | ERC_REST | Texas | Hays | 210 | 2002 | 9999 | 2019 | 34.4028 | 776522 | 0.08861 | NEI 2019
Hays Energy Project | 55144_G_U2 | 55144 | G | U2 | 4003 | Combined Cycle | ERC_REST | Texas | Hays | 211 | 2002 | 9999 | 2019 | 7.2741 | 850385 | 0.01711 | NEI 2019
Hays Energy Project | 55144_G_U3 | 55144 | G | U3 | 4004 | Combined Cycle | ERC_REST | Texas | Hays | 210 | 2002 | 9999 | 2019 | 19.5071 | 702565 | 0.05553 | NEI 2019
Hays Energy Project | 55144_G_U4 | 55144 | G | U4 | 4005 | Combined Cycle | ERC_REST | Texas | Hays | 213 | 2002 | 9999 | 2019 | 29.6913 | 789866 | 0.07518 | NEI 2019
Green Country Energy LLC | 55146_G_CTG1 | 55146 | G | CTG1 | 4006 | Combined Cycle | SPP_WEST | Oklahoma | Tulsa | 155 | 2002 | 9999 | 2019 | 2.413 | 940838 | 0.00308 | NEI 2019
Green Country Energy LLC | 55146_G_CTG2 | 55146 | G | CTG2 | 4007 | Combined Cycle | SPP_WEST | Oklahoma | Tulsa | 155 | 2002 | 9999 | 2019 | 2.266 | 887708 | 0.00312 | NEI 2019
Green Country Energy LLC | 55146_G_CTG3 | 55146 | G | CTG3 | 4008 | Combined Cycle | SPP_WEST | Oklahoma | Tulsa | 155 | 2002 | 9999 | 2019 | 2.599 | 1044117 | 0.00305 | NEI 2019
Green Country Energy LLC | 55146_G_STG1 | 55146 | G | STG1 | 4006 | Combined Cycle | SPP_WEST | Oklahoma | Tulsa | 106 | 2002 | 9999 | 2019 | 0.006435 | 629006 | 0.00308 | NEI 2019
Green Country Energy LLC | 55146_G_STG2 | 55146 | G | STG2 | 4007 | Combined Cycle | SPP_WEST | Oklahoma | Tulsa | 106 | 2002 | 9999 |  |  |  | 0.00312 | NEI 2019
Green Country Energy LLC | 55146_G_STG3 | 55146 | G | STG3 | 4008 | Combined Cycle | SPP_WEST | Oklahoma | Tulsa | 106 | 2002 | 9999 |  |  |  | 0.00305 | NEI 2019
Worthington Generation LLC | 55148_G_1 | 55148 | G | 1 | 4017 | Combustion Turbine | MIS_INKY | Indiana | Greene | 41.5 | 2000 | 9999 | 2019 | 0.34706 | 15198.25 | 0.04567 | NEI 2019
Worthington Generation LLC | 55148_G_2 | 55148 | G | 2 | 4018 | Combustion Turbine | MIS_INKY | Indiana | Greene | 41.5 | 2000 | 9999 | 2019 | 0.32105 | 15198.25 | 0.04225 | NEI 2019
Worthington Generation LLC | 55148_G_3 | 55148 | G | 3 | 4019 | Combustion Turbine | MIS_INKY | Indiana | Greene | 41.5 | 2000 | 9999 | 2019 | 0.22154 | 15198.25 | 0.02915 | NEI 2019
Worthington Generation LLC | 55148_G_4 | 55148 | G | 4 | 4020 | Combustion Turbine | MIS_INKY | Indiana | Greene | 41.5 | 2000 | 9999 | 2019 | 0.3598 | 15198.25 | 0.04735 | NEI 2019
Lake Road Generating Plant | 55149_G_U1 | 55149 | G | U1 | 4021 | Combined Cycle | NENG_CT | Connecticut | Windham | 270.8 | 2002 | 9999 | 2019 | 3.4 | 1862989 | 0.00365 | NEI 2019
Lake Road Generating Plant | 55149_G_U2 | 55149 | G | U2 | 4022 | Combined Cycle | NENG_CT | Connecticut | Windham | 275 | 2002 | 9999 | 2019 | 5.3 | 1811289 | 0.00585 | NEI 2019
Lake Road Generating Plant | 55149_G_U3 | 55149 | G | U3 | 4023 | Combined Cycle | NENG_CT | Connecticut | Windham | 286.7 | 2002 | 9999 | 2019 | 4.1 | 1647892 | 0.00498 | NEI 2019
La Paloma Generating Plant | 55151_G_GEN1 | 55151 | G | GEN1 | 4024 | Combined Cycle | WEC_CALN | California | Kern | 243.7 | 2003 | 9999 | 2017 | 4.2691 | 947774 | 0.00901 | NEI 2019
La Paloma Generating Plant | 55151_G_GEN2 | 55151 | G | GEN2 | 4025 | Combined Cycle | WEC_CALN | California | Kern | 241.6 | 2003 | 9999 | 2017 | 2.6014 | 902625 | 0.00576 | NEI 2019
La Paloma Generating Plant | 55151_G_GEN3 | 55151 | G | GEN3 | 4026 | Combined Cycle | WEC_CALN | California | Kern | 237.4 | 2003 | 9999 | 2017 | 3.4996 | 771250 | 0.00908 | NEI 2019
La Paloma Generating Plant | 55151_G_GEN4 | 55151 | G | GEN4 | 4027 | Combined Cycle | WEC_CALN | California | Kern | 242.7 | 2003 | 9999 | 2017 | 1.5495 | 347641 | 0.00891 | NEI 2019
Guadalupe Generating Station | 55153_G_CTG1 | 55153 | G | CTG1 | 4028 | Combined Cycle | ERC_REST | Texas | Guadalupe | 148 | 2000 | 9999 | 2019 | 0.812 | 715921 | 0.00141 | NEI 2019
Guadalupe Generating Station | 55153_G_CTG2 | 55153 | G | CTG2 | 4029 | Combined Cycle | ERC_REST | Texas | Guadalupe | 148 | 2000 | 9999 | 2019 | 0.789 | 692925 | 0.00141 | NEI 2019
Guadalupe Generating Station | 55153_G_CTG3 | 55153 | G | CTG3 | 4030 | Combined Cycle | ERC_REST | Texas | Guadalupe | 148 | 2000 | 9999 | 2019 | 1.163 | 1023515 | 0.00141 | NEI 2019
Guadalupe Generating Station | 55153_G_CTG4 | 55153 | G | CTG4 | 4031 | Combined Cycle | ERC_REST | Texas | Guadalupe | 148 | 2000 | 9999 | 2019 | 1.12 | 996791 | 0.00141 | NEI 2019
Guadalupe Generating Station | 55153_G_STG1 | 55153 | G | STG1 | 4028 | Combined Cycle | ERC_REST | Texas | Guadalupe | 197 | 2000 | 9999 |  |  |  | 0.00141 | NEI 2019
Guadalupe Generating Station | 55153_G_STG2 | 55153 | G | STG2 | 4030 | Combined Cycle | ERC_REST | Texas | Guadalupe | 197 | 2000 | 9999 |  |  |  | 0.00141 | NEI 2019
Lost Pines 1 Power Project | 55154_G_CTA | 55154 | G | CTA | 4032 | Combined Cycle | ERC_REST | Texas | Bastrop | 169 | 2001 | 9999 | 2019 | 3.05 | 789392 | 0.00503 | NEI 2019
Lost Pines 1 Power Project | 55154_G_CTB | 55154 | G | CTB | 4033 | Combined Cycle | ERC_REST | Texas | Bastrop | 169 | 2001 | 9999 | 2019 | 3.08 | 767091 | 0.00503 | NEI 2019
Lost Pines 1 Power Project | 55154_G_ST | 55154 | G | ST | 4032 | Combined Cycle | ERC_REST | Texas | Bastrop | 172 | 2001 | 9999 |  |  |  | 0.00503 | NEI 2019
MM Albany Energy | 55155_G_UNT1 | 55155 | G | UNT1 |  | Landfill Gas | NY_Z_F | New York | Albany | 0.9 | 1998 | 9999 |  |  |  | 1.5652 | Default Emission Factor
MM Albany Energy | 55155_G_UNT2 | 55155 | G | UNT2 |  | Landfill Gas | NY_Z_F | New York | Albany | 0.9 | 1998 | 9999 |  |  |  | 1.5652 | Default Emission Factor
MM Albany Energy | 55155_G_UNT3 | 55155 | G | UNT3 |  | Landfill Gas | NY_Z_F | New York | Albany | 0.9 | 2008 | 9999 |  |  |  | 1.5652 | Default Emission Factor
MM Albany Energy | 55155_G_UNT4 | 55155 | G | UNT4 |  | Landfill Gas | NY_Z_F | New York | Albany | 1.6 | 2012 | 9999 |  |  |  | 1.5652 | Default Emission Factor
MM Albany Energy | 55155_G_UNT5 | 55155 | G | UNT5 |  | Landfill Gas | NY_Z_F | New York | Albany | 1.6 | 2012 | 9999 |  |  |  | 1.5652 | Default Emission Factor
MM Prince William Energy | 55156_G_UNT1 | 55156 | G | UNT1 |  | Landfill Gas | PJM_Dom | Virginia | Prince William | 0.9 | 1998 | 9999 |  |  |  | 1.5652 | Default Emission Factor
MM Prince William Energy | 55156_G_UNT2 | 55156 | G | UNT2 |  | Landfill Gas | PJM_Dom | Virginia | Prince William | 0.9 | 1998 | 9999 |  |  |  | 1.5652 | Default Emission Factor
MM Prince William Energy | 55156_G_UNT3 | 55156 | G | UNT3 |  | Landfill Gas | PJM_Dom | Virginia | Prince William | 1.6 | 2013 | 9999 |  |  |  | 1.5652 | Default Emission Factor
MM Prince William Energy | 55156_G_UNT4 | 55156 | G | UNT4 |  | Landfill Gas | PJM_Dom | Virginia | Prince William | 1.6 | 2013 | 9999 |  |  |  | 1.5652 | Default Emission Factor
MM Prince William Energy | 55156_G_UNT5 | 55156 | G | UNT5 |  | Landfill Gas | PJM_Dom | Virginia | Prince William | 1.6 | 2013 | 9999 |  |  |  | 1.5652 | Default Emission Factor
MM Tulare Energy | 55160_G_UNT1 | 55160 | G | UNT1 |  | Landfill Gas | WECC_SCE | California | Tulare | 0.8 | 1998 | 9999 | 2018 | 1.2828 | 3228 | 0.7948 | California Air Resources Board
MM Tulare Energy | 55160_G_UNT2 | 55160 | G | UNT2 |  | Landfill Gas | WECC_SCE | California | Tulare | 0.8 | 1998 | 9999 | 2018 | 1.2828 | 3228 | 0.7948 | California Air Resources Board
Bluegrass Generating Station | 55164_G_CT1 | 55164 | G | CT1 | 4034 | Combustion Turbine | PJM_West | Kentucky | Oldham | 167 | 2002 | 9999 | 2017 | 2.0883 | 26717 | 0.15633 | NEI 2019
Bluegrass Generating Station | 55164_G_CT2 | 55164 | G | CT2 | 4035 | Combustion Turbine | PJM_West | Kentucky | Oldham | 167 | 2002 | 9999 | 2017 | 1.7689 | 26717 | 0.13242 | NEI 2019
Bluegrass Generating Station | 55164_G_CT3 | 55164 | G | CT3 | 8446 | Combustion Turbine | PJM_West | Kentucky | Oldham | 167 | 2002 | 9999 | 2017 | 4.8468 | 26717 | 0.36282 | NEI 2019
Calcasieu | 55165_G_G101 | 55165 | G | G101 | 4036 | Combustion Turbine | MIS_WOTA | Louisiana | Calcasieu | 143.6 | 2000 | 9999 | 2019 | 2.54 | 55875.5657 | 0.09092 | NEI 2019
Calcasieu | 55165_G_G102 | 55165 | G | G102 | 4037 | Combustion Turbine | MIS_WOTA | Louisiana | Calcasieu | 159.4 | 2001 | 9999 | 2019 | 2.59 | 62023.4343 | 0.08352 | NEI 2019
Broad River Energy Center | 55166_G_CT01 | 55166 | G | CT01 | 4041 | Combustion Turbine | S_VACA | South Carolina | Cherokee | 172.2 | 2000 | 9999 | 2019 | 4.4377 | 425155.997 | 0.02088 | NEI 2019
Broad River Energy Center | 55166_G_CT02 | 55166 | G | CT02 | 4042 | Combustion Turbine | S_VACA | South Carolina | Cherokee | 169.2 | 2000 | 9999 |  |  |  | 0.02088 | NEI 2019
Broad River Energy Center | 55166_G_CT03 | 55166 | G | CT03 | 4043 | Combustion Turbine | S_VACA | South Carolina | Cherokee | 169.5 | 2000 | 9999 |  |  |  | 0.02088 | NEI 2019
Broad River Energy Center | 55166_G_CT04 | 55166 | G | CT04 | 8448 | Combustion Turbine | S_VACA | South Carolina | Cherokee | 173.3 | 2001 | 9999 |  |  |  | 0.02088 | NEI 2019
Broad River Energy Center | 55166_G_CT05 | 55166 | G | CT05 | 8450 | Combustion Turbine | S_VACA | South Carolina | Cherokee | 173.6 | 2001 | 9999 |  |  |  | 0.02088 | NEI 2019
Bastrop Energy Center | 55168_G_0001 | 55168 | G | 0001 | 4046 | Combined Cycle | ERC_REST | Texas | Bastrop | 149 | 2002 | 9999 | 2019 | 15.8075 | 909351 | 0.0277 | NEI 2019
Bastrop Energy Center | 55168_G_0002 | 55168 | G | 0002 | 4047 | Combined Cycle | ERC_REST | Texas | Bastrop | 149 | 2002 | 9999 | 2019 | 16.201 | 665435 | 0.0277 | NEI 2019
Bastrop Energy Center | 55168_G_0003 | 55168 | G | 0003 | 4046 | Combined Cycle | ERC_REST | Texas | Bastrop | 227 | 2002 | 9999 | 2019 | 0.0012 | 736242 | 0.0277 | NEI 2019
Granite Ridge | 55170_G_CT11 | 55170 | G | CT11 | 4048 | Combined Cycle | NENGREST | New Hampshire | Rockingham | 222 | 2003 | 9999 | 2019 | 3.5287 | 906927 | 0.005 | NEI 2019
Granite Ridge | 55170_G_CT12 | 55170 | G | CT12 | 4049 | Combined Cycle | NENGREST | New Hampshire | Rockingham | 222 | 2003 | 9999 | 2019 | 4.0354 | 1037167 | 0.005 | NEI 2019
Granite Ridge | 55170_G_STG | 55170 | G | STG | 4048 | Combined Cycle | NENGREST | New Hampshire | Rockingham | 234 | 2003 | 9999 | 2019 | 0.00083 | 1081501 | 0.005 | NEI 2019
Bosque County Peaking | 55172_G_GT-1 | 55172 | G | GT-1 | 4054 | Combined Cycle | ERC_REST | Texas | Bosque | 154 | 2000 | 9999 | 2019 | 0.3771 | 1908109 | 0.00043 | NEI 2019
Bosque County Peaking | 55172_G_GT-2 | 55172 | G | GT-2 | 4055 | Combined Cycle | ERC_REST | Texas | Bosque | 154 | 2000 | 9999 | 2019 | 0.1798 | 827911 | 0.00043 | NEI 2019
Bosque County Peaking | 55172_G_GT-3 | 55172 | G | GT-3 | 4056 | Combined Cycle | ERC_REST | Texas | Bosque | 154 | 2001 | 9999 | 2019 | 0.3557 | 1520879 | 0.00043 | NEI 2019
Bosque County Peaking | 55172_G_ST-4 | 55172 | G | ST-4 | 4056 | Combined Cycle | ERC_REST | Texas | Bosque | 86 | 2001 | 9999 |  |  |  | 0.00043 | NEI 2019
Bosque County Peaking | 55172_G_ST-5 | 55172 | G | ST-5 | 4054 | Combined Cycle | ERC_REST | Texas | Bosque | 200 | 2010 | 9999 |  |  |  | 0.00043 | NEI 2019
Acadia Energy Center | 55173_G_CT11 | 55173 | G | CT11 | 4054 | Combined Cycle | MIS_LA | Louisiana | Acadia | 164.7 | 2002 | 9999 | 2019 | 4.24 | 2164473 | 0.00533 | NEI 2019
Acadia Energy Center | 55173_G_CT12 | 55173 | G | CT12 | 4059 | Combined Cycle | MIS_LA | Louisiana | Acadia | 169 | 2002 | 9999 | 2019 | 4.09 | 962207 | 0.00533 | NEI 2019
Acadia Energy Center | 55173_G_CT24 | 55173 | G | CT24 | 4060 | Combined Cycle | MIS_LA | Louisiana | Acadia | 146.2 | 2002 | 9999 | 2019 | 1.3 | 1162963 | 0.00316 | NEI 2019
Acadia Energy Center | 55173_G_CT25 | 55173 | G | CT25 | 4061 | Combined Cycle | MIS_LA | Louisiana | Acadia | 145.6 | 2002 | 9999 | 2019 | 1.37 | 527158 | 0.00316 | NEI 2019
Acadia Energy Center | 55173_G_ST13 | 55173 | G | ST13 | 4058 | Combined Cycle | MIS_LA | Louisiana | Acadia | 221.3 | 2002 | 9999 |  |  |  | 0.00533 | NEI 2019
Acadia Energy Center | 55173_G_ST26 | 55173 | G | ST26 | 4060 | Combined Cycle | MIS_LA | Louisiana | Acadia | 241.1 | 2002 | 9999 |  |  |  | 0.00316 | NEI 2019
Eastman Cogeneration Facility | 55176_G_GEN1 | 55176 | G | GEN1 | 4065 | Combined Cycle | SPP_WEST | Texas | Harrison | 153.7 | 2001 | 9999 |  |  |  | 0.01609 | Default Emission Factor
Eastman Cogeneration Facility | 55176_G_GEN2 | 55176 | G | GEN2 | 4066 | Combined Cycle | SPP_WEST | Texas | Harrison | 153.7 | 2001 | 9999 |  |  |  | 0.01609 | Default Emission Factor
Eastman Cogeneration Facility | 55176_G_GEN3 | 55176 | G | GEN3 | 4065 | Combined Cycle | SPP_WEST | Texas | Harrison | 109.8 | 2001 | 9999 |  |  |  | 0.01609 | Default Emission Factor
South Point Energy Center | 55177_G_A | 55177 | G | A | 4067 | Combined Cycle | WECC_AZ | Arizona | Mohave | 180 | 2001 | 9999 |  |  |  | 0.01609 | Default Emission Factor
South Point Energy Center | 55177_G_B | 55177 | G | B | 4068 | Combined Cycle | WECC_AZ | Arizona | Mohave | 180 | 2001 | 9999 |  |  |  | 0.01609 | Default Emission Factor
South Point Energy Center | 55177_G_ST1 | 55177 | G | ST1 | 4067 | Combined Cycle | WECC_AZ | Arizona | Mohave | 190 | 2001 | 9999 |  |  |  | 0.01609 | Default Emission Factor
Dogwood Energy Facility | 55178_G_CT-1 | 55178 | G | CT-1 | 4069 | Combined Cycle | SPP_N | Missouri | Cass | 180.2 | 2001 | 9999 | 2017 | 5.6131 | 348070 | 0.01122 | NEI 2019
Dogwood Energy Facility | 55178_G_CT-2 | 55178 | G | CT-2 | 4070 | Combined Cycle | SPP_N | Missouri | Cass | 177.7 | 2001 | 9999 | 2019 | 5.9452 | 754448 | 0.01122 | NEI 2019
Dogwood Energy Facility | 55178_G_ST-1 | 55178 | G | ST-1 | 4069 | Combined Cycle | SPP_N | Missouri | Cass | 254.5 | 2002 | 9999 | 2019 | 0.0384 | 964837 | 0.01122 | NEI 2019
Rathdrum Power LLC | 55179_G_CTG1 | 55179 | G | CTG1 | 4071 | Combined Cycle | WECC_PNW | Idaho | Kootenai | 150 | 2001 | 9999 |  |  |  | 0.01609 | Default Emission Factor
Rathdrum Power LLC | 55179_G_STG1 | 55179 | G | STG1 | 4071 | Combined Cycle | WECC_PNW | Idaho | Kootenai | 98 | 2001 | 9999 |  |  |  | 0.01609 | Default Emission Factor
Sunrise Power LLC | 55182_G_STG | 55182 | G | STG | 8458 | Combined Cycle | WEC_CALN | California | Kern | 245 | 2003 | 9999 |  |  |  | 0.00647 | NEI 2019
Sunrise Power LLC | 55182_G_X718 | 55182 | G | X718 | 8458 | Combined Cycle | WEC_CALN | California | Kern | 150 | 2001 | 9999 | 2019 | 4.0377 | 645892 | 0.00647 | NEI 2019
Sunrise Power LLC | 55182_G_X719 | 55182 | G | X719 | 8460 | Combined Cycle | WEC_CALN | California | Kern | 150 | 2001 | 9999 | 2017 | 3.6354 | 822751 | 0.00647 | NEI 2019
Nelson Energy Center | 55183_G_CT1 | 55183 | G | CT1 | 4073 | Combined Cycle | PJM_COMD | Illinois | Lee | 168 | 2015 | 2045 | 2019 | 14.7827 | 2027814 | 0.02046 | NEI 2019
Nelson Energy Center | 55183_G_CT2 | 55183 | G | CT2 | 4074 | Combined Cycle | PJM_COMD | Illinois | Lee | 168 | 2015 | 2045 | 2017 | 17.2217 | 1100776 | 0.02046 | NEI 2019
Nelson Energy Center | 55183_G_ST1 | 55183 | G | ST1 | 4073 | Combined Cycle | PJM_COMD | Illinois | Lee | 125 | 2015 | 2045 |  |  |  | 0.02046 | NEI 2019
Nelson Energy Center | 55183_G_ST2 | 55183 | G | ST2 | 4074 | Combined Cycle | PJM_COMD | Illinois | Lee | 125 | 2015 | 2045 |  |  |  | 0.02046 | NEI 2019
Channelview Cogeneration Plant | 55187_G_GT1 | 55187 | G | GT1 | 4077 | Combined Cycle | ERC_REST | Texas | Harris | 163 | 2002 | 9999 | 2019 | 5.973 | 1143412 | 0.00909 | NEI 2019
Channelview Cogeneration Plant | 55187_G_GT2 | 55187 | G | GT2 | 4078 | Combined Cycle | ERC_REST | Texas | Harris | 161 | 2002 | 9999 | 2019 | 6.259 | 1188512 | 0.00909 | NEI 2019
Channelview Cogeneration Plant | 55187_G_GT3 | 55187 | G | GT3 | 4079 | Combined Cycle | ERC_REST | Texas | Harris | 165 | 2002 | 9999 | 2019 | 6.474 | 1235838 | 0.00909 | NEI 2019
Channelview Cogeneration Plant | 55187_G_GT4 | 55187 | G | GT4 | 4080 | Combined Cycle | ERC_REST | Texas | Harris | 159 | 2001 | 9999 | 2019 | 6.107 | 1185370 | 0.00909 | NEI 2019
Channelview Cogeneration Plant | 55187_G_ST1 | 55187 | G | ST1 | 4077 | Combined Cycle | ERC_REST | Texas | Harris | 143 | 2002 | 9999 | 2019 | 0.34 | 783851 | 0.00909 | NEI 2019
Cordova Energy | 55188_G_PT11 | 55188 | G | PT11 | 4081 | Combined Cycle | PJM_COMD | Illinois | Rock Island | 165 | 2001 | 2045 | 2017 | 15.2806 | 27054 | 0.10437 | NEI 2019
Cordova Energy | 55188_G_PT21 | 55188 | G | PT21 | 4082 | Combined Cycle | PJM_COMD | Illinois | Rock Island | 165 | 2001 | 2045 | 2019 | 13.9113 | 507494 | 0.10437 | NEI 2019
Cordova Energy | 55188_G_PT31 | 55188 | G | PT31 | 4081 | Combined Cycle | PJM_COMD | Illinois | Rock Island | 191.2 | 2001 | 2045 | 2017 | 0.04571 | 25710 | 0.10437 | NEI 2019
Ontelaunee Energy Center | 55193_G_CTG1 | 55193 | G | CTG1 | 4089 | Combined Cycle | PJM_WMAC | Pennsylvania | Berks | 184 | 2002 | 9999 | 2019 | 9.761 | 2716364 | 0.00726 | NEI 2019
Ontelaunee Energy Center | 55193_G_CTG2 | 55193 | G | CTG2 | 4090 | Combined Cycle | PJM_WMAC | Pennsylvania | Berks | 184 | 2002 | 9999 | 2019 | 4.516 | 1214579 | 0.00726 | NEI 2019
Ontelaunee Energy Center | 55193_G_STG | 55193 | G | STG | 4089 | Combined Cycle | PJM_WMAC | Pennsylvania | Berks | 187.1 | 2002 | 9999 |  |  |  | 0.00726 | NEI 2019
Springdale 1 & 2 | 55196_G_UNT1 | 55196 | G | UNT1 | 4100 | Combustion Turbine | PJM_AP | Pennsylvania | Allegheny | 44 | 1999 | 9999 | 2019 | 0.75 | 61138 | 0.02454 | NEI 2019
Springdale 1 & 2 | 55196_G_UNT2 | 55196 | G | UNT2 | 4101 | Combustion Turbine | PJM_AP | Pennsylvania | Allegheny | 44 | 1999 | 9999 | 2019 | 0.72 | 61138 | 0.02355 | NEI 2019
Caledonia | 55197_G_CTG1 | 55197 | G | CTG1 | 4102 | Combined Cycle | S_C_TVA | Mississippi | Lowndes | 157 | 2003 | 9999 | 2019 | 10.1709 | 1423779 | 0.01429 | NEI 2019
Caledonia | 55197_G_CTG2 | 55197 | G | CTG2 | 4103 | Combined Cycle | S_C_TVA | Mississippi | Lowndes | 157 | 2003 | 9999 | 2017 | 9.6699 | 1365659 | 0.01416 | NEI 2019
Caledonia | 55197_G_CTG3 | 55197 | G | CTG3 | 4104 | Combined Cycle | S_C_TVA | Mississippi | Lowndes | 157 | 2003 | 9999 | 2017 | 8.6156 | 1521539 | 0.01133 | NEI 2019
Caledonia | 55197_G_STG1 | 55197 | G | STG1 | 4102 | Combined Cycle | S_C_TVA | Mississippi | Lowndes | 98 | 2003 | 9999 |  |  |  | 0.01429 | NEI 2019
Caledonia | 55197_G_STG2 | 55197 | G | STG2 | 4103 | Combined Cycle | S_C_TVA | Mississippi | Lowndes | 98 | 2003 | 9999 |  |  |  | 0.01416 | NEI 2019
Caledonia | 55197_G_STG3 | 55197 | G | STG3 | 4104 | Combined Cycle | S_C_TVA | Mississippi | Lowndes | 98 | 2003 | 9999 |  |  |  | 0.01133 | NEI 2019
Riverside Generating LLC | 55198_G_GTG1 | 55198 | G | GTG1 | 4105 | Combustion Turbine | PJM_West | Kentucky | Lawrence | 165 | 2001 | 9999 | 2019 | 1.8604 | 75300.2 | 0.04941 | NEI 2019
Riverside Generating LLC | 55198_G_GTG2 | 55198 | G | GTG2 | 4106 | Combustion Turbine | PJM_West | Kentucky | Lawrence | 165 | 2001 | 9999 | 2017 | 1.3211 | 86303 | 0.03062 | NEI 2019
Riverside Generating LLC | 55198_G_GTG3 | 55198 | G | GTG3 | 4107 | Combustion Turbine | PJM_West | Kentucky | Lawrence | 165 | 2001 | 9999 | 2019 | 1.6344 | 75300.2 | 0.04341 | NEI 2019
Riverside Generating LLC | 55198_G_GTG4 | 55198 | G | GTG4 | 4108 | Combustion Turbine | PJM_West | Kentucky | Lawrence | 165 | 2002 | 9999 | 2017 | 1.8341 | 86303 | 0.0425 | NEI 2019
Riverside Generating LLC | 55198_G_GTG5 | 55198 | G | GTG5 | 4109 | Combustion Turbine | PJM_West | Kentucky | Lawrence | 165 | 2002 | 9999 | 2019 | 1.6411 | 75300.2 | 0.04359 | NEI 2019
Elwood Energy LLC | 55199_G_GT1 | 55199 | G | GT1 | 4110 | Combustion Turbine | PJM_COMD | Illinois | Will | 150 | 1999 | 2045 | 2019 | 0.25014 | 27674 | 0.01808 | NEI 2019
Elwood Energy LLC | 55199_G_GT2 | 55199 | G | GT2 | 4116 | Combustion Turbine | PJM_COMD | Illinois | Will | 150 | 1999 | 2045 | 2019 | 0.2268 | 27674 | 0.01639 | NEI 2019
Elwood Energy LLC | 55199_G_GT3 | 55199 | G | GT3 | 4117 | Combustion Turbine | PJM_COMD | Illinois | Will | 150 | 1999 | 2045 | 2019 | 0.21573 | 27674 | 0.01559 | NEI 2019
Elwood Energy LLC | 55199_G_GT4 | 55199 | G | GT4 | 4118 | Combustion Turbine | PJM_COMD | Illinois | Will | 150 | 1999 | 2045 | 2019 | 0.33553 | 27674 | 0.02425 | NEI 2019
Elwood Energy LLC | 55199_G_GT5 | 55199 | G | GT5 | 4119 | Combustion Turbine | PJM_COMD | Illinois | Will | 150 | 2001 | 2045 | 2019 | 0.2992 | 27674 | 0.02162 | NEI 2019
Elwood Energy LLC | 55199_G_GT6 | 55199 | G | GT6 | 4120 | Combustion Turbine | PJM_COMD | Illinois | Will | 150 | 2001 | 2045 | 2019 | 0.27777 | 27674 | 0.02008 | NEI 2019
Elwood Energy LLC | 55199_G_GT7 | 55199 | G | GT7 | 4121 | Combustion Turbine | PJM_COMD | Illinois | Will | 150 | 2001 | 2045 | 2017 | 0.33166 | 39824.7778 | 0.01666 | NEI 2019
Elwood Energy LLC | 55199_G_GT8 | 55199 | G | GT8 | 4122 | Combustion Turbine | PJM_COMD | Illinois | Will | 150 | 2001 | 2045 | 2019 | 0.21576 | 27674 | 0.01559 | NEI 2019
Elwood Energy LLC | 55199_G_GT9 | 55199 | G | GT9 | 4123 | Combustion Turbine | PJM_COMD | Illinois | Will | 150 | 2001 | 2045 | 2019 | 0.30282 | 27674 | 0.02189 | NEI 2019
Arapahoe Combustion Turbine Project | 55200_G_UN5 | 55200 | G | UN5 | 4124 | Combined Cycle | WECC_CO | Colorado | Denver | 39 | 2000 | 9999 | 2019 | 2.9211 | 208361 | 0.02804 | NEI 2019
Arapahoe Combustion Turbine Project | 55200_G_UN6 | 55200 | G | UN6 | 4125 | Combined Cycle | WECC_CO | Colorado | Denver | 39 | 2000 | 9999 |  |  |  | 0.02804 | NEI 2019
Arapahoe Combustion Turbine Project | 55200_G_UN7 | 55200 | G | UN7 | 4124 | Combined Cycle | WECC_CO | Colorado | Denver | 44.5 | 2002 | 9999 |  |  |  | 0.02804 | NEI 2019
Gibson City Energy Center LLC | 55201_G_1 | 55201 | G | 1 | 4126 | Combustion Turbine | MIS_IL | Illinois | Ford | 114 | 2000 | 2045 | 2019 | 0.89745 | 37524 | 0.04783 | NEI 2019
Gibson City Energy Center LLC | 55201_G_2 | 55201 | G | 2 | 4127 | Combustion Turbine | MIS_IL | Illinois | Ford | 114 | 2000 | 2045 | 2017 | 0.89208 | 24805 | 0.07193 | NEI 2019
Pinckneyville | 55202_G_1 | 55202 | G | 1 | 4128 | Combustion Turbine | MIS_IL | Illinois | Perry | 44 | 2000 | 2045 | 2019 | 0.68292 | 10770.2532 | 0.12682 | NEI 2019
Pinckneyville | 55202_G_2 | 55202 | G | 2 | 4129 | Combustion Turbine | MIS_IL | Illinois | Perry | 44 | 2000 | 2045 | 2019 | 0.53397 | 10770.2532 | 0.09916 | NEI 2019
Pinckneyville | 55202_G_3 | 55202 | G | 3 | 4130 | Combustion Turbine | MIS_IL | Illinois | Perry | 44 | 2000 | 2045 | 2019 | 0.65098 | 10770.2532 | 0.12089 | NEI 2019
Pinckneyville | 55202_G_4 | 55202 | G | 4 | 4131 | Combustion Turbine | MIS_IL | Illinois | Perry | 44 | 2000 | 2045 | 2019 | 0.63705 | 10770.2532 | 0.1183 | NEI 2019
Pinckneyville | 55202_G_5 | 55202 | G | 5 | 4132 | Combustion Turbine | MIS_IL | Illinois | Perry | 35 | 2001 | 2045 | 2019 | 0.053325 | 8567.2468 | 0.01245 | NEI 2019
Pinckneyville | 55202_G_6 | 55202 | G | 6 | 4133 | Combustion Turbine | MIS_IL | Illinois | Perry | 35 | 2001 | 2045 | 2017 | 0.04844 | 11016.25 | 0.00879 | NEI 2019
Pinckneyville | 55202_G_7 | 55202 | G | 7 | 4134 | Combustion Turbine | MIS_IL | Illinois | Perry | 35 | 2001 | 2045 | 2019 | 0.12478 | 8567.2468 | 0.02913 | NEI 2019
Pinckneyville | 55202_G_8 | 55202 | G | 8 | 4135 | Combustion Turbine | MIS_IL | Illinois | Perry | 35 | 2001 | 2045 | 2019 | 0.079105 | 8567.2468 | 0.01847 | NEI 2019
Kinmundy | 55204_G_1 | 55204 | G | 1 | 4136 | Combustion Turbine | MIS_IL | Illinois | Marion | 103 | 2001 | 2045 | 2017 | 0.02712 | 3933.5 | 0.01379 | NEI 2019
Kinmundy | 55204_G_2 | 55204 | G | 2 | 4137 | Combustion Turbine | MIS_IL | Illinois | Marion | 103 | 2001 | 2045 |  |  |  | 0.04322 | Default Emission Factor
Corpus Christi Energy Center | 55206_G_CT1 | 55206 | G | CT1 | 4138 | Combined Cycle | ERC_REST | Texas | Nueces | 152 | 2002 | 9999 | 2019 | 3.0819 | 746648 | 0.0045 | NEI 2019
Corpus Christi Energy Center | 55206_G_CT2 | 55206 | G | CT2 | 4139 | Combined Cycle | ERC_REST | Texas | Nueces | 152 | 2002 | 9999 | 2019 | 1.4036 | 908204 | 0.0045 | NEI 2019
Corpus Christi Energy Center | 55206_G_ST1 | 55206 | G | ST1 | 4138 | Combined Cycle | ERC_REST | Texas | Nueces | 165 | 2002 | 9999 |  |  |  | 0.0045 | NEI 2019
Valmont Combustion Turbine Project | 55207_G_UN7 | 55207 | G | UN7 |  | Combustion Turbine | WECC_CO | Colorado | Boulder | 39.9 | 2000 | 9999 |  |  |  | 0.04322 | Default Emission Factor
Valmont Combustion Turbine Project | 55207_G_UN8 | 55207 | G | UN8 |  | Combustion Turbine | WECC_CO | Colorado | Boulder | 39.9 | 2001 | 9999 |  |  |  | 0.04322 | Default Emission Factor
Afton Generating Station | 55210_G_0001 | 55210 | G | 0001 | 4144 | Combined Cycle | WECC_NM | New Mexico | Dona Ana | 141 | 2002 | 9999 |  |  |  | 0.00114 | NEI 2019
Afton Generating Station | 55210_G_0002 | 55210 | G | 0002 | 4144 | Combined Cycle | WECC_NM | New Mexico | Dona Ana | 94.6 | 2007 | 9999 | 2019 | 0.5 | 878017 | 0.00114 | NEI 2019
ANP Bellingham Energy Project | 55211_G_U1 | 55211 | G | U1 | 4145 | Combined Cycle | NENGREST | Massachusetts | Norfolk | 266.8 | 2002 | 9999 | 2019 | 5.0041 | 938354 | 0.01067 | NEI 2019
ANP Bellingham Energy Project | 55211_G_U2 | 55211 | G | U2 | 4146 | Combined Cycle | NENGREST | Massachusetts | Norfolk | 267.7 | 2002 | 9999 | 2019 | 1.701 | 861419 | 0.00395 | NEI 2019
ANP Blackstone Energy Project | 55212_G_U1 | 55212 | G | U1 | 4147 | Combined Cycle | NENGREST | Massachusetts | Worcester | 247.8 | 2001 | 9999 | 2019 | 4.5921 | 810546 | 0.01133 | NEI 2019
ANP Blackstone Energy Project | 55212_G_U2 | 55212 | G | U2 | 4148 | Combined Cycle | NENGREST | Massachusetts | Worcester | 248.7 | 2001 | 9999 | 2019 | 4.8407 | 861814 | 0.01123 | NEI 2019
Odessa-Ector Power Plant | 55215_G_CTG1 | 55215 | G | CTG1 | 4149 | Combined Cycle | ERC_WEST | Texas | Ector | 162 | 2001 | 9999 | 2019 | 4.481 | 1151140 | 0.00481 | NEI 2019
Odessa-Ector Power Plant | 55215_G_CTG2 | 55215 | G | CTG2 | 4150 | Combined Cycle | ERC_WEST | Texas | Ector | 153.5 | 2001 | 9999 | 2019 | 4.0291 | 1068165 | 0.00481 | NEI 2019
Odessa-Ector Power Plant | 55215_G_CTG3 | 55215 | G | CTG3 | 4151 | Combined Cycle | ERC_WEST | Texas | Ector | 153.5 | 2001 | 9999 | 2019 | 8.5658 | 1149216 | 0.00498 | NEI 2019
Odessa-Ector Power Plant | 55215_G_CTG4 | 55215 | G | CTG4 | 4152 | Combined Cycle | ERC_WEST | Texas | Ector | 162 | 2001 | 9999 | 2019 | 0.9573 | 1133549 | 0.00498 | NEI 2019
Odessa-Ector Power Plant | 55215_G_STG1 | 55215 | G | STG1 | 4149 | Combined Cycle | ERC_WEST | Texas | Ector | 206 | 2001 | 9999 |  |  |  | 0.00481 | NEI 2019
Odessa-Ector Power Plant | 55215_G_STG2 | 55215 | G | STG2 | 4151 | Combined Cycle | ERC_WEST | Texas | Ector | 206 | 2001 | 9999 |  |  |  | 0.00498 | NEI 2019
Morris Cogeneration LLC | 55216_G_STG1 | 55216 | G | STG1 | 89477 | Combined Cycle | PJM_COMD | Illinois | Grundy | 62 | 2000 | 2045 | 2017 | 0.030065 | 84823 | 0.00336 | NEI 2019
Morris Cogeneration LLC | 55216_G_UNT1 | 55216 | G | UNT1 | 89477 | Combined Cycle | PJM_COMD | Illinois | Grundy | 44 | 1998 | 2045 | 2019 | 0.33702 | 182016 | 0.00336 | NEI 2019
Morris Cogeneration LLC | 55216_G_UNT2 | 55216 | G | UNT2 | 89478 | Combined Cycle | PJM_COMD | Illinois | Grundy | 44 | 1998 | 2045 | 2017 | 0.39072 | 215734 | 0.00336 | NEI 2019
Morris Cogeneration LLC | 55216_G_UNT3 | 55216 | G | UNT3 | 89479 | Combined Cycle | PJM_COMD | Illinois | Grundy | 44 | 1998 | 2045 | 2019 | 0.3612 | 183106 | 0.00336 | NEI 2019
Los Medanos Energy Center | 55217_G_CTG1 | 55217 | G | CTG1 | 4153 | Combined Cycle | WEC_CALN | California | Contra Costa | 165 | 2001 | 9999 | 2019 | 3.2632 | 596046 | 0.00483 | NEI 2019
Los Medanos Energy Center | 55217_G_CTG2 | 55217 | G | CTG2 | 4154 | Combined Cycle | WEC_CALN | California | Contra Costa | 165 | 2001 | 9999 | 2019 | 3.6302 | 1185051 | 0.00483 | NEI 2019
Los Medanos Energy Center | 55217_G_STG3 | 55217 | G | STG3 | 4153 | Combined Cycle | WEC_CALN | California | Contra Costa | 237 | 2001 | 9999 | 2017 | 0.079255 | 1109375 | 0.00483 | NEI 2019
Hinds Energy Facility | 55218_G_H01 | 55218 | G | H01 | 4155 | Combined Cycle | MIS_MS | Mississippi | Hinds | 145.6 | 2001 | 9999 | 2019 | 11.6322 | 2131637 | 0.01426 | NEI 2019
Hinds Energy Facility | 55218_G_H02 | 55218 | G | H02 | 4156 | Combined Cycle | MIS_MS | Mississippi | Hinds | 145.6 | 2001 | 9999 | 2019 | 11.0102 | 1044047 | 0.01426 | NEI 2019
Hinds Energy Facility | 55218_G_H03 | 55218 | G | H03 | 4155 | Combined Cycle | MIS_MS | Mississippi | Hinds | 163.4 | 2001 | 9999 |  |  |  | 0.01426 | NEI 2019
Hinds Energy Facility | 55218_G_H04BS | 55218 | G | H04BS |  | Combustion Turbine | MIS_MS | Mississippi | Hinds | 36.4 | 2019 | 9999 |  |  |  | 0.02316 | Default Emission Factor
Attala | 55220_G_A01 | 55220 | G | A01 | 4165 | Combined Cycle | MIS_MS | Mississippi | Attala | 145.8 | 2001 | 9999 | 2019 | 6.1707 | 547022 | 0.01449 | NEI 2019
Attala | 55220_G_A02 | 55220 | G | A02 | 4166 | Combined Cycle | MIS_MS | Mississippi | Attala | 145.8 | 2001 | 9999 | 2019 | 5.848 | 542399 | 0.01449 | NEI 2019
Attala | 55220_G_A03 | 55220 | G | A03 | 4165 | Combined Cycle | MIS_MS | Mississippi | Attala | 163.6 | 2001 | 9999 |  |  |  | 0.01449 | NEI 2019
Harry L. Oswald | 55221_G_G1 | 55221 | G | G1 | 4167 | Combined Cycle | MIS_AR | Arkansas | Pulaski | 47 | 2002 | 9999 | 2017 | 0.27 | 53262 | 0.01644 | NEI 2019
Harry L. Oswald | 55221_G_G2 | 55221 | G | G2 | 4168 | Combined Cycle | MIS_AR | Arkansas | Pulaski | 47 | 2002 | 9999 | 2019 | 0.27902 | 38490 | 0.01644 | NEI 2019
Harry L. Oswald | 55221_G_G3 | 55221 | G | G3 | 4169 | Combined Cycle | MIS_AR | Arkansas | Pulaski | 47 | 2002 | 9999 | 2017 | 0.0206 | 28307 | 0.00822 | NEI 2019
Harry L. Oswald | 55221_G_G4 | 55221 | G | G4 | 4170 | Combined Cycle | MIS_AR | Arkansas | Pulaski | 47 | 2002 | 9999 | 2017 | 0.33244 | 76511 | 0.00822 | NEI 2019
Harry L. Oswald | 55221_G_G5 | 55221 | G | G5 | 4171 | Combined Cycle | MIS_AR | Arkansas | Pulaski | 47 | 2002 | 9999 | 2017 | 0.063 | 32346 | 0.00596 | NEI 2019
Harry L. Oswald | 55221_G_G6 | 55221 | G | G6 | 4172 | Combined Cycle | MIS_AR | Arkansas | Pulaski | 47 | 2002 | 9999 | 2019 | 0.34135 | 38138 | 0.00596 | NEI 2019
Harry L. Oswald | 55221_G_G7 | 55221 | G | G7 | 4173 | Combined Cycle | MIS_AR | Arkansas | Pulaski | 76 | 2002 | 9999 | 2019 | 0.503 | 61355 | 0.01644 | NEI 2019
Harry L. Oswald | 55221_G_G8 | 55221 | G | G8 | 4167 | Combined Cycle | MIS_AR | Arkansas | Pulaski | 95 | 2002 | 9999 |  |  |  | 0.00822 | NEI 2019
Harry L. Oswald | 55221_G_G9 | 55221 | G | G9 | 4167 | Combined Cycle | MIS_AR | Arkansas | Pulaski | 95 | 2002 | 9999 |  |  |  | 0.00596 | NEI 2019
Lincoln Generating Facility | 55222_G_CTG1 | 55222 | G | CTG1 | 4174 | Combustion Turbine | PJM_COMD | Illinois | Will | 77.5 | 2000 | 2045 | 2019 | 0.01035 | 1470.248 | 0.01408 | NEI 2019
Lincoln Generating Facility | 55222_G_CTG2 | 55222 | G | CTG2 | 4175 | Combustion Turbine | PJM_COMD | Illinois | Will | 77.8 | 2000 | 2045 | 2017 | 0.015795 | 3504.3098 | 0.00902 | NEI 2019
Lincoln Generating Facility | 55222_G_CTG3 | 55222 | G | CTG3 | 4176 | Combustion Turbine | PJM_COMD | Illinois | Will | 78 | 2000 | 2045 | 2019 | 0.00925 | 1479.7335 | 0.0125 | NEI 2019
Lincoln Generating Facility | 55222_G_CTG4 | 55222 | G | CTG4 | 4177 | Combustion Turbine | PJM_COMD | Illinois | Will | 78 | 2000 | 2045 | 2019 | 0.0095 | 1479.7335 | 0.01284 | NEI 2019
Lincoln Generating Facility | 55222_G_CTG5 | 55222 | G | CTG5 | 4178 | Combustion Turbine | PJM_COMD | Illinois | Will | 77.5 | 2000 | 2045 | 2017 | 0.01078 | 3490.7971 | 0.00618 | NEI 2019
Lincoln Generating Facility | 55222_G_CTG6 | 55222 | G | CTG6 | 4179 | Combustion Turbine | PJM_COMD | Illinois | Will | 77.3 | 2000 | 2045 | 2019 | 0.014615 | 1466.4538 | 0.01993 | NEI 2019
Lincoln Generating Facility | 55222_G_CTG7 | 55222 | G | CTG7 | 4180 | Combustion Turbine | PJM_COMD | Illinois | Will | 78.2 | 2000 | 2045 | 2017 | 0.00825 | 3522.3269 | 0.00468 | NEI 2019
Lincoln Generating Facility | 55222_G_CTG8 | 55222 | G | CTG8 | 4181 | Combustion Turbine | PJM_COMD | Illinois | Will | 78.6 | 2000 | 2045 | 2019 | 0.009625 | 1491.1161 | 0.01291 | NEI 2019
Ennis Power Company LLC | 55223_G_GT1 | 55223 | G | GT1 | 4182 | Combined Cycle | ERC_REST | Texas | Ellis | 245.1 | 2002 | 9999 | 2019 | 14.5262 | 993168 | 0.0193 | NEI 2019
Ennis Power Company LLC | 55223_G_ST1 | 55223 | G | ST1 | 4182 | Combined Cycle | ERC_REST | Texas | Ellis | 114.4 | 2002 | 9999 |  |  |  | 0.0193 | NEI 2019
Wheatland Generating Facility | 55224_G_CTG1 | 55224 | G | CTG1 | 4183 | Combustion Turbine | MIS_INKY | Indiana | Knox | 111 | 2000 | 9999 | 2019 | 0.27778 | 28307.7133 | 0.01963 | NEI 2019
Wheatland Generating Facility | 55224_G_CTG2 | 55224 | G | CTG2 | 4184 | Combustion Turbine | MIS_INKY | Indiana | Knox | 114 | 2000 | 9999 | 2017 | 0.32122 | 18193.1333 | 0.03531 | NEI 2019
Wheatland Generating Facility | 55224_G_CTG3 | 55224 | G | CTG3 | 4185 | Combustion Turbine | MIS_INKY | Indiana | Knox | 114 | 2000 | 9999 | 2017 | 0.24657 | 18193.1333 | 0.02711 | NEI 2019
Wheatland Generating Facility | 55224_G_CTG4 | 55224 | G | CTG4 | 4186 | Combustion Turbine | MIS_INKY | Indiana | Knox | 111 | 2000 | 9999 | 2017 | 0.2318 | 17714.3667 | 0.02617 | NEI 2019
Oneta Energy Center | 55225_G_CTG1 | 55225 | G | CTG1 | 4187 | Combined Cycle | SPP_WEST | Oklahoma | Wagoner | 149.3 | 2002 | 9999 | 2019 | 9.6841 | 746903 | 0.01542 | NEI 2019
Oneta Energy Center | 55225_G_CTG2 | 55225 | G | CTG2 | 4188 | Combined Cycle | SPP_WEST | Oklahoma | Wagoner | 149.3 | 2002 | 9999 | 2019 | 9.0907 | 716599 | 0.01542 | NEI 2019
Oneta Energy Center | 55225_G_CTG3 | 55225 | G | CTG3 | 4189 | Combined Cycle | SPP_WEST | Oklahoma | Wagoner | 149.3 | 2003 | 9999 | 2019 | 10.9543 | 907579 | 0.0151 | NEI 2019
Oneta Energy Center | 55225_G_CTG4 | 55225 | G | CTG4 | 4190 | Combined Cycle | SPP_WEST | Oklahoma | Wagoner | 149.3 | 2003 | 9999 | 2019 | 11.1134 | 910371 | 0.0151 | NEI 2019
Oneta Energy Center | 55225_G_STG1 | 55225 | G | STG1 | 4187 | Combined Cycle | SPP_WEST | Oklahoma | Wagoner | 244.6 | 2002 | 9999 |  |  |  | 0.01542 | NEI 2019
Oneta Energy Center | 55225_G_STG2 | 55225 | G | STG2 | 4189 | Combined Cycle | SPP_WEST | Oklahoma | Wagoner | 244.6 | 2003 | 9999 |  |  |  | 0.0151 | NEI 2019
Freestone Energy Center | 55226_G_GT1 | 55226 | G | GT1 | 4192 | Combined Cycle | ERC_REST | Texas | Freestone | 153 | 2002 | 9999 | 2019 | 1.1992 | 2505700 | 0.00103 | NEI 2019
Freestone Energy Center | 55226_G_GT2 | 55226 | G | GT2 | 4193 | Combined Cycle | ERC_REST | Texas | Freestone | 153 | 2002 | 9999 | 2019 | 0.6947 | 1161822 | 0.00103 | NEI 2019
Freestone Energy Center | 55226_G_GT3 | 55226 | G | GT3 | 4194 | Combined Cycle | ERC_REST | Texas | Freestone | 149 | 2002 | 9999 | 2019 | 3.8086 | 2498874 | 0.00401 | NEI 2019
Freestone Energy Center | 55226_G_GT4 | 55226 | G | GT4 | 4195 | Combined Cycle | ERC_REST | Texas | Freestone | 149 | 2002 | 9999 | 2019 | 3.6283 | 1215135 | 0.00401 | NEI 2019
Freestone Energy Center | 55226_G_ST3 | 55226 | G | ST3 | 4192 | Combined Cycle | ERC_REST | Texas | Freestone | 177 | 2002 | 9999 |  |  |  | 0.00103 | NEI 2019
Freestone Energy Center | 55226_G_ST6 | 55226 | G | ST6 | 4194 | Combined Cycle | ERC_REST | Texas | Freestone | 172 | 2002 | 9999 |  |  |  | 0.00401 | NEI 2019
Greenville Electric Generating Station | 55228_G_GT1 | 55228 | G | GT1 | 4212 | Combustion Turbine | PJM_West | Ohio | Darke | 49 | 2000 | 9999 | 2019 | 0.83 | 47688.0005 | 0.03481 | NEI 2019
Greenville Electric Generating Station | 55228_G_GT2 | 55228 | G | GT2 | 4214 | Combustion Turbine | PJM_West | Ohio | Darke | 49 | 2000 | 9999 | 2019 | 0.78 | 47688.0005 | 0.03271 | NEI 2019
Greenville Electric Generating Station | 55228_G_GT3 | 55228 | G | GT3 | 4216 | Combustion Turbine | PJM_West | Ohio | Darke | 49 | 2000 | 9999 | 2019 | 0.72 | 47688.0005 | 0.0302 | NEI 2019
Greenville Electric Generating Station | 55228_G_GT4 | 55228 | G | GT4 | 4218 | Combustion Turbine | PJM_West | Ohio | Darke | 49 | 2000 | 9999 | 2019 | 0.52 | 47688.0005 | 0.02181 | NEI 2019
Montpelier Electric Generating Station | 55229_G_GT1 | 55229 | G | GT1 | 4220 | Combustion Turbine | MIS_INKY | Indiana | Wells | 59 | 2001 | 9999 |  |  |  | 0.04322 | Default Emission Factor
Montpelier Electric Generating Station | 55229_G_GT2 | 55229 | G | GT2 | 4222 | Combustion Turbine | MIS_INKY | Indiana | Wells | 59 | 2001 | 9999 |  |  |  | 0.04322 | Default Emission Factor
Montpelier Electric Generating Station | 55229_G_GT3 | 55229 | G | GT3 | 4224 | Combustion Turbine | MIS_INKY | Indiana | Wells | 59 | 2001 | 9999 |  |  |  | 0.04322 | Default Emission Factor
Montpelier Electric Generating Station | 55229_G_GT4 | 55229 | G | GT4 | 4226 | Combustion Turbine | MIS_INKY | Indiana | Wells | 59 | 2001 | 9999 |  |  |  | 0.04322 | Default Emission Factor
Jack County | 55230_G_CT1 | 55230 | G | CT1 | 4236 | Combined Cycle | ERC_REST | Texas | Wise | 165 | 2006 | 9999 | 2019 | 2.8 | 656404 | 0.00513 | NEI 2019
Jack County | 55230_G_CT2 | 55230 | G | CT2 | 4237 | Combined Cycle | ERC_REST | Texas | Wise | 165 | 2006 | 9999 | 2019 | 2.66 | 614021 | 0.00513 | NEI 2019
Jack County | 55230_G_CT3 | 55230 | G | CT3 | 90582 | Combined Cycle | ERC_REST | Texas | Wise | 165 | 2011 | 9999 |  |  |  | 0.01609 | Default Emission Factor
Jack County | 55230_G_CT4 | 55230 | G | CT4 | 90583 | Combined Cycle | ERC_REST | Texas | Wise | 165 | 2011 | 9999 |  |  |  | 0.01609 | Default Emission Factor
Jack County | 55230_G_ST1 | 55230 | G | ST1 | 4236 | Combined Cycle | ERC_REST | Texas | Wise | 290.5 | 2006 | 9999 |  |  |  | 0.00513 | NEI 2019
Jack County | 55230_G_ST2 | 55230 | G | ST2 | 90582 | Combined Cycle | ERC_REST | Texas | Wise | 290.5 | 2011 | 9999 |  |  |  | 0.01609 | Default Emission Factor
Liberty Electric Power Plant | 55231_G_GTG1 | 55231 | G | GTG1 | 4238 | Combined Cycle | PJM_EMAC | Pennsylvania | Delaware | 169.1 | 2002 | 9999 | 2019 | 7.2 | 1227025 | 0.00743 | NEI 2019
Liberty Electric Power Plant | 55231_G_GTG2 | 55231 | G | GTG2 | 4239 | Combined Cycle | PJM_EMAC | Pennsylvania | Delaware | 169.1 | 2002 | 9999 | 2019 | 7.4 | 1239470 | 0.00743 | NEI 2019
Liberty Electric Power Plant | 55231_G_STG | 55231 | G | STG | 4238 | Combined Cycle | PJM_EMAC | Pennsylvania | Delaware | 223.8 | 2002 | 9999 |  |  |  | 0.00743 | NEI 2019
Marshall Energy Facility | 55232_G_CT1 | 55232 | G | CT1 | 4240 | Combustion Turbine | S_C_TVA | Kentucky | Marshall | 72.7 | 2002 | 9999 | 2017 | 0.55255 | 43611.6252 | 0.02534 | NEI 2019
Marshall Energy Facility | 55232_G_CT2 | 55232 | G | CT2 | 4241 | Combustion Turbine | S_C_TVA | Kentucky | Marshall | 72.7 | 2002 | 9999 | 2017 | 0.52634 | 43611.6252 | 0.02414 | NEI 2019
Marshall Energy Facility | 55232_G_CT3 | 55232 | G | CT3 | 4242 | Combustion Turbine | S_C_TVA | Kentucky | Marshall | 72.7 | 2002 | 9999 | 2017 | 0.47495 | 43611.6252 | 0.02178 | NEI 2019
Marshall Energy Facility | 55232_G_CT4 | 55232 | G | CT4 | 4243 | Combustion Turbine | S_C_TVA | Kentucky | Marshall | 72.7 | 2002 | 9999 | 2017 | 0.45721 | 43611.6252 | 0.02097 | NEI 2019
Marshall Energy Facility | 55232_G_CT5 | 55232 | G | CT5 | 4244 | Combustion Turbine | S_C_TVA | Kentucky | Marshall | 72.7 | 2002 | 9999 | 2019 | 0.55257 | 9138.125 | 0.12094 | NEI 2019
Marshall Energy Facility | 55232_G_CT6 | 55232 | G | CT6 | 4245 | Combustion Turbine | S_C_TVA | Kentucky | Marshall | 72.7 | 2002 | 9999 | 2017 | 0.45333 | 43611.6252 | 0.02079 | NEI 2019
Marshall Energy Facility | 55232_G_CT7 | 55232 | G | CT7 | 4246 | Combustion Turbine | S_C_TVA | Kentucky | Marshall | 72.7 | 2002 | 9999 | 2017 | 0.48278 | 43611.6252 | 0.02214 | NEI 2019
Marshall Energy Facility | 55232_G_CT8 | 55232 | G | CT8 | 4247 | Combustion Turbine | S_C_TVA | Kentucky | Marshall | 72.7 | 2002 | 9999 | 2017 | 0.53442 | 43611.6252 | 0.02451 | NEI 2019
Handsome Lake Energy LLC | 55233_G_GT01 | 55233 | G | GT01 | 4248 | Combustion Turbine | PJM_PENE | Pennsylvania | Venango | 53.5 | 2001 | 9999 | 2019 | 0.0286 | 20374.6 | 0.00281 | NEI 2019
Handsome Lake Energy LLC | 55233_G_GT02 | 55233 | G | GT02 | 4250 | Combustion Turbine | PJM_PENE | Pennsylvania | Venango | 53.5 | 2001 | 9999 | 2019 | 0.4915 | 20374.6 | 0.04825 | NEI 2019
Handsome Lake Energy LLC | 55233_G_GT03 | 55233 | G | GT03 | 4252 | Combustion Turbine | PJM_PENE | Pennsylvania | Venango | 53.5 | 2001 | 9999 | 2019 | 0.3914 | 20374.6 | 0.03842 | NEI 2019
Handsome Lake Energy LLC | 55233_G_GT04 | 55233 | G | GT04 | 4254 | Combustion Turbine | PJM_PENE | Pennsylvania | Venango | 53.5 | 2001 | 9999 | 2019 | 0.175 | 20374.6 | 0.01718 | NEI 2019
Handsome Lake Energy LLC | 55233_G_GT05 | 55233 | G | GT05 | 4256 | Combustion Turbine | PJM_PENE | Pennsylvania | Venango | 53.5 | 2001 | 9999 | 2019 | 0.5661 | 20374.6 | 0.05557 | NEI 2019
Audrain Generating Station | 55234_G_GT1 | 55234 | G | GT1 | 4258 | Combustion Turbine | MIS_MO | Missouri | Audrain | 75 | 2001 | 9999 | 2019 | 0.036 | 2343.5 | 0.03072 | NEI 2019
Audrain Generating Station | 55234_G_GT2 | 55234 | G | GT2 | 4259 | Combustion Turbine | MIS_MO | Missouri | Audrain | 75 | 2001 | 9999 | 2019 | 0.0418 | 2343.5 | 0.03567 | NEI 2019
Audrain Generating Station | 55234_G_GT3 | 55234 | G | GT3 | 4260 | Combustion Turbine | MIS_MO | Missouri | Audrain | 75 | 2001 | 9999 | 2019 | 0.0332 | 2343.5 | 0.02833 | NEI 2019
Audrain Generating Station | 55234_G_GT4 | 55234 | G | GT4 | 4261 | Combustion Turbine | MIS_MO | Missouri | Audrain | 75 | 2001 | 9999 | 2019 | 0.0372 | 2343.5 | 0.03175 | NEI 2019
Audrain Generating Station | 55234_G_GT5 | 55234 | G | GT5 | 4262 | Combustion Turbine | MIS_MO | Missouri | Audrain | 75 | 2001 | 9999 | 2019 | 0.0177 | 2343.5 | 0.01511 | NEI 2019
Audrain Generating Station | 55234_G_GT6 | 55234 | G | GT6 | 4263 | Combustion Turbine | MIS_MO | Missouri | Audrain | 75 | 2001 | 9999 | 2019 | 0.0193 | 2343.5 | 0.01647 | NEI 2019
Audrain Generating Station | 55234_G_GT7 | 55234 | G | GT7 | 4264 | Combustion Turbine | MIS_MO | Missouri | Audrain | 75 | 2001 | 9999 | 2019 | 0.0134 | 2343.5 | 0.01144 | NEI 2019
Audrain Generating Station | 55234_G_GT8 | 55234 | G | GT8 | 4265 | Combustion Turbine | MIS_MO | Missouri | Audrain | 75 | 2001 | 9999 | 2019 | 0.0133 | 2343.5 | 0.01135 | NEI 2019
Lee Energy Facility | 55236_G_CT1 | 55236 | G | CT1 | 4266 | Combustion Turbine | PJM_COMD | Illinois | Lee | 84.9 | 2001 | 2045 | 2019 | 0.015345 | 17694.2739 | 0.00173 | NEI 2019
Lee Energy Facility | 55236_G_CT2 | 55236 | G | CT2 | 4267 | Combustion Turbine | PJM_COMD | Illinois | Lee | 84.9 | 2001 | 2045 | 2019 | 0.0196 | 17694.2739 | 0.00222 | NEI 2019
Lee Energy Facility | 55236_G_CT3 | 55236 | G | CT3 | 4268 | Combustion Turbine | PJM_COMD | Illinois | Lee | 84.9 | 2001 | 2045 | 2017 | 0.012735 | 12205.0022 | 0.00209 | NEI 2019
Lee Energy Facility | 55236_G_CT4 | 55236 | G | CT4 | 4269 | Combustion Turbine | PJM_COMD | Illinois | Lee | 84.1 | 2001 | 2045 |  |  |  | 0.04322 | Default Emission Factor
Lee Energy Facility | 55236_G_CT5 | 55236 | G | CT5 | 4270 | Combustion Turbine | PJM_COMD | Illinois | Lee | 85.1 | 2001 | 2045 | 2017 | 0.01755 | 12233.7537 | 0.00287 | NEI 2019
Lee Energy Facility | 55236_G_CT6 | 55236 | G | CT6 | 4271 | Combustion Turbine | PJM_COMD | Illinois | Lee | 85.1 | 2001 | 2045 | 2019 | 0.01525 | 17735.9566 | 0.00172 | NEI 2019
Lee Energy Facility | 55236_G_CT7 | 55236 | G | CT7 | 4272 | Combustion Turbine | PJM_COMD | Illinois | Lee | 83.9 | 2001 | 2045 | 2019 | 0.01215 | 17485.8608 | 0.00139 | NEI 2019
Lee Energy Facility | 55236_G_CT8 | 55236 | G | CT8 | 4273 | Combustion Turbine | PJM_COMD | Illinois | Lee | 83.9 | 2001 | 2045 | 2017 | 0.016 | 12061.2448 | 0.00265 | NEI 2019
Energy Shelby County | 55237_G_CTG1 | 55237 | G | CTG1 | 4274 | Combustion Turbine | MIS_IL | Illinois | Shelby | 42 | 2000 | 2045 |  |  |  | 0.04322 | Default Emission Factor
Energy Shelby County | 55237_G_CTG2 | 55237 | G | CTG2 | 4275 | Combustion Turbine | MIS_IL | Illinois | Shelby | 42 | 2000 | 2045 |  |  |  | 0.04322 | Default Emission Factor
Energy Shelby County | 55237_G_CTG3 | 55237 | G | CTG3 | 4276 | Combustion Turbine | MIS_IL | Illinois | Shelby | 42 | 2000 | 2045 |  |  |  | 0.04322 | Default Emission Factor
Energy Shelby County | 55237_G_CTG4 | 55237 | G | CTG4 | 4277 | Combustion Turbine | MIS_IL | Illinois | Shelby | 42 | 2000 | 2045 |  |  |  | 0.04322 | Default Emission Factor
Energy Shelby County | 55237_G_CTG5 | 55237 | G | CTG5 | 4278 | Combustion Turbine | MIS_IL | Illinois | Shelby | 42 | 2000 | 2045 |  |  |  | 0.04322 | Default Emission Factor
Energy Shelby County | 55237_G_CTG6 | 55237 | G | CTG6 | 4279 | Combustion Turbine | MIS_IL | Illinois | Shelby | 42 | 2000 | 2045 | 2019 | 0.02016 | 28867.875 | 0.0014 | NEI 2019
Energy Shelby County | 55237_G_CTG7 | 55237 | G | CTG7 | 4280 | Combustion Turbine | MIS_IL | Illinois | Shelby | 42 | 2001 | 2045 |  |  |  | 0.04322 | Default Emission Factor
Energy Shelby County | 55237_G_CTG8 | 55237 | G | CTG8 | 4281 | Combustion Turbine | MIS_IL | Illinois | Shelby | 42 | 2001 | 2045 |  |  |  | 0.04322 | Default Emission Factor
NRG Rockford I | 55238_G_0001 | 55238 | G | 0001 | 4282 | Combustion Turbine | PJM_COMD | Illinois | Winnebago | 151 | 2000 | 2045 | 2019 | 0.6705 | 66528.054 | 0.02016 | NEI 2019
NRG Rockford I | 55238_G_0002 | 55238 | G | 0002 | 4283 | Combustion Turbine | PJM_COMD | Illinois | Winnebago | 149.1 | 2000 | 2045 | 2019 | 1.14 | 65690.946 | 0.03471 | NEI 2019
Red Oak Power LLC | 55239_G_0001 | 55239 | G | 0001 | 8480 | Combined Cycle | PJM_EMAC | New Jersey | Middlesex | 165.3 | 2002 | 9999 | 2019 | 18.94 | 5092128 | 0.00744 | NEI 2019
Red Oak Power LLC | 55239_G_0002 | 55239 | G | 0002 | 8482 | Combined Cycle | PJM_EMAC | New Jersey | Middlesex | 165.3 | 2002 | 9999 |  |  |  | 0.00744 | NEI 2019
Red Oak Power LLC | 55239_G_0003 | 55239 | G | 0003 | 8484 | Combined Cycle | PJM_EMAC | New Jersey | Middlesex | 165.3 | 2002 | 9999 |  |  |  | 0.00744 | NEI 2019
Red Oak Power LLC | 55239_G_0004 | 55239 | G | 0004 | 8480 | Combined Cycle | PJM_EMAC | New Jersey | Middlesex | 270 | 2002 | 9999 |  |  |  | 0.00744 | NEI 2019
Hog Bayou Energy Center | 55241_G_CT01 | 55241 | G | CT01 | 4286 | Combined Cycle | S_SOU | Alabama | Mobile | 155 | 2001 | 9999 | 2019 | 2.662 | 1088349 | 0.00489 | NEI 2019
Hog Bayou Energy Center | 55241_G_ST01 | 55241 | G | ST01 | 4286 | Combined Cycle | S_SOU | Alabama | Mobile | 75 | 2001 | 9999 |  |  |  | 0.00489 | NEI 2019
Santa Rosa Energy Center | 55242_G_CT01 | 55242 | G | CT01 | 4287 | Combined Cycle | S_SOU | Florida | Santa Rosa | 161.4 | 2003 | 9999 | 2019 | 10.4425 | 1335947.96 | 0.01563 | NEI 2019
Santa Rosa Energy Center | 55242_G_ST01 | 55242 | G | ST01 | 4287 | Combined Cycle | S_SOU | Florida | Santa Rosa | 74.5 | 2003 | 9999 |  |  |  | 0.01563 | NEI 2019
Doyle Energy Facility | 55244_G_CTG1 | 55244 | G | CTG1 | 4308 | Combustion Turbine | S_SOU | Georgia | Walton | 56 | 2000 | 9999 |  |  |  | 0.04322 | Default Emission Factor
Doyle Energy Facility | 55244_G_CTG2 | 55244 | G | CTG2 | 4309 | Combustion Turbine | S_SOU | Georgia | Walton | 56 | 2000 | 9999 |  |  |  | 0.04322 | Default Emission Factor
Doyle Energy Facility | 55244_G_CTG3 | 55244 | G | CTG3 | 4310 | Combustion Turbine | S_SOU | Georgia | Walton | 58 | 2000 | 9999 |  |  |  | 0.04322 | Default Emission Factor
Doyle Energy Facility | 55244_G_CTG4 | 55244 | G | CTG4 | 4311 | Combustion Turbine | S_SOU | Georgia | Walton | 75 | 2000 | 9999 |  |  |  | 0.04322 | Default Emission Factor
Doyle Energy Facility | 55244_G_CTG5 | 55244 | G | CTG5 | 4312 | Combustion Turbine | S_SOU | Georgia | Walton | 75 | 2000 | 9999 |  |  |  | 0.04322 | Default Emission Factor
Darby Power, LLC | 55247_G_GT1 | 55247 | G | GT1 | 4313 | Combustion Turbine | PJM_West | Ohio | Pickaway | 72.5 | 2001 | 9999 | 2019 | 0.6451 | 64958.4997 | 0.01986 | NEI 2019
Darby Power, LLC | 55247_G_GT2 | 55247 | G | GT2 | 4314 | Combustion Turbine | PJM_West | Ohio | Pickaway | 72.5 | 2001 | 9999 | 2019 | 0.5266 | 64958.4997 | 0.01621 | NEI 2019
Darby Power, LLC | 55247_G_GT3 | 55247 | G | GT3 | 4315 | Combustion Turbine | PJM_West | Ohio | Pickaway | 72.5 | 2001 | 9999 | 2019 | 0.5993 | 64958.4997 | 0.01845 | NEI 2019
Darby Power, LLC | 55247_G_GT4 | 55247 | G | GT4 | 4316 | Combustion Turbine | PJM_West | Ohio | Pickaway | 72.5 | 2001 | 9999 | 2019 | 0.6055 | 64958.4997 | 0.01864 | NEI 2019
Darby Power, LLC | 55247_G_GT5 | 55247 | G | GT5 | 4317 | Combustion Turbine | PJM_West | Ohio | Pickaway | 72.5 | 2002 | 9999 | 2019 | 0.6212 | 64958.4997 | 0.01913 | NEI 2019
Darby Power, LLC | 55247_G_GT6 | 55247 | G | GT6 | 4318 | Combustion Turbine | PJM_West | Ohio | Pickaway | 72.5 | 2002 | 9999 | 2019 | 0.462 | 64958.4997 | 0.01422 | NEI 2019
Tait Electric Generating Station | 55248_G_GT4 | 55248 | G | GT4 | 4319 | Combustion Turbine | PJM_West | Ohio | Montgomery | 85 | 2002 | 9999 | 2017 | 4.423 | 65371.0005 | 0.13532 | NEI 2019
Tait Electric Generating Station | 55248_G_GT5 | 55248 | G | GT5 | 4320 | Combustion Turbine | PJM_West | Ohio | Montgomery | 85 | 2002 | 9999 |  |  |  | 0.04322 | Default Emission Factor
Tait Electric Generating Station | 55248_G_GT6 | 55248 | G | GT6 | 4321 | Combustion Turbine | PJM_West | Ohio | Montgomery | 85 | 2002 | 9999 |  |  |  | 0.04322 | Default Emission Factor
Tait Electric Generating Station | 55248_G_GT7 | 55248 | G | GT7 | 4322 | Combustion Turbine | PJM_West | Ohio | Montgomery | 85 | 2002 | 9999 |  |  |  | 0.04322 | Default Emission Factor
University Park South | 55250_G_UPG1 | 55250 | G | UPG1 | 4323 | Combustion Turbine | PJM_COMD | Illinois | Will | 50 | 2001 | 2045 | 2019 | 0.09075 | 35246.5 | 0.00515 | NEI 2019
University Park South | 55250_G_UPG2 | 55250 | G | UPG2 | 4327 | Combustion Turbine | PJM_COMD | Illinois | Will | 50 | 2001 | 2045 | 2017 | 0.08421 | 23660.8333 | 0.00712 | NEI 2019
University Park South | 55250_G_UPG3 | 55250 | G | UPG3 | 4328 | Combustion Turbine | PJM_COMD | Illinois | Will | 50 | 2001 | 2045 | 2019 | 0.10059 | 35246.5 | 0.00571 | NEI 2019
University Park South | 55250_G_UPG4 | 55250 | G | UPG4 | 4324 | Combustion Turbine | PJM_COMD | Illinois | Will | 50 | 2001 | 2045 | 2019 | 0.10857 | 35246.5 | 0.00616 | NEI 2019
University Park South | 55250_G_UPG5 | 55250 | G | UPG5 | 4325 | Combustion Turbine | PJM_COMD | Illinois | Will | 50 | 2001 | 2045 | 2017 | 0.10362 | 23660.8333 | 0.00876 | NEI 2019
University Park South | 55250_G_UPG6 | 55250 | G | UPG6 | 4326 | Combustion Turbine | PJM_COMD | Illinois | Will | 50 | 2001 | 2045 | 2017 | 0.10353 | 23660.8333 | 0.00875 | NEI 2019
Gleason Generating Facility | 55251_G_CTG1 | 55251 | G | CTG1 | 4335 | Combustion Turbine | S_C_TVA | Tennessee | Weakley | 120 | 2000 | 9999 | 2019 | 1.6702 | 153712.3333 | 0.02173 | NEI 2019
Gleason Generating Facility | 55251_G_CTG2 | 55251 | G | CTG2 | 4336 | Combustion Turbine | S_C_TVA | Tennessee | Weakley | 100 | 2000 | 9999 | 2017 | 1.6725 | 82603.6111 | 0.0405 | NEI 2019
Gleason Generating Facility | 55251_G_CTG3 | 55251 | G | CTG3 | 4337 | Combustion Turbine | S_C_TVA | Tennessee | Weakley | 140 | 2000 | 9999 | 2019 | 1.5825 | 179331.0556 | 0.01765 | NEI 2019
Crete Energy Venture LLC | 55253_G_GT1 | 55253 | G | GT1 | 4339 | Combustion Turbine | PJM_COMD | Illinois | Will | 75 | 2002 | 2045 | 2019 | 0.08816 | 16858 | 0.01046 | NEI 2019
Crete Energy Venture LLC | 55253_G_GT2 | 55253 | G | GT2 | 4340 | Combustion Turbine | PJM_COMD | Illinois | Will | 75 | 2002 | 2045 | 2019 | 0.08352 | 16858 | 0.00991 | NEI 2019
Crete Energy Venture LLC | 55253_G_GT3 | 55253 | G | GT3 | 4341 | Combustion Turbine | PJM_COMD | Illinois | Will | 75 | 2002 | 2045 | 2017 | 0.07192 | 8904.25 | 0.01615 | NEI 2019
Crete Energy Venture LLC | 55253_G_GT4 | 55253 | G | GT4 | 4342 | Combustion Turbine | PJM_COMD | Illinois | Will | 75 | 2002 | 2045 | 2017 | 0.06726 | 8904.25 | 0.01511 | NEI 2019
Whiting Clean Energy | 55259_G_CT1 | 55259 | G | CT1 | 4357 | Combined Cycle | MIS_INKY | Indiana | Lake | 150 | 2002 | 9999 | 2019 | 16.5 | 1029490 | 0.02343 | NEI 2019
Whiting Clean Energy | 55259_G_CT2 | 55259 | G | CT2 | 4358 | Combined Cycle | MIS_INKY | Indiana | Lake | 150 | 2002 | 9999 | 2019 | 15.9732 | 998935 | 0.02343 | NEI 2019
Whiting Clean Energy | 55259_G_ST1 | 55259 | G | ST1 | 4357 | Combined Cycle | MIS_INKY | Indiana | Lake | 213 | 2002 | 9999 |  |  |  | 0.02343 | NEI 2019
Bowling Green Generating Station | 55262_G_CT1 | 55262 | G | CT1 | 4361 | Combustion Turbine | PJM_ATSI | Ohio | Wood | 26 | 2000 | 9999 | 2019 | 0.03273 | 1733.1053 | 0.03777 | NEI 2019
Bowling Green Generating Station | 55262_G_CT2 | 55262 | G | CT2 | 4361 | Combustion Turbine | PJM_ATSI | Ohio | Wood | 12 | 2000 | 9999 | 2019 | 0.0127 | 799.8947 | 0.03175 | NEI 2019
Galion Generating Station | 55263_G_CT1 | 55263 | G | CT1 | 4363 | Combustion Turbine | PJM_ATSI | Ohio | Crawford | 26 | 2000 | 9999 | 2019 | 0.02511 | 1352.6842 | 0.03713 | NEI 2019
Galion Generating Station | 55263_G_CT2 | 55263 | G | CT2 | 4363 | Combustion Turbine | PJM_ATSI | Ohio | Crawford | 12 | 2000 | 9999 | 2019 | 0.01391 | 624.3158 | 0.04456 | NEI 2019
Napoleon Peaking Station | 55264_G_CT1 | 55264 | G | CT1 | 4365 | Combustion Turbine | PJM_ATSI | Ohio | Henry | 26 | 2000 | 9999 | 2019 | 0.02686 | 1503.2105 | 0.03574 | NEI 2019
Napoleon Peaking Station | 55264_G_CT2 | 55264 | G | CT2 | 4365 | Combustion Turbine | PJM_ATSI | Ohio | Henry | 12 | 2000 | 9999 | 2019 | 0.01341 | 693.7895 | 0.03866 | NEI 2019
Edward L. Addison Generating Plant | 55267_G_712 | 55267 | G | 712 | 4369 | Combustion Turbine | S_SOU | Georgia | Upson | 148.5 | 2000 | 9999 | 2017 | 0.0677 | 72821.2174 | 0.00186 | NEI 2019
Edward L. Addison Generating Plant | 55267_G_713 | 55267 | G | 713 | 4370 | Combustion Turbine | S_SOU | Georgia | Upson | 149 | 2000 | 9999 | 2019 | 0.1142 | 93103.4704 | 0.00245 | NEI 2019
Edward L. Addison Generating Plant | 55267_G_714 | 55267 | G | 714 | 4371 | Combustion Turbine | S_SOU | Georgia | Upson | 148.5 | 2000 | 9999 | 2017 | 0.057 | 72821.2174 | 0.00157 | NEI 2019
Edward L. Addison Generating Plant | 55267_G_715 | 55267 | G | 715 | 4372 | Combustion Turbine | S_SOU | Georgia | Upson | 145.7 | 2000 | 9999 | 2017 | 0.1064 | 71448.1574 | 0.00298 | NEI 2019
TVA Southaven Combined Cycle | 55269_G_CTG1 | 55269 | G | CTG1 | 4373 | Combined Cycle | S_C_TVA | Mississippi | Desoto | 157 | 2003 | 9999 | 2019 | 6.1881 | 537581 | 0.01492 | NEI 2019
TVA Southaven Combined Cycle | 55269_G_CTG2 | 55269 | G | CTG2 | 4374 | Combined Cycle | S_C_TVA | Mississippi | Desoto | 157 | 2003 | 9999 | 2019 | 8.4084 | 717065 | 0.01395 | NEI 2019
TVA Southaven Combined Cycle | 55269_G_CTG3 | 55269 | G | CTG3 | 4375 | Combined Cycle | S_C_TVA | Mississippi | Desoto | 157 | 2003 | 9999 | 2017 | 10.001 | 664884 | 0.01872 | NEI 2019
TVA Southaven Combined Cycle | 55269_G_STG1 | 55269 | G | STG1 | 4373 | Combined Cycle | S_C_TVA | Mississippi | Desoto | 103 | 2003 | 9999 |  |  |  | 0.01492 | NEI 2019
TVA Southaven Combined Cycle | 55269_G_STG2 | 55269 | G | STG2 | 4374 | Combined Cycle | S_C_TVA | Mississippi | Desoto | 103 | 2003 | 9999 | 2017 | 0.01 | 490153 | 0.01395 | NEI 2019
TVA Southaven Combined Cycle | 55269_G_STG3 | 55269 | G | STG3 | 4375 | Combined Cycle | S_C_TVA | Mississippi | Desoto | 103 | 2003 | 9999 |  |  |  | 0.01872 | NEI 2019
Jackson Generating Station | 55270_G_7EA | 55270 | G | 7EA | 4376 | Combined Cycle | MIS_LMI | Michigan | Jackson | 73.2 | 2002 | 9999 | 2019 | 4.57 | 426800 | 0.02173 | NEI 2019
Jackson Generating Station | 55270_G_LM1 | 55270 | G | LM1 | 4377 | Combined Cycle | MIS_LMI | Michigan | Jackson | 46.7 | 2002 | 9999 |  |  |  | 0.01609 | Default Emission Factor
Jackson Generating Station | 55270_G_LM2 | 55270 | G | LM2 | 4378 | Combined Cycle | MIS_LMI | Michigan | Jackson | 45.4 | 2002 | 9999 |  |  |  | 0.01609 | Default Emission Factor
Jackson Generating Station | 55270_G_LM3 | 55270 | G | LM3 | 4379 | Combined Cycle | MIS_LMI | Michigan | Jackson | 44.7 | 2002 | 9999 |  |  |  | 0.01609 | Default Emission Factor
Jackson Generating Station | 55270_G_LM4 | 55270 | G | LM4 | 4380 | Combined Cycle | MIS_LMI | Michigan | Jackson | 44.8 | 2002 | 9999 |  |  |  | 0.01609 | Default Emission Factor
Jackson Generating Station | 55270_G_LM5 | 55270 | G | LM5 | 4381 | Combined Cycle | MIS_LMI | Michigan | Jackson | 43.3 | 2002 | 9999 |  |  |  | 0.02173 | NEI 2019
Jackson Generating Station | 55270_G_LM6 | 55270 | G | LM6 | 4382 | Combined Cycle | MIS_LMI | Michigan | Jackson | 45 | 2002 | 9999 | 2019 | 7.305 | 1749823 | 0.02173 | NEI 2019
Jackson Generating Station | 55270_G_ST1 | 55270 | G | ST1 | 4376 | Combined Cycle | MIS_LMI | Michigan | Jackson | 101.6 | 2002 | 9999 |  |  |  | 0.01609 | Default Emission Factor
Jackson Generating Station | 55270_G_ST2 | 55270 | G | ST2 | 4380 | Combined Cycle | MIS_LMI | Michigan | Jackson | 98.3 | 2002 | 9999 |  |  |  | 0.02173 | NEI 2019
Tenaska Lindsay Hill Generating Station | 55271_G_GTG1 | 55271 | G | GTG1 | 4383 | Combined Cycle | S_SOU | Alabama | Autauga | 152 | 2002 | 9999 | 2019 | 7.345 | 1100405 | 0.02217 | NEI 2019
Tenaska Lindsay Hill Generating Station | 55271_G_GTG2 | 55271 | G | GTG2 | 4384 | Combined Cycle | S_SOU | Alabama | Autauga | 152 | 2002 | 9999 | 2019 | 5.615 | 307528 | 0.02217 | NEI 2019
Tenaska Lindsay Hill Generating Station | 55271_G_GTG3 | 55271 | G | GTG3 | 4385 | Combined Cycle | S_SOU | Alabama | Autauga | 152 | 2002 | 9999 | 2019 | 6.15 | 316052 | 0.02217 | NEI 2019
Tenaska Lindsay Hill Generating Station | 55271_G_STG1 | 55271 | G | STG1 | 4383 | Combined Cycle | S_SOU | Alabama | Autauga | 392 | 2002 | 9999 |  |  |  | 0.02217 | NEI 2019
Ceredo Generating Station | 55276_G_01 | 55276 | G | 01 | 4397 | Combustion Turbine | PJM_West | West Virginia | Wayne | 75 | 2001 | 9999 | 2019 | 0.904 | 60605.8333 | 0.02983 | NEI 2019
Ceredo Generating Station | 55276_G_02 | 55276 | G | 02 | 4398 | Combustion Turbine | PJM_West | West Virginia | Wayne | 75 | 2001 | 9999 | 2019 | 0.729 | 60605.8333 | 0.02406 | NEI 2019
Ceredo Generating Station | 55276_G_03 | 55276 | G | 03 | 4399 | Combustion Turbine | PJM_West | West Virginia | Wayne | 75 | 2001 | 9999 | 2019 | 0.841 | 60605.8333 | 0.02775 | NEI 2019
Ceredo Generating Station | 55276_G_04 | 55276 | G | 04 | 4400 | Combustion Turbine | PJM_West | West Virginia | Wayne | 75 | 2001 | 9999 | 2019 | 0.867 | 60605.8333 | 0.02861 | NEI 2019
Ceredo Generating Station | 55276_G_05 | 55276 | G | 05 | 4401 | Combustion Turbine | PJM_West | West Virginia | Wayne | 75 | 2001 | 9999 | 2019 | 0.792 | 60605.8333 | 0.02614 | NEI 2019
Ceredo Generating Station | 55276_G_06 | 55276 | G | 06 | 4402 | Combustion Turbine | PJM_West | West Virginia | Wayne | 75 | 2001 | 9999 | 2019 | 0.772 | 60605.8333 | 0.02548 | NEI 2019
Beaver Creek Gas Plant | 55278_G_1 | 55278 | G | 1 |  | Combustion Turbine | WECC_WY | Wyoming | Fremont | 1.8 | 1983 | 9999 |  |  |  | 0.04322 | Default Emission Factor
Beaver Creek Gas Plant | 55278_G_2 | 55278 | G | 2 |  | Combustion Turbine | WECC_WY | Wyoming | Fremont | 1.8 | 1992 | 9999 |  |  |  | 0.04322 | Default Emission Factor
Beaver Creek Gas Plant | 55278_G_STG-1 | 55278 | G | STG-1 |  | Non-Fossil Waste | WECC_WY | Wyoming | Fremont | 0.9 | 2018 | 9999 |  |  |  | 0.42147 | Default Emission Factor
Aurora | 55279_G_CTG1 | 55279 | G | CTG1 | 4407 | Combustion Turbine | PJM_COMD | Illinois | DuPage | 168.2 | 2002 | 2045 | 2017 | 0.4472 | 67355.6548 | 0.01328 | NEI 2019
Aurora | 55279_G_CTG10 | 55279 | G | CTG10 | 4408 | Combustion Turbine | PJM_COMD | Illinois | DuPage | 49 | 2001 | 2045 | 2019 | 0.5787 | 33354.0847 | 0.0347 | NEI 2019
Aurora | 55279_G_CTG2 | 55279 | G | CTG2 | 4409 | Combustion Turbine | PJM_COMD | Illinois | DuPage | 166 | 2001 | 2045 | 2019 | 0.5152 | 112995.4707 | 0.00912 | NEI 2019
Aurora | 55279_G_CTG3 | 55279 | G | CTG3 | 4410 | Combustion Turbine | PJM_COMD | Illinois | DuPage | 163.9 | 2001 | 2045 | 2019 | 0.36985 | 111566.0099 | 0.00663 | NEI 2019
Aurora | 55279_G_CTG4 | 55279 | G | CTG4 | 4411 | Combustion Turbine | PJM_COMD | Illinois | DuPage | 163.9 | 2001 | 2045 | 2017 | 0.39585 | 65633.7207 | 0.01206 | NEI 2019
Aurora | 55279_G_CTG5 | 55279 | G | CTG5 | 4412 | Combustion Turbine | PJM_COMD | Illinois | DuPage | 49 | 2001 | 2045 | 2017 | 0.5553 | 19622.0397 | 0.0566 | NEI 2019
Aurora | 55279_G_CTG6 | 55279 | G | CTG6 | 4413 | Combustion Turbine | PJM_COMD | Illinois | DuPage | 49 | 2001 | 2045 | 2017 | 0.53235 | 19622.0397 | 0.05426 | NEI 2019
Aurora | 55279_G_CTG7 | 55279 | G | CTG7 | 4414 | Combustion Turbine | PJM_COMD | Illinois | DuPage | 49 | 2001 | 2045 | 2017 | 0.54495 | 19622.0397 | 0.05555 | NEI 2019
Aurora | 55279_G_CTG8 | 55279 | G | CTG8 | 4415 | Combustion Turbine | PJM_COMD | Illinois | DuPage | 49 | 2001 | 2045 | 2019 | 0.58275 | 33354.0847 | 0.03494 | NEI 2019
Aurora | 55279_G_CTG9 | 55279 | G | CTG9 | 4416 | Combustion Turbine | PJM_COMD | Illinois | DuPage | 49 | 2001 | 2045 | 2019 | 0.56745 | 33354.0847 | 0.03403 | NEI 2019
Southeast Chicago Energy Project | 55281_G_GT05 | 55281 | G | GT05 | 8494 | Combustion Turbine | PJM_COMD | Illinois | Cook | 37 | 2002 | 2045 | 2019 | 0.1836 | 5267.125 | 0.06972 | NEI 2019
Southeast Chicago Energy Project | 55281_G_GT06 | 55281 | G | GT06 | 8496 | Combustion Turbine | PJM_COMD | Illinois | Cook | 37 | 2002 | 2045 | 2019 | 0.09775 | 5267.125 | 0.03712 | NEI 2019
Southeast Chicago Energy Project | 55281_G_GT07 | 55281 | G | GT07 | 8498 | Combustion Turbine | PJM_COMD | Illinois | Cook | 37 | 2002 | 2045 | 2017 | 0.1719 | 6037.75 | 0.05694 | NEI 2019
Southeast Chicago Energy Project | 55281_G_GT08 | 55281 | G | GT08 | 8500 | Combustion Turbine | PJM_COMD | Illinois | Cook | 37 | 2002 | 2045 | 2017 | 0.0627 | 6037.75 | 0.02077 | NEI 2019
Southeast Chicago Energy Project | 55281_G_GT09 | 55281 | G | GT09 | 8502 | Combustion Turbine | PJM_COMD | Illinois | Cook | 37 | 2002 | 2045 | 2017 | 0.2034 | 6037.75 | 0.06738 | NEI 2019
Southeast Chicago Energy Project | 55281_G_GT10 | 55281 | G | GT10 | 8488 | Combustion Turbine | PJM_COMD | Illinois | Cook | 37 | 2002 | 2045 | 2017 | 0.20679 | 6037.75 | 0.0685 | NEI 2019
Southeast Chicago Energy Project | 55281_G_GT11 | 55281 | G | GT11 | 8490 | Combustion Turbine | PJM_COMD | Illinois | Cook | 37 | 2002 | 2045 | 2019 | 0.20072 | 5267.125 | 0.07622 | NEI 2019
Southeast Chicago Energy Project | 55281_G_GT12 | 55281 | G | GT12 | 8492 | Combustion Turbine | PJM_COMD | Illinois | Cook | 37 | 2002 | 2045 | 2019 | 0.20367 | 5267.125 | 0.07734 | NEI 2019
Arlington Valley Energy Facility | 55282_G_CTG1 | 55282 | G | CTG1 | 4420 | Combined Cycle | WECC_AZ | Arizona | Maricopa | 162 | 2002 | 9999 |  |  |  | 0.01609 | Default Emission Factor
Arlington Valley Energy Facility | 55282_G_CTG2 | 55282 | G | CTG2 | 4421 | Combined Cycle | WECC_AZ | Arizona | Maricopa | 163 | 2002 | 9999 |  |  |  | 0.01609 | Default Emission Factor
Arlington Valley Energy Facility | 55282_G_STG1 | 55282 | G | STG1 | 4420 | Combined Cycle | WECC_AZ | Arizona | Maricopa | 255 | 2002 | 9999 |  |  |  | 0.01609 | Default Emission Factor
Front Range Power Plant | 55283_G_1 | 55283 | G | 1 | 4422 | Combined Cycle | WECC_CO | Colorado | El Paso | 135 | 2003 | 9999 | 2019 | 11.6741 | 1854594 | 0.01624 | NEI 2019
Front Range Power Plant | 55283_G_2 | 55283 | G | 2 | 4423 | Combined Cycle | WECC_CO | Colorado | El Paso | 135 | 2003 | 9999 | 2019 | 9.872 | 799222 | 0.01624 | NEI 2019
Front Range Power Plant | 55283_G_3 | 55283 | G | 3 | 4422 | Combined Cycle | WECC_CO | Colorado | El Paso | 190 | 2003 | 9999 |  |  |  | 0.01624 | NEI 2019
Big Sandy Peaker Plant | 55284_G_BSG1 | 55284 | G | BSG1 | 4424 | Combustion Turbine | PJM_West | West Virginia | Wayne | 50 | 2001 | 9999 | 2019 | 0.043 | 40958 | 0.0021 | NEI 2019
Big Sandy Peaker Plant | 55284_G_BSG2 | 55284 | G | BSG2 | 4425 | Combustion Turbine | PJM_West | West Virginia | Wayne | 50 | 2001 | 9999 |  |  |  | 0.04322 | Default Emission Factor
Big Sandy Peaker Plant | 55284_G_BSG3 | 55284 | G | BSG3 | 4426 | Combustion Turbine | PJM_West | West Virginia | Wayne | 50 | 2001 | 9999 | 2019 | 0.039 | 40958 | 0.0019 | NEI 2019
Big Sandy Peaker Plant | 55284_G_BSG4 | 55284 | G | BSG4 | 4427 | Combustion Turbine | PJM_West | West Virginia | Wayne | 50 | 2001 | 9999 | 2019 | 0.036 | 40958 | 0.00176 | NEI 2019
Big Sandy Peaker Plant | 55284_G_BSG5 | 55284 | G | BSG5 | 4428 | Combustion Turbine | PJM_West | West Virginia | Wayne | 50 | 2001 | 9999 | 2019 | 0.043 | 40958 | 0.0021 | NEI 2019
Big Sandy Peaker Plant | 55284_G_BSG6 | 55284 | G | BSG6 | 4429 | Combustion Turbine | PJM_West | West Virginia | Wayne | 50 | 2001 | 9999 | 2019 | 0.033 | 40958 | 0.00161 | NEI 2019
Wolf Hills Energy | 55285_G_WHG1 | 55285 | G | WHG1 | 4436 | Combustion Turbine | PJM_West | Virginia | Washington | 50 | 2001 | 9999 | 2019 | 0.06 | 23058.8 | 0.0052 | NEI 2019
Wolf Hills Energy | 55285_G_WHG2 | 55285 | G | WHG2 | 4437 | Combustion Turbine | PJM_West | Virginia | Washington | 50 | 2001 | 9999 | 2019 | 0.2 | 23058.8 | 0.01735 | NEI 2019
Wolf Hills Energy | 55285_G_WHG3 | 55285 | G | WHG3 | 4438 | Combustion Turbine | PJM_West | Virginia | Washington | 50 | 2001 | 9999 | 2019 | 0.36 | 23058.8 | 0.03123 | NEI 2019
Wolf Hills Energy | 55285_G_WHG4 | 55285 | G | WHG4 | 4439 | Combustion Turbine | PJM_West | Virginia | Washington | 50 | 2001 | 9999 | 2019 | 0.05 | 23058.8 | 0.00434 | NEI 2019
Wolf Hills Energy | 55285_G_WHG5 | 55285 | G | WHG5 | 4440 | Combustion Turbine | PJM_West | Virginia | Washington | 50 | 2001 | 9999 | 2019 | 0.11 | 23058.8 | 0.00954 | NEI 2019
Oleander Power Project LP | 55286_G_OG1 | 55286 | G | OG1 | 4446 | Combustion Turbine | FRCC | Florida | Brevard | 155 | 2002 | 9999 | 2019 | 2.4069 | 37726.7607 | 0.1276 | NEI 2019
Oleander Power Project LP | 55286_G_OG2 | 55286 | G | OG2 | 4447 | Combustion Turbine | FRCC | Florida | Brevard | 155 | 2002 | 9999 | 2019 | 0.77833 | 37726.7607 | 0.04126 | NEI 2019
Oleander Power Project LP | 55286_G_OG3 | 55286 | G | OG3 | 4448 | Combustion Turbine | FRCC | Florida | Brevard | 155 | 2002 | 9999 | 2019 | 0.39948 | 37726.7607 | 0.02118 | NEI 2019
Oleander Power Project LP | 55286_G_OG4 | 55286 | G | OG4 | 4449 | Combustion Turbine | FRCC | Florida | Brevard | 156 | 2002 | 9999 | 2019 | 0.27615 | 37970.1592 | 0.01455 | NEI 2019
Oleander Power Project LP | 55286_G_OG5 | 55286 | G | OG5 | 4450 | Combustion Turbine | FRCC | Florida | Brevard | 157 | 2007 | 9999 | 2019 | 1.0318 | 38213.5576 | 0.054 | NEI 2019
Decatur Energy Center | 55292_G_CTG1 | 55292 | G | CTG1 | 4459 | Combined Cycle | S_C_TVA | Alabama | Morgan | 155 | 2002 | 9999 | 2019 | 0.103 | 1203686 | 0.00517 | NEI 2019
Decatur Energy Center | 55292_G_CTG2 | 55292 | G | CTG2 | 4460 | Combined Cycle | S_C_TVA | Alabama | Morgan | 155 | 2002 | 9999 | 2019 | 2.686 | 469769 | 0.00517 | NEI 2019
Decatur Energy Center | 55292_G_CTG3 | 55292 | G | CTG3 | 4461 | Combined Cycle | S_C_TVA | Alabama | Morgan | 155 | 2003 | 9999 | 2019 | 2.753 | 471352 | 0.00517 | NEI 2019
Decatur Energy Center | 55292_G_STG1 | 55292 | G | STG1 | 4459 | Combined Cycle | S_C_TVA | Alabama | Morgan | 260 | 2002 | 9999 |  |  |  | 0.00517 | NEI 2019
Morgan Energy Center | 55293_G_CTG1 | 55293 | G | CTG1 | 4462 | Combined Cycle | S_C_TVA | Alabama | Morgan | 161 | 2004 | 9999 | 2019 | 10.2662 | 832821 | 0.00973 | NEI 2019
Morgan Energy Center | 55293_G_CTG2 | 55293 | G | CTG2 | 4463 | Combined Cycle | S_C_TVA | Alabama | Morgan | 161 | 2003 | 9999 | 2019 | 2.573 | 644993 | 0.00973 | NEI 2019
Morgan Energy Center | 55293_G_CTG3 | 55293 | G | CTG3 | 4464 | Combined Cycle | S_C_TVA | Alabama | Morgan | 161 | 2003 | 9999 | 2019 | 2.346 | 600177 | 0.00973 | NEI 2019
Morgan Energy Center | 55293_G_STG1 | 55293 | G | STG1 | 4462 | Combined Cycle | S_C_TVA | Alabama | Morgan | 266 | 2003 | 9999 |  |  |  | 0.00973 | NEI 2019
Westbrook Energy Center Power Plant | 55294_G_GTG1 | 55294 | G | GTG1 | 4465 | Combined Cycle | NENG_ME | Maine | Cumberland | 174.8 | 2001 | 9999 | 2019 | 0.11587 | 311180 | 0.00237 | NEI 2019
Westbrook Energy Center Power Plant | 55294_G_GTG2 | 55294 | G | GTG2 | 4466 | Combined Cycle | NENG_ME | Maine | Cumberland | 173.9 | 2001 | 9999 | 2019 | 1.02 | 645875 | 0.00237 | NEI 2019
Westbrook Energy Center Power Plant | 55294_G_STG3 | 55294 | G | STG3 | 4465 | Combined Cycle | NENG_ME | Maine | Cumberland | 191.6 | 2001 | 9999 |  |  |  | 0.00237 | NEI 2019
Blythe Energy Inc | 55295_G_CT1 | 55295 | G | CT1 | 4467 | Combined Cycle | WECC_SCE | California | Riverside | 156.5 | 2003 | 9999 | 2017 | 1.8231 | 534486 | 0.00379 | NEI 2019
Blythe Energy Inc | 55295_G_CT2 | 55295 | G | CT2 | 4468 | Combined Cycle | WECC_SCE | California | Riverside | 156.5 | 2003 | 9999 | 2017 | 1.4729 | 581125 | 0.00379 | NEI 2019
Blythe Energy Inc | 55295_G_ST1 | 55295 | G | ST1 | 4467 | Combined Cycle | WECC_SCE | California | Riverside | 201 | 2003 | 9999 |  |  |  | 0.00379 | NEI 2019
Calumet Energy Team LLC | 55296_G_CT11 | 55296 | G | CT11 | 4469 | Combustion Turbine | PJM_COMD | Illinois | Cook | 157.2 | 2002 | 2045 | 2019 | 0.024832 | 7046.2183 | 0.00705 | NEI 2019
Calumet Energy Team LLC | 55296_G_CT12 | 55296 | G | CT12 | 4470 | Combustion Turbine | PJM_COMD | Illinois | Cook | 162.5 | 2002 | 2045 | 2017 | 0.02256 | 12477.4789 | 0.00362 | NEI 2019
New Covert Generating Facility | 55297_G_1 | 55297 | G | 1 | 4471 | Combined Cycle | MIS_LMI | Michigan | Van Buren | 220.5 | 2004 | 9999 | 2019 | 6.59 | 2465001 | 0.00535 | NEI 2019
New Covert Generating Facility | 55297_G_1A | 55297 | G | 1A | 4471 | Combined Cycle | MIS_LMI | Michigan | Van Buren | 134 | 2004 | 9999 |  |  |  | 0.00535 | NEI 2019
New Covert Generating Facility | 55297_G_2 | 55297 | G | 2 | 4472 | Combined Cycle | MIS_LMI | Michigan | Van Buren | 218.2 | 2004 | 9999 | 2019 | 10.9 | 2719704 | 0.00802 | NEI 2019
New Covert Generating Facility | 55297_G_2A | 55297 | G | 2A | 4472 | Combined Cycle | MIS_LMI | Michigan | Van Buren | 134 | 2004 | 9999 |  |  |  | 0.00802 | NEI 2019
New Covert Generating Facility | 55297_G_3 | 55297 | G | 3 | 4473 | Combined Cycle | MIS_LMI | Michigan | Van Buren | 214.8 | 2004 | 9999 | 2019 | 15.08 | 2221065 | 0.01358 | NEI 2019
New Covert Generating Facility | 55297_G_3A | 55297 | G | 3A | 4473 | Combined Cycle | MIS_LMI | Michigan | Van Buren | 134 | 2004 | 9999 |  |  |  | 0.01358 | NEI 2019
Fairless Energy Center | 55298_G_CT1A | 55298 | G | CT1A | 4475 | Combined Cycle | PJM_EMAC | Pennsylvania | Bucks | 183 | 2004 | 9999 | 2019 | 10.2033 | 1245876 | 0.0104 | NEI 2019
Fairless Energy Center | 55298_G_CT1B | 55298 | G | CT1B | 4476 | Combined Cycle | PJM_EMAC | Pennsylvania | Bucks | 191 | 2004 | 9999 | 2019 | 7.93 | 1031522 | 0.0104 | NEI 2019
Fairless Energy Center | 55298_G_CT2A | 55298 | G | CT2A | 88254 | Combined Cycle | PJM_EMAC | Pennsylvania | Bucks | 198 | 2004 | 9999 | 2019 | 10.397 | 1115902 | 0.0105 | NEI 2019
Fairless Energy Center | 55298_G_CT2B | 55298 | G | CT2B | 88255 | Combined Cycle | PJM_EMAC | Pennsylvania | Bucks | 198 | 2004 | 9999 | 2019 | 8.15 | 1150549 | 0.0105 | NEI 2019
Fairless Energy Center | 55298_G_ST1 | 55298 | G | ST1 | 4475 | Combined Cycle | PJM_EMAC | Pennsylvania | Bucks | 258 | 2004 | 9999 |  |  |  | 0.0104 | NEI 2019
Fairless Energy Center | 55298_G_ST2 | 55298 | G | ST2 | 88254 | Combined Cycle | PJM_EMAC | Pennsylvania | Bucks | 258 | 2004 | 9999 |  |  |  | 0.0105 | NEI 2019
Channel Energy Center LLC | 55299_G_CTG1 | 55299 | G | CTG1 | 4477 | Combined Cycle | ERC_REST | Texas | Harris | 185 | 2001 | 9999 | 2019 | 0.183 | 1293318 | 0.00204 | NEI 2019
Channel Energy Center LLC | 55299_G_CTG2 | 55299 | G | CTG2 | 4478 | Combined Cycle | ERC_REST | Texas | Harris | 185 | 2002 | 9999 | 2019 | 0.7852 | 1008701 | 0.00204 | NEI 2019
Channel Energy Center LLC | 55299_G_CTG3 | 55299 | G | CTG3 | 4479 | Combined Cycle | ERC_REST | Texas | Harris | 183 | 2014 | 9999 | 2019 | 1.996 | 1039699 | 0.00204 | NEI 2019
Channel Energy Center LLC | 55299_G_ST-1 | 55299 | G | ST-1 | 4477 | Combined Cycle | ERC_REST | Texas | Harris | 215 | 2002 | 9999 |  |  |  | 0.01609 | Default Emission Factor
Baconton Power Plant | 55304_G_CT1 | 55304 | G | CT1 | 4484 | Combustion Turbine | S_SOU | Georgia | Mitchell | 49 | 2000 | 9999 |  |  |  | 0.04322 | Default Emission Factor
Baconton Power Plant | 55304_G_CT4 | 55304 | G | CT4 | 4485 | Combustion Turbine | S_SOU | Georgia | Mitchell | 49 | 2000 | 9999 |  |  |  | 0.04322 | Default Emission Factor
Baconton Power Plant | 55304_G_CT5 | 55304 | G | CT5 | 4486 | Combustion Turbine | S_SOU | Georgia | Mitchell | 49 | 2000 | 9999 |  |  |  | 0.04322 | Default Emission Factor
Baconton Power Plant | 55304_G_CT6 | 55304 | G | CT6 | 4487 | Combustion Turbine | S_SOU | Georgia | Mitchell | 49 | 2000 | 9999 |  |  |  | 0.04322 | Default Emission Factor
Gila River Power Block 4 | 55306_G_CTG7 | 55306 | G | CTG7 | 8520 | Combined Cycle | WECC_AZ | Arizona | Maricopa | 146 | 2003 | 9999 | 2019 | 0.69845 | 695327 | 0.0025 | NEI 2019
Gila River Power Block 4 | 55306_G_CTG8 | 55306 | G | CTG8 | 8522 | Combined Cycle | WECC_AZ | Arizona | Maricopa | 146 | 2003 | 9999 | 2019 | 0.64305 | 376661 | 0.0025 | NEI 2019
Gila River Power Block 4 | 55306_G_ST12 | 55306 | G | ST12 | 8520 | Combined Cycle | WECC_AZ | Arizona | Maricopa | 223 | 2003 | 9999 |  |  |  | 0.0025 | NEI 2019
Calvert City | 55308_G_GEN1 | 55308 | G | GEN1 | 88083 | Combustion Turbine | S_C_TVA | Kentucky | Marshall | 23 | 2000 | 9999 | 2019 | 2.48 | 212522.8 | 0.02334 | NEI 2019
Air Products Port Arthur | 55309_G_GEN 5 | 55309 | G | GEN 5 |  | Combustion Turbine | MIS_WOTA | Texas | Jefferson | 32.8 | 2012 | 9999 |  |  |  | 0.04322 | Default Emission Factor
Air Products Port Arthur | 55309_G_GEN1 | 55309 | G | GEN1 |  | Combustion Turbine | MIS_WOTA | Texas | Jefferson | 33.2 | 2000 | 9999 |  |  |  | 0.04322 | Default Emission Factor
Air Products Port Arthur | 55309_G_GEN4 | 55309 | G | GEN4 |  | Combustion Turbine | MIS_WOTA | Texas | Jefferson | 72.4 | 2006 | 9999 | 2019 | 1.3044 | 484690.2746 | 0.00538 | NEI 2019
Ingleside Cogeneration | 55313_G_CTG1 | 55313 | G | CTG1 |  | Combined Cycle | ERC_REST | Texas | San Patricio | 155 | 1999 | 9999 | 2019 | 1.7325 | 1886076 | 0.00354 | NEI 2019
Ingleside Cogeneration | 55313_G_CTG2 | 55313 | G | CTG2 |  | Combined Cycle | ERC_REST | Texas | San Patricio | 155 | 1999 | 9999 | 2019 | 2.2771 | 1109900 | 0.00354 | NEI 2019
Ingleside Cogeneration | 55313_G_STG | 55313 | G | STG |  | Fossil Waste | ERC_REST | Texas | San Patricio | 150 | 1999 | 9999 |  |  |  | 0.17237 | Default Emission Factor
Fore River Generating Station | 55317_G_GT11 | 55317 | G | GT11 | 4488 | Combined Cycle | NENGREST | Massachusetts | Norfolk | 228.8 | 2003 | 9999 | 2019 | 6 | 3064132 | 0.00764 | NEI 2019
Fore River Generating Station | 55317_G_GT12 | 55317 | G | GT12 | 4489 | Combined Cycle | NENGREST | Massachusetts | Norfolk | 228.1 | 2003 | 9999 | 2019 | 10.81 | 1339052 | 0.00764 | NEI 2019
Fore River Generating Station | 55317_G_ST15 | 55317 | G | ST15 | 4488 | Combined Cycle | NENGREST | Massachusetts | Norfolk | 269.1 | 2003 | 9999 |  |  |  | 0.00764 | NEI 2019
Wise County Power LLC | 55320_G_GT1 | 55320 | G | GT1 | 8524 | Combined Cycle | ERC_REST | Texas | Wise | 225 | 2004 | 9999 | 2019 | 15.2468 | 1976173 | 0.02211 | NEI 2019
Wise County Power LLC | 55320_G_GT2 | 55320 | G | GT2 | 8526 | Combined Cycle | ERC_REST | Texas | Wise | 225 | 2004 | 9999 | 2019 | 16.1546 | 864961 | 0.02211 | NEI 2019
Wise County Power LLC | 55320_G_ST1 | 55320 | G | ST1 | 8524 | Combined Cycle | ERC_REST | Texas | Wise | 230 | 2004 | 9999 |  |  |  | 0.02211 | NEI 2019
Chuck Lenzie Generating Station | 55322_G_CTG1 | 55322 | G | CTG1 | 9006 | Combined Cycle | WECC_SNV | Nevada | Clark | 165 | 2006 | 9999 | 2019 | 21.14 | 1119202 | 0.02383 | NEI 2019
Chuck Lenzie Generating Station | 55322_G_CTG2 | 55322 | G | CTG2 | 9007 | Combined Cycle | WECC_SNV | Nevada | Clark | 165 | 2006 | 9999 | 2019 | 21.21 | 1140947 | 0.02383 | NEI 2019
Chuck Lenzie Generating Station | 55322_G_CTG3 | 55322 | G | CTG3 | 9008 | Combined Cycle | WECC_SNV | Nevada | Clark | 165 | 2006 | 9999 | 2019 | 17.83 | 963286 | 0.0239 | NEI 2019
Chuck Lenzie Generating Station | 55322_G_CTG4 | 55322 | G | CTG4 | 9009 | Combined Cycle | WECC_SNV | Nevada | Clark | 165 | 2006 | 9999 | 2019 | 18.31 | 952163 | 0.0239 | NEI 2019
Chuck Lenzie Generating Station | 55322_G_ST1 | 55322 | G | ST1 | 9006 | Combined Cycle | WECC_SNV | Nevada | Clark | 255 | 2006 | 9999 |  |  |  | 0.02383 | NEI 2019
Chuck Lenzie Generating Station | 55322_G_ST2 | 55322 | G | ST2 | 9008 | Combined Cycle | WECC_SNV | Nevada | Clark | 255 | 2006 | 9999 |  |  |  | 0.0239 | NEI 2019
Baytown Energy Center | 55327_G_CTG1 | 55327 | G | CTG1 | 4097 | Combined Cycle | ERC_REST | Texas | Chambers | 165 | 2002 | 9999 | 2019 | 6.6653 | 1040515 | 0.00566 | NEI 2019
Baytown Energy Center | 55327_G_CTG2 | 55327 | G | CTG2 | 4098 | Combined Cycle | ERC_REST | Texas | Chambers | 165 | 2002 | 9999 | 2019 | 4.7504 | 1103577 | 0.00566 | NEI 2019
Baytown Energy Center | 55327_G_CTG3 | 55327 | G | CTG3 | 4099 | Combined Cycle | ERC_REST | Texas | Chambers | 165 | 2002 | 9999 | 2019 | 1.9377 | 1188183 | 0.00566 | NEI 2019
Baytown Energy Center | 55327_G_STG1 | 55327 | G | STG1 | 4097 | Combined Cycle | ERC_REST | Texas | Chambers | 275 | 2002 | 9999 |  |  |  | 0.00566 | NEI 2019
Hermiston Power Partnership | 55328_G_CTG1 | 55328 | G | CTG1 | 4493 | Combined Cycle | WECC_PNW | Oregon | Umatilla | 184 | 2002 | 9999 | 2019 | 15 | 1287019 | 0.01373 | NEI 2019
Hermiston Power Partnership | 55328_G_CTG2 | 55328 | G | CTG2 | 4494 | Combined Cycle | WECC_PNW | Oregon | Umatilla | 184 | 2002 | 9999 | 2019 | 14.5 | 1290653 | 0.01373 | NEI 2019
Hermiston Power Partnership | 55328_G_STG1 | 55328 | G | STG1 | 4493 | Combined Cycle | WECC_PNW | Oregon | Umatilla | 247 | 2002 | 9999 |  |  |  | 0.01373 | NEI 2019
Washington County Power LLC | 55332_G_1 | 55332 | G | 1 | 4503 | Combustion Turbine | S_SOU | Georgia | Washington | 151 | 2003 | 9999 | 2019 | 0.06 | 54869.7937 | 0.00219 | NEI 2019
Washington County Power LLC | 55332_G_2 | 55332 | G | 2 | 4504 | Combustion Turbine | S_SOU | Georgia | Washington | 157.9 | 2003 | 9999 | 2017 | 0.5 | 30450.9701 | 0.03284 | NEI 2019
Washington County Power LLC | 55332_G_3 | 55332 | G | 3 | 4505 | Combustion Turbine | S_SOU | Georgia | Washington | 150 | 2003 | 9999 | 2019 | 0.41 | 54506.4175 | 0.01504 | NEI 2019
Washington County Power LLC | 55332_G_4 | 55332 | G | 4 | 4506 | Combustion Turbine | S_SOU | Georgia | Washington | 156.6 | 2003 | 9999 | 2019 | 0.07 | 56904.6999 | 0.00246 | NEI 2019
Delta Energy Center | 55333_G_CTG1 | 55333 | G | CTG1 | 3739 | Combined Cycle | WEC_CALN | California | Contra Costa | 176 | 2002 | 9999 | 2017 | 1.0101 | 102810 | 0.00259 | NEI 2019
Delta Energy Center | 55333_G_CTG2 | 55333 | G | CTG2 | 3740 | Combined Cycle | WEC_CALN | California | Contra Costa | 165 | 2002 | 9999 | 2019 | 0.93986 | 722222 | 0.00259 | NEI 2019
Delta Energy Center | 55333_G_CTG3 | 55333 | G | CTG3 | 3741 | Combined Cycle | WEC_CALN | California | Contra Costa | 165 | 2002 | 9999 | 2017 | 0.95713 | 141326 | 0.00259 | NEI 2019
Delta Energy Center | 55333_G_STG1 | 55333 | G | STG1 | 3739 | Combined Cycle | WEC_CALN | California | Contra Costa | 263.1 | 2002 | 9999 |  |  |  | 0.00259 | NEI 2019
Holland Energy Facility | 55334_G_CTG1 | 55334 | G | CTG1 | 4508 | Combined Cycle | MIS_IL | Illinois | Shelby | 151.7 | 2002 | 2045 | 2017 | 0.05448 | 487191 | 0.00156 | NEI 2019
Holland Energy Facility | 55334_G_CTG2 | 55334 | G | CTG2 | 4509 | Combined Cycle | MIS_IL | Illinois | Shelby | 146.2 | 2002 | 2045 | 2019 | 0.8503 | 431831 | 0.00156 | NEI 2019
Holland Energy Facility | 55334_G_STG1 | 55334 | G | STG1 | 4508 | Combined Cycle | MIS_IL | Illinois | Shelby | 326.4 | 2002 | 2045 |  |  |  | 0.00156 | NEI 2019
Ironwood LLC | 55337_G_CT1 | 55337 | G | CT1 | 88084 | Combined Cycle | PJM_WMAC | Pennsylvania | Lebanon | 238.7 | 2001 | 9999 | 2019 | 3.58 | 1655480 | 0.0029 | NEI 2019
Ironwood LLC | 55337_G_CT2 | 55337 | G | CT2 | 88085 | Combined Cycle | PJM_WMAC | Pennsylvania | Lebanon | 241.7 | 2001 | 9999 | 2019 | 3.43 | 1570946 | 0.0029 | NEI 2019
Ironwood LLC | 55337_G_ST4 | 55337 | G | ST4 | 88084 | Combined Cycle | PJM_WMAC | Pennsylvania | Lebanon | 219.7 | 2001 | 9999 |  |  |  | 0.0029 | NEI 2019
Dell Power Station | 55340_G_CTG1 | 55340 | G | CTG1 | 4517 | Combined Cycle | S_D_AECI | Arkansas | Mississippi | 147 | 2007 | 9999 |  |  |  | 0.01277 | NEI 2019
Dell Power Station | 55340_G_CTG2 | 55340 | G | CTG2 | 4518 | Combined Cycle | S_D_AECI | Arkansas | Mississippi | 148 | 2007 | 9999 | 2019 | 20.6102 | 2024048 | 0.01277 | NEI 2019
Dell Power Station | 55340_G_STG | 55340 | G | STG | 4517 | Combined Cycle | S_D_AECI | Arkansas | Mississippi | 151 | 2007 | 9999 |  |  |  | 0.01277 | NEI 2019
Luna Energy Facility | 55343_G_CTG1 | 55343 | G | CTG1 | 4521 | Combined Cycle | WECC_NM | New Mexico | Luna | 150.5 | 2006 | 9999 | 2019 | 7.49 | 897985 | 0.01129 | NEI 2019
Luna Energy Facility | 55343_G_CTG2 | 55343 | G | CTG2 | 4522 | Combined Cycle | WECC_NM | New Mexico | Luna | 150.5 | 2006 | 9999 | 2019 | 7.4 | 863052 | 0.01129 | NEI 2019
Luna Energy Facility | 55343_G_STG1 | 55343 | G | STG1 | 4521 | Combined Cycle | WECC_NM | New Mexico | Luna | 258 | 2006 | 9999 |  |  |  | 0.01129 | NEI 2019
Otay Mesa Generating Project | 55345_G_1-01 | 55345 | G | 1-01 | 4523 | Combined Cycle | WEC_SDGE | California | San Diego | 152.8 | 2009 | 9999 | 2017 | 6.706 | 1446282 | 0.01247 | NEI 2019
Otay Mesa Generating Project | 55345_G_1-02 | 55345 | G | 1-02 | 4524 | Combined Cycle | WEC_SDGE | California | San Diego | 152.8 | 2009 | 9999 | 2017 | 6.706 | 705415 | 0.01247 | NEI 2019
Otay Mesa Generating Project | 55345_G_1-03 | 55345 | G | 1-03 | 4523 | Combined Cycle | WEC_SDGE | California | San Diego | 265.4 | 2009 | 9999 |  |  |  | 0.01247 | NEI 2019
Armstrong | 55347_G_1 | 55347 | G | 1 | 4531 | Combustion Turbine | PJM_AP | Pennsylvania | Armstrong | 168.4 | 2002 | 9999 | 2019 | 1.8802 | 207437.3155 | 0.01813 | NEI 2019
Armstrong | 55347_G_2 | 55347 | G | 2 | 4532 | Combustion Turbine | PJM_AP | Pennsylvania | Armstrong | 163.6 | 2002 | 9999 | 2019 | 2.4382 | 201524.6129 | 0.0242 | NEI 2019