Armstrong | 55347_G_3 | 55347 | G | 3 | 4533 | Combustion Turbine | PJM_AP | Pennsylvania | Armstrong | 169 | 2002 | 9999 | 2019 | 2.0453 | 208176.4033 | 0.01965 | NEI 2019
Armstrong | 55347_G_4 | 55347 | G | 4 | 4534 | Combustion Turbine | PJM_AP | Pennsylvania | Armstrong | 169.7 | 2002 | 9999 | 2019 | 1.5821 | 209038.6724 | 0.01514 | NEI 2019
Troy Energy LLC | 55348_G_1 | 55348 | G | 1 | 4535 | Combustion Turbine | PJM_ATSI | Ohio | Wood | 178.5 | 2002 | 9999 | 2019 | 0.11 | 102226.7023 | 0.00215 | NEI 2019
Troy Energy LLC | 55348_G_2 | 55348 | G | 2 | 4536 | Combustion Turbine | PJM_ATSI | Ohio | Wood | 173.1 | 2002 | 9999 | 2019 | 0.148 | 99134.1298 | 0.00299 | NEI 2019
Troy Energy LLC | 55348_G_3 | 55348 | G | 3 | 4537 | Combustion Turbine | PJM_ATSI | Ohio | Wood | 173.4 | 2002 | 9999 | 2019 | 0.093 | 99305.9394 | 0.00187 | NEI 2019
Troy Energy LLC | 55348_G_4 | 55348 | G | 4 | 4538 | Combustion Turbine | PJM_ATSI | Ohio | Wood | 176.1 | 2002 | 9999 | 2019 | 0.283 | 100852.2256 | 0.00561 | NEI 2019
Pleasants Energy LLC | 55349_G_1 | 55349 | G | 1 | 4539 | Combustion Turbine | PJM_AP | West Virginia | Pleasants | 171.7 | 2002 | 9999 | 2019 | 5.1215 | 455101.999 | 0.02251 | NEI 2019
Pleasants Energy LLC | 55349_G_2 | 55349 | G | 2 | 4540 | Combustion Turbine | PJM_AP | West Virginia | Pleasants | 171.7 | 2002 | 9999 |  |  |  | 0.04322 | Default Emission Factor
Dresden Energy Facility | 55350_G_1 | 55350 | G | 1 | 8528 | Combined Cycle | PJM_West | Ohio | Muskingum | 158.3 | 2012 | 9999 | 2019 | 1.23 | 3039413 | 0.00112 | NEI 2019
Dresden Energy Facility | 55350_G_2 | 55350 | G | 2 | 8528 | Combined Cycle | PJM_West | Ohio | Muskingum | 158.3 | 2012 | 9999 | 2019 | 1.27 | 1420459 | 0.00112 | NEI 2019
Dresden Energy Facility | 55350_G_3 | 55350 | G | 3 | 8528 | Combined Cycle | PJM_West | Ohio | Muskingum | 223.4 | 2012 | 9999 |  |  |  | 0.00112 | NEI 2019
Jack Fusco Energy Center | 55357_G_CTG1 | 55357 | G | CTG1 | 4543 | Combined Cycle | ERC_REST | Texas | Fort Bend | 166 | 2003 | 9999 | 2019 | 8.4566 | 710572 | 0.01095 | NEI 2019
Jack Fusco Energy Center | 55357_G_CTG2 | 55357 | G | CTG2 | 4544 | Combined Cycle | ERC_REST | Texas | Fort Bend | 166 | 2003 | 9999 | 2019 | 4.3605 | 730381 | 0.01095 | NEI 2019
Jack Fusco Energy Center | 55357_G_STG1 | 55357 | G | STG1 | 4543 | Combined Cycle | ERC_REST | Texas | Fort Bend | 193 | 2003 | 9999 |  |  |  | 0.01095 | NEI 2019
Cottonwood Energy Project | 55358_G_CT1 | 55358 | G | CT1 | 4545 | Combined Cycle | MIS_WOTA | Texas | Newton | 163.7 | 2003 | 9999 | 2019 | 5.702 | 1832772 | 0.00622 | NEI 2019
Cottonwood Energy Project | 55358_G_CT2 | 55358 | G | CT2 | 4546 | Combined Cycle | MIS_WOTA | Texas | Newton | 163.7 | 2003 | 9999 | 2019 | 9.0443 | 1807724 | 0.01001 | NEI 2019
Cottonwood Energy Project | 55358_G_CT3 | 55358 | G | CT3 | 4547 | Combined Cycle | MIS_WOTA | Texas | Newton | 163.7 | 2003 | 9999 | 2019 | 4.1095 | 1898139 | 0.00433 | NEI 2019
Cottonwood Energy Project | 55358_G_CT4 | 55358 | G | CT4 | 4548 | Combined Cycle | MIS_WOTA | Texas | Newton | 163.7 | 2003 | 9999 | 2019 | 16.0222 | 1707978 | 0.01876 | NEI 2019
Cottonwood Energy Project | 55358_G_ST1 | 55358 | G | ST1 | 4545 | Combined Cycle | MIS_WOTA | Texas | Newton | 131.3 | 2003 | 9999 |  |  |  | 0.00622 | NEI 2019
Cottonwood Energy Project | 55358_G_ST2 | 55358 | G | ST2 | 4546 | Combined Cycle | MIS_WOTA | Texas | Newton | 131.3 | 2003 | 9999 |  |  |  | 0.01001 | NEI 2019
Cottonwood Energy Project | 55358_G_ST3 | 55358 | G | ST3 | 4547 | Combined Cycle | MIS_WOTA | Texas | Newton | 131.3 | 2003 | 9999 |  |  |  | 0.00433 | NEI 2019
Cottonwood Energy Project | 55358_G_ST4 | 55358 | G | ST4 | 4548 | Combined Cycle | MIS_WOTA | Texas | Newton | 131.3 | 2003 | 9999 |  |  |  | 0.01876 | NEI 2019
Sugar Creek Power | 55364_G_CT01 | 55364 | G | CT01 | 4555 | Combined Cycle | MIS_INKY | Indiana | Vigo | 164.4 | 2002 | 9999 |  |  |  | 0.03566 | NEI 2019
Sugar Creek Power | 55364_G_CT02 | 55364 | G | CT02 | 4556 | Combined Cycle | MIS_INKY | Indiana | Vigo | 166.6 | 2002 | 9999 | 2019 | 66.2767 | 3717060 | 0.03566 | NEI 2019
Sugar Creek Power | 55364_G_ST1 | 55364 | G | ST1 | 4555 | Combined Cycle | MIS_INKY | Indiana | Vigo | 218 | 2003 | 9999 |  |  |  | 0.03566 | NEI 2019
Exelon LaPorte Generating Station | 55365_G_GT1 | 55365 | G | GT1 | 4559 | Combustion Turbine | ERC_REST | Texas | Harris | 38 | 2001 | 9999 |  |  |  | 0.04322 | Default Emission Factor
Exelon LaPorte Generating Station | 55365_G_GT2 | 55365 | G | GT2 | 4560 | Combustion Turbine | ERC_REST | Texas | Harris | 38 | 2001 | 9999 |  |  |  | 0.04322 | Default Emission Factor
Exelon LaPorte Generating Station | 55365_G_GT3 | 55365 | G | GT3 | 4561 | Combustion Turbine | ERC_REST | Texas | Harris | 38 | 2001 | 9999 |  |  |  | 0.04322 | Default Emission Factor
Exelon LaPorte Generating Station | 55365_G_GT4 | 55365 | G | GT4 | 4562 | Combustion Turbine | ERC_REST | Texas | Harris | 38 | 2001 | 9999 |  |  |  | 0.04322 | Default Emission Factor
Harquahala Generating Project | 55372_G_CTG1 | 55372 | G | CTG1 | 8536 | Combined Cycle | WECC_AZ | Arizona | Maricopa | 239.9 | 2004 | 9999 |  |  |  | 0.01609 | Default Emission Factor
Harquahala Generating Project | 55372_G_CTG2 | 55372 | G | CTG2 | 8538 | Combined Cycle | WECC_AZ | Arizona | Maricopa | 226.6 | 2004 | 9999 |  |  |  | 0.01609 | Default Emission Factor
Harquahala Generating Project | 55372_G_CTG3 | 55372 | G | CTG3 | 8540 | Combined Cycle | WECC_AZ | Arizona | Maricopa | 226.2 | 2004 | 9999 |  |  |  | 0.01609 | Default Emission Factor
Harquahala Generating Project | 55372_G_STG1 | 55372 | G | STG1 | 8536 | Combined Cycle | WECC_AZ | Arizona | Maricopa | 119.8 | 2004 | 9999 |  |  |  | 0.01609 | Default Emission Factor
Harquahala Generating Project | 55372_G_STG2 | 55372 | G | STG2 | 8538 | Combined Cycle | WECC_AZ | Arizona | Maricopa | 114.9 | 2004 | 9999 |  |  |  | 0.01609 | Default Emission Factor
Harquahala Generating Project | 55372_G_STG3 | 55372 | G | STG3 | 8540 | Combined Cycle | WECC_AZ | Arizona | Maricopa | 115.5 | 2004 | 9999 |  |  |  | 0.01609 | Default Emission Factor
Astoria Energy | 55375_G_CT1 | 55375 | G | CT1 | 4581 | Combined Cycle | NY_Z_J | New York | Queens | 156 | 2006 | 9999 |  |  |  | 0.01609 | Default Emission Factor
Astoria Energy | 55375_G_CT2 | 55375 | G | CT2 | 4582 | Combined Cycle | NY_Z_J | New York | Queens | 156 | 2006 | 9999 |  |  |  | 0.01609 | Default Emission Factor
Astoria Energy | 55375_G_ST1 | 55375 | G | ST1 | 4581 | Combined Cycle | NY_Z_J | New York | Queens | 228 | 2006 | 9999 |  |  |  | 0.01609 | Default Emission Factor
Gans | 55377_G_UNT8 | 55377 | G | UNT8 | 4585 | Combustion Turbine | PJM_AP | Pennsylvania | FAYETTE | 44 | 2000 | 9999 | 2019 | 1.026 | 81155.5 | 0.02529 | NEI 2019
Gans | 55377_G_UNT9 | 55377 | G | UNT9 | 4586 | Combustion Turbine | PJM_AP | Pennsylvania | FAYETTE | 44 | 2000 | 9999 | 2019 | 0.98 | 81155.5 | 0.02415 | NEI 2019
Union Power Station | 55380_G_CTG1 | 55380 | G | CTG1 | 4590 | Combined Cycle | MIS_AR | Arkansas | Union | 147.1 | 2003 | 9999 |  |  |  | 0.01609 | Default Emission Factor
Union Power Station | 55380_G_CTG2 | 55380 | G | CTG2 | 4592 | Combined Cycle | MIS_AR | Arkansas | Union | 147.1 | 2003 | 9999 |  |  |  | 0.01609 | Default Emission Factor
Union Power Station | 55380_G_CTG3 | 55380 | G | CTG3 | 4593 | Combined Cycle | MIS_AR | Arkansas | Union | 144.5 | 2003 | 9999 |  |  |  | 0.01609 | Default Emission Factor
Union Power Station | 55380_G_CTG4 | 55380 | G | CTG4 | 4594 | Combined Cycle | MIS_AR | Arkansas | Union | 144.5 | 2003 | 9999 |  |  |  | 0.01609 | Default Emission Factor
Union Power Station | 55380_G_CTG5 | 55380 | G | CTG5 | 4595 | Combined Cycle | MIS_AR | Arkansas | Union | 145.7 | 2003 | 9999 |  |  |  | 0.01609 | Default Emission Factor
Union Power Station | 55380_G_CTG6 | 55380 | G | CTG6 | 4596 | Combined Cycle | MIS_AR | Arkansas | Union | 145.7 | 2003 | 9999 |  |  |  | 0.01609 | Default Emission Factor
Union Power Station | 55380_G_CTG7 | 55380 | G | CTG7 | 4597 | Combined Cycle | MIS_AR | Arkansas | Union | 145.1 | 2003 | 9999 |  |  |  | 0.01891 | NEI 2019
Union Power Station | 55380_G_CTG8 | 55380 | G | CTG8 | 4598 | Combined Cycle | MIS_AR | Arkansas | Union | 145.1 | 2003 | 9999 | 2019 | 27.28 | 11267495 | 0.01891 | NEI 2019
Union Power Station | 55380_G_STG1 | 55380 | G | STG1 | 4590 | Combined Cycle | MIS_AR | Arkansas | Union | 213.1 | 2003 | 9999 |  |  |  | 0.01609 | Default Emission Factor
Union Power Station | 55380_G_STG2 | 55380 | G | STG2 | 4593 | Combined Cycle | MIS_AR | Arkansas | Union | 209.4 | 2003 | 9999 |  |  |  | 0.01609 | Default Emission Factor
Union Power Station | 55380_G_STG3 | 55380 | G | STG3 | 4595 | Combined Cycle | MIS_AR | Arkansas | Union | 211.1 | 2003 | 9999 |  |  |  | 0.01609 | Default Emission Factor
Union Power Station | 55380_G_STG4 | 55380 | G | STG4 | 4597 | Combined Cycle | MIS_AR | Arkansas | Union | 210.3 | 2003 | 9999 |  |  |  | 0.01891 | NEI 2019
Commonwealth Chesapeake | 55381_G_UNT1 | 55381 | G | UNT1 | 4600 | Combustion Turbine | PJM_EMAC | Virginia | Accomack | 46.3 | 2000 | 9999 |  |  |  | 0.00343 | NEI 2019
Commonwealth Chesapeake | 55381_G_UNT2 | 55381 | G | UNT2 | 4601 | Combustion Turbine | PJM_EMAC | Virginia | Accomack | 46.8 | 2000 | 9999 |  |  |  | 0.00343 | NEI 2019
Commonwealth Chesapeake | 55381_G_UNT3 | 55381 | G | UNT3 | 4602 | Combustion Turbine | PJM_EMAC | Virginia | Accomack | 46 | 2000 | 9999 |  |  |  | 0.00343 | NEI 2019
Commonwealth Chesapeake | 55381_G_UNT4 | 55381 | G | UNT4 | 4603 | Combustion Turbine | PJM_EMAC | Virginia | Accomack | 44.6 | 2001 | 9999 |  |  |  | 0.00343 | NEI 2019
Commonwealth Chesapeake | 55381_G_UNT5 | 55381 | G | UNT5 | 4604 | Combustion Turbine | PJM_EMAC | Virginia | Accomack | 46.1 | 2001 | 9999 |  |  |  | 0.00343 | NEI 2019
Commonwealth Chesapeake | 55381_G_UNT6 | 55381 | G | UNT6 | 4605 | Combustion Turbine | PJM_EMAC | Virginia | Accomack | 45 | 2001 | 9999 |  |  |  | 0.00343 | NEI 2019
Commonwealth Chesapeake | 55381_G_UNT7 | 55381 | G | UNT7 | 4606 | Combustion Turbine | PJM_EMAC | Virginia | Accomack | 45.7 | 2001 | 9999 | 2019 | 0.023609 | 13750 | 0.00343 | NEI 2019
Thomas A Smith Energy Facility | 55382_G_1GT1 | 55382 | G | 1GT1 | 4607 | Combined Cycle | S_SOU | Georgia | Murray | 210 | 2002 | 9999 | 2019 | 8.12 | 914894 | 0.01091 | NEI 2019
Thomas A Smith Energy Facility | 55382_G_1GT2 | 55382 | G | 1GT2 | 4608 | Combined Cycle | S_SOU | Georgia | Murray | 210 | 2002 | 9999 | 2019 | 7.92 | 891529 | 0.01091 | NEI 2019
Thomas A Smith Energy Facility | 55382_G_1STG | 55382 | G | 1STG | 4607 | Combined Cycle | S_SOU | Georgia | Murray | 210 | 2002 | 9999 |  |  |  | 0.01091 | NEI 2019
Thomas A Smith Energy Facility | 55382_G_2GT1 | 55382 | G | 2GT1 | 4609 | Combined Cycle | S_SOU | Georgia | Murray | 210 | 2002 | 9999 | 2019 | 9.33 | 1015922 | 0.01093 | NEI 2019
Thomas A Smith Energy Facility | 55382_G_2GT2 | 55382 | G | 2GT2 | 4610 | Combined Cycle | S_SOU | Georgia | Murray | 210 | 2002 | 9999 | 2019 | 9.17 | 996536 | 0.01093 | NEI 2019
Thomas A Smith Energy Facility | 55382_G_2STG | 55382 | G | 2STG | 4609 | Combined Cycle | S_SOU | Georgia | Murray | 210 | 2002 | 9999 |  |  |  | 0.01093 | NEI 2019
Columbia Energy Center (SC) | 55386_G_CT1 | 55386 | G | CT1 | 4636 | Combined Cycle | S_VACA | South Carolina | Calhoun | 151.5 | 2004 | 9999 | 2019 | 1.3115 | 1059101 | 0.00183 | NEI 2019
Columbia Energy Center (SC) | 55386_G_CT2 | 55386 | G | CT2 | 4637 | Combined Cycle | S_VACA | South Carolina | Calhoun | 151.5 | 2004 | 9999 | 2019 | 1.6559 | 1030127 | 0.00183 | NEI 2019
Columbia Energy Center (SC) | 55386_G_ST1 | 55386 | G | ST1 | 4636 | Combined Cycle | S_VACA | South Carolina | Calhoun | 240 | 2004 | 9999 |  |  |  | 0.00183 | NEI 2019
RockGen Energy Center | 55391_G_01 | 55391 | G | 01 | 4652 | Combustion Turbine | MIS_WUMS | Wisconsin | Dane | 163 | 2001 | 9999 |  |  |  | 0.04322 | Default Emission Factor
RockGen Energy Center | 55391_G_02 | 55391 | G | 02 | 4653 | Combustion Turbine | MIS_WUMS | Wisconsin | Dane | 163 | 2001 | 9999 |  |  |  | 0.04322 | Default Emission Factor
RockGen Energy Center | 55391_G_03 | 55391 | G | 03 | 4654 | Combustion Turbine | MIS_WUMS | Wisconsin | Dane | 163 | 2001 | 9999 |  |  |  | 0.04322 | Default Emission Factor
Zion Energy Center | 55392_G_CTG1 | 55392 | G | CTG1 | 4660 | Combustion Turbine | PJM_COMD | Illinois | Lake | 152 | 2002 | 2045 | 2019 | 2.1165 | 199130.0007 | 0.02126 | NEI 2019
Zion Energy Center | 55392_G_CTG2 | 55392 | G | CTG2 | 4661 | Combustion Turbine | PJM_COMD | Illinois | Lake | 152 | 2002 | 2045 | 2019 | 2.6278 | 199130.0007 | 0.02639 | NEI 2019
Zion Energy Center | 55392_G_CTG3 | 55392 | G | CTG3 | 4662 | Combustion Turbine | PJM_COMD | Illinois | Lake | 152 | 2003 | 2045 | 2017 | 1.2858 | 154021 | 0.0167 | NEI 2019
Metcalf Energy Center | 55393_G_CTG1 | 55393 | G | CTG1 | 4665 | Combined Cycle | WEC_CALN | California | Santa Clara | 172 | 2005 | 9999 | 2017 | 3.0074 | 1438875 | 0.00502 | NEI 2019
Metcalf Energy Center | 55393_G_CTG2 | 55393 | G | CTG2 | 4666 | Combined Cycle | WEC_CALN | California | Santa Clara | 172 | 2005 | 9999 | 2019 | 3.0613 | 793035 | 0.00502 | NEI 2019
Metcalf Energy Center | 55393_G_STG1 | 55393 | G | STG1 | 4665 | Combined Cycle | WEC_CALN | California | Santa Clara | 202.1 | 2005 | 9999 |  |  |  | 0.00502 | NEI 2019
Crossroads Energy Center | 55395_G_CT01 | 55395 | G | CT01 | 9056 | Combustion Turbine | MIS_MS | Mississippi | Coahoma | 77 | 2002 | 9999 | 2017 | 0.05 | 3069.5 | 0.03258 | NEI 2019
Crossroads Energy Center | 55395_G_CT02 | 55395 | G | CT02 | 9057 | Combustion Turbine | MIS_MS | Mississippi | Coahoma | 77 | 2002 | 9999 | 2019 | 0.04 | 31529.25 | 0.00254 | NEI 2019
Crossroads Energy Center | 55395_G_CT03 | 55395 | G | CT03 | 9058 | Combustion Turbine | MIS_MS | Mississippi | Coahoma | 77 | 2002 | 9999 | 2017 | 0.04 | 3069.5 | 0.02606 | NEI 2019
Crossroads Energy Center | 55395_G_CT04 | 55395 | G | CT04 | 9059 | Combustion Turbine | MIS_MS | Mississippi | Coahoma | 77 | 2002 | 9999 | 2017 | 0.04 | 3069.5 | 0.02606 | NEI 2019
Washington Energy Facility | 55397_G_CT1 | 55397 | G | CT1 | 9212 | Combined Cycle | PJM_West | Ohio | Washington | 179 | 2002 | 9999 | 2019 | 4.532 | 1533309 | 0.00358 | NEI 2019
Washington Energy Facility | 55397_G_CT2 | 55397 | G | CT2 | 9213 | Combined Cycle | PJM_West | Ohio | Washington | 179 | 2002 | 9999 | 2019 | 4.53 | 1529888 | 0.00358 | NEI 2019
Washington Energy Facility | 55397_G_ST1 | 55397 | G | ST1 | 9212 | Combined Cycle | PJM_West | Ohio | Washington | 303 | 2002 | 9999 |  |  |  | 0.00358 | NEI 2019
Elk Hills Power LLC | 55400_G_CTG1 | 55400 | G | CTG1 | 88308 | Combined Cycle | WEC_CALN | California | Kern | 156 | 2003 | 9999 |  |  |  | 0.01609 | Default Emission Factor
Elk Hills Power LLC | 55400_G_CTG2 | 55400 | G | CTG2 | 88309 | Combined Cycle | WEC_CALN | California | Kern | 156 | 2003 | 9999 |  |  |  | 0.01609 | Default Emission Factor
Elk Hills Power LLC | 55400_G_STG | 55400 | G | STG | 88308 | Combined Cycle | WEC_CALN | California | Kern | 213 | 2003 | 9999 |  |  |  | 0.01609 | Default Emission Factor
Rolling Hills Generating | 55401_G_CT1 | 55401 | G | CT1 | 4669 | Combustion Turbine | PJM_West | Ohio | Vinton | 166.5 | 2003 | 9999 |  |  |  | 0.04322 | Default Emission Factor
Rolling Hills Generating | 55401_G_CT2 | 55401 | G | CT2 | 4670 | Combustion Turbine | PJM_West | Ohio | Vinton | 165.6 | 2003 | 9999 | 2019 | 0.4031 | 113572.7776 | 0.0071 | NEI 2019
Rolling Hills Generating | 55401_G_CT3 | 55401 | G | CT3 | 4671 | Combustion Turbine | PJM_West | Ohio | Vinton | 169.6 | 2003 | 9999 |  |  |  | 0.04322 | Default Emission Factor
Rolling Hills Generating | 55401_G_CT4 | 55401 | G | CT4 | 4672 | Combustion Turbine | PJM_West | Ohio | Vinton | 165.5 | 2003 | 9999 |  |  |  | 0.04322 | Default Emission Factor
Rolling Hills Generating | 55401_G_CT5 | 55401 | G | CT5 | 4673 | Combustion Turbine | PJM_West | Ohio | Vinton | 168.2 | 2003 | 9999 |  |  |  | 0.04322 | Default Emission Factor
Renaissance Power Plant | 55402_G_CT1 | 55402 | G | CT1 | 4674 | Combustion Turbine | MIS_LMI | Michigan | Montcalm | 163 | 2002 | 9999 | 2019 | 13.895 | 742920 | 0.03741 | NEI 2019
Renaissance Power Plant | 55402_G_CT2 | 55402 | G | CT2 | 4675 | Combustion Turbine | MIS_LMI | Michigan | Montcalm | 163 | 2002 | 9999 |  |  |  | 0.03741 | NEI 2019
Renaissance Power Plant | 55402_G_CT3 | 55402 | G | CT3 | 4676 | Combustion Turbine | MIS_LMI | Michigan | Montcalm | 163 | 2002 | 9999 |  |  |  | 0.03741 | NEI 2019
Renaissance Power Plant | 55402_G_CT4 | 55402 | G | CT4 | 4677 | Combustion Turbine | MIS_LMI | Michigan | Montcalm | 163 | 2002 | 9999 |  |  |  | 0.03741 | NEI 2019
Carville Energy LLC | 55404_G_CTG1 | 55404 | G | CTG1 | 4678 | Combined Cycle | MIS_LA | Louisiana | Iberville | 170 | 2003 | 9999 |  |  |  | 0.01609 | Default Emission Factor
Carville Energy LLC | 55404_G_CTG2 | 55404 | G | CTG2 | 4679 | Combined Cycle | MIS_LA | Louisiana | Iberville | 170 | 2003 | 9999 |  |  |  | 0.01609 | Default Emission Factor
Carville Energy LLC | 55404_G_STG | 55404 | G | STG | 4678 | Combined Cycle | MIS_LA | Louisiana | Iberville | 181 | 2003 | 9999 |  |  |  | 0.01609 | Default Emission Factor
Athens Generating Plant | 55405_G_CT1 | 55405 | G | CT1 | 8542 | Combined Cycle | NY_Z_F | New York | Greene | 224.1 | 2004 | 9999 | 2019 | 4.0418 | 1149826 | 0.00703 | NEI 2019
Athens Generating Plant | 55405_G_CT2 | 55405 | G | CT2 | 8544 | Combined Cycle | NY_Z_F | New York | Greene | 222.6 | 2004 | 9999 | 2019 | 1.2979 | 574943 | 0.00452 | NEI 2019
Athens Generating Plant | 55405_G_CT3 | 55405 | G | CT3 | 8546 | Combined Cycle | NY_Z_F | New York | Greene | 222.7 | 2003 | 9999 | 2019 | 2.7576 | 1192378 | 0.00463 | NEI 2019
Athens Generating Plant | 55405_G_ST1 | 55405 | G | ST1 | 8542 | Combined Cycle | NY_Z_F | New York | Greene | 106.9 | 2004 | 9999 |  |  |  | 0.00703 | NEI 2019
Athens Generating Plant | 55405_G_ST2 | 55405 | G | ST2 | 8544 | Combined Cycle | NY_Z_F | New York | Greene | 106.2 | 2004 | 9999 |  |  |  | 0.00452 | NEI 2019
Athens Generating Plant | 55405_G_ST3 | 55405 | G | ST3 | 8546 | Combined Cycle | NY_Z_F | New York | Greene | 106.3 | 2004 | 9999 |  |  |  | 0.00463 | NEI 2019
Effingham County Power Project | 55406_G_STG | 55406 | G | STG | 4680 | Combined Cycle | S_SOU | Georgia | Effingham | 176 | 2003 | 9999 |  |  |  | 0.01498 | NEI 2019
Effingham County Power Project | 55406_G_UNT1 | 55406 | G | UNT1 | 4680 | Combined Cycle | S_SOU | Georgia | Effingham | 169 | 2003 | 9999 | 2019 | 8.4259 | 723394 | 0.01498 | NEI 2019
Effingham County Power Project | 55406_G_UNT2 | 55406 | G | UNT2 | 4681 | Combined Cycle | S_SOU | Georgia | Effingham | 164 | 2003 | 9999 | 2019 | 7.5644 | 653005 | 0.01498 | NEI 2019
Calhoun Energy Center | 55409_G_CAL1 | 55409 | G | CAL1 | 4688 | Combustion Turbine | S_SOU | Alabama | Calhoun | 158 | 2003 | 9999 |  |  |  | 0.04322 | Default Emission Factor
Calhoun Energy Center | 55409_G_CAL2 | 55409 | G | CAL2 | 4689 | Combustion Turbine | S_SOU | Alabama | Calhoun | 158 | 2003 | 9999 |  |  |  | 0.04322 | Default Emission Factor
Calhoun Energy Center | 55409_G_CAL3 | 55409 | G | CAL3 | 4690 | Combustion Turbine | S_SOU | Alabama | Calhoun | 158 | 2003 | 9999 | 2019 | 0.215 | 83730.499 | 0.00514 | NEI 2019
Calhoun Energy Center | 55409_G_CAL4 | 55409 | G | CAL4 | 4691 | Combustion Turbine | S_SOU | Alabama | Calhoun | 158 | 2003 | 9999 | 2019 | 0.136 | 83730.499 | 0.00325 | NEI 2019
Hillabee Energy Center | 55411_G_HEC1 | 55411 | G | HEC1 | 4695 | Combined Cycle | S_SOU | Alabama | Tallapoosa | 234.4 | 2010 | 9999 | 2019 | 18.34 | 3461224 | 0.01475 | NEI 2019
Hillabee Energy Center | 55411_G_HEC2 | 55411 | G | HEC2 | 4696 | Combined Cycle | S_SOU | Alabama | Tallapoosa | 234.4 | 2010 | 9999 | 2019 | 18.8 | 1573949 | 0.01475 | NEI 2019
Hillabee Energy Center | 55411_G_HECS | 55411 | G | HECS | 4695 | Combined Cycle | S_SOU | Alabama | Tallapoosa | 283.9 | 2010 | 9999 |  |  |  | 0.01475 | NEI 2019
Osprey Energy Center Power Plant | 55412_G_OEC1 | 55412 | G | OEC1 | 8548 | Combined Cycle | FRCC | Florida | Polk | 171 | 2004 | 9999 | 2019 | 11.1814 | 1669678 | 0.01248 | NEI 2019
Osprey Energy Center Power Plant | 55412_G_OEC2 | 55412 | G | OEC2 | 8550 | Combined Cycle | FRCC | Florida | Polk | 180 | 2004 | 9999 | 2019 | 2.6364 | 544474 | 0.01248 | NEI 2019
Osprey Energy Center Power Plant | 55412_G_OECS | 55412 | G | OECS | 8548 | Combined Cycle | FRCC | Florida | Polk | 231 | 2004 | 9999 |  |  |  | 0.01248 | NEI 2019
Shady Hills Generating Station | 55414_G_G101 | 55414 | G | G101 | 4697 | Combustion Turbine | FRCC | Florida | Pasco | 154.4 | 2002 | 9999 | 2019 | 0.055 | 84324.0007 | 0.0013 | NEI 2019
Shady Hills Generating Station | 55414_G_G201 | 55414 | G | G201 | 4698 | Combustion Turbine | FRCC | Florida | Pasco | 154.4 | 2002 | 9999 | 2019 | 0.06 | 84324.0007 | 0.00142 | NEI 2019
Shady Hills Generating Station | 55414_G_G301 | 55414 | G | G301 | 4699 | Combustion Turbine | FRCC | Florida | Pasco | 154.4 | 2002 | 9999 |  |  |  | 0.04322 | Default Emission Factor
Vandolah Power Station | 55415_G_G101 | 55415 | G | G101 | 4700 | Combustion Turbine | FRCC | Florida | Hardee | 165.5 | 2002 | 9999 | 2019 | 2.1939 | 202476.2497 | 0.02167 | NEI 2019
Vandolah Power Station | 55415_G_G201 | 55415 | G | G201 | 4701 | Combustion Turbine | FRCC | Florida | Hardee | 165.5 | 2002 | 9999 | 2019 | 2.3341 | 202476.2497 | 0.02306 | NEI 2019
Vandolah Power Station | 55415_G_G301 | 55415 | G | G301 | 4702 | Combustion Turbine | FRCC | Florida | Hardee | 165.5 | 2002 | 9999 | 2019 | 2.6406 | 202476.2497 | 0.02608 | NEI 2019
Vandolah Power Station | 55415_G_G401 | 55415 | G | G401 | 4703 | Combustion Turbine | FRCC | Florida | Hardee | 165.5 | 2002 | 9999 | 2019 | 1.902 | 202476.2497 | 0.01879 | NEI 2019
Raccoon Creek Energy Center | 55417_G_CT01 | 55417 | G | CT01 | 9216 | Combustion Turbine | MIS_IL | Illinois | Clay | 75 | 2002 | 2045 | 2017 | 0.021245 | 1488 | 0.02856 | NEI 2019
Raccoon Creek Energy Center | 55417_G_CT02 | 55417 | G | CT02 | 9217 | Combustion Turbine | MIS_IL | Illinois | Clay | 75 | 2002 | 2045 | 2019 | 0.0363 | 592.25 | 0.12258 | NEI 2019
Raccoon Creek Energy Center | 55417_G_CT03 | 55417 | G | CT03 | 9218 | Combustion Turbine | MIS_IL | Illinois | Clay | 75 | 2002 | 2045 | 2019 | 0.0311 | 592.25 | 0.10502 | NEI 2019
Raccoon Creek Energy Center | 55417_G_CT04 | 55417 | G | CT04 | 9219 | Combustion Turbine | MIS_IL | Illinois | Clay | 75 | 2002 | 2045 | 2017 | 0.04575 | 1488 | 0.06149 | NEI 2019
Hot Spring Generating Facility | 55418_G_CT1 | 55418 | G | CT1 | 4705 | Combined Cycle | MIS_AR | Arkansas | Hot Spring | 168.4 | 2002 | 9999 |  |  |  | 0.01609 | Default Emission Factor
Hot Spring Generating Facility | 55418_G_CT2 | 55418 | G | CT2 | 4706 | Combined Cycle | MIS_AR | Arkansas | Hot Spring | 168.4 | 2002 | 9999 |  |  |  | 0.01609 | Default Emission Factor
Hot Spring Generating Facility | 55418_G_ST1 | 55418 | G | ST1 | 4706 | Combined Cycle | MIS_AR | Arkansas | Hot Spring | 268.4 | 2002 | 9999 |  |  |  | 0.01609 | Default Emission Factor
Plaquemine Cogeneration Plant | 55419_G_G500 | 55419 | G | G500 | 4709 | Combined Cycle | MIS_AMSO | Louisiana | Iberville | 151 | 2004 | 9999 | 2019 | 7.98 | 1530041 | 0.01199 | NEI 2019
Plaquemine Cogeneration Plant | 55419_G_G600 | 55419 | G | G600 | 4710 | Combined Cycle | MIS_AMSO | Louisiana | Iberville | 151 | 2004 | 9999 | 2019 | 7.73 | 1269676 | 0.01199 | NEI 2019
Plaquemine Cogeneration Plant | 55419_G_G700 | 55419 | G | G700 | 4711 | Combined Cycle | MIS_AMSO | Louisiana | Iberville | 151 | 2004 | 9999 | 2019 | 8.12 | 1247304 | 0.01199 | NEI 2019
Plaquemine Cogeneration Plant | 55419_G_G800 | 55419 | G | G800 | 4712 | Combined Cycle | MIS_AMSO | Louisiana | Iberville | 151 | 2004 | 9999 | 2019 | 8.18 | 1294848 | 0.01199 | NEI 2019
Plaquemine Cogeneration Plant | 55419_G_ST5 | 55419 | G | ST5 | 4709 | Combined Cycle | MIS_AMSO | Louisiana | Iberville | 189 | 2004 | 9999 |  |  |  | 0.01199 | NEI 2019
Bayou Cove Peaking Power | 55433_G_0001 | 55433 | G | 0001 | 8562 | Combustion Turbine | MIS_WOTA | Louisiana | Acadia | 72 | 2002 | 9999 | 2019 | 0.27919 | 21152 | 0.0264 | NEI 2019
Bayou Cove Peaking Power | 55433_G_0002 | 55433 | G | 0002 | 8564 | Combustion Turbine | MIS_WOTA | Louisiana | Acadia | 72 | 2002 | 9999 | 2019 | 0.089012 | 21152 | 0.00842 | NEI 2019
Bayou Cove Peaking Power | 55433_G_0003 | 55433 | G | 0003 | 8566 | Combustion Turbine | MIS_WOTA | Louisiana | Acadia | 72 | 2002 | 9999 | 2019 | 0.1264 | 21152 | 0.01195 | NEI 2019
Bayou Cove Peaking Power | 55433_G_0004 | 55433 | G | 0004 | 8568 | Combustion Turbine | MIS_WOTA | Louisiana | Acadia | 72 | 2002 | 9999 | 2019 | 0.068656 | 21152 | 0.00649 | NEI 2019
Elgin Energy Center LLC | 55438_G_CT01 | 55438 | G | CT01 | 4751 | Combustion Turbine | PJM_COMD | Illinois | Kane | 124.8 | 2002 | 2045 | 2019 | 1.9989 | 64462.8558 | 0.06202 | NEI 2019
Elgin Energy Center LLC | 55438_G_CT02 | 55438 | G | CT02 | 4752 | Combustion Turbine | PJM_COMD | Illinois | Kane | 122.9 | 2002 | 2045 | 2017 | 1.8905 | 35266.5895 | 0.10721 | NEI 2019
Elgin Energy Center LLC | 55438_G_CT03 | 55438 | G | CT03 | 4753 | Combustion Turbine | PJM_COMD | Illinois | Kane | 123.5 | 2002 | 2045 | 2019 | 1.8502 | 63791.3677 | 0.05801 | NEI 2019
Elgin Energy Center LLC | 55438_G_CT04 | 55438 | G | CT04 | 4754 | Combustion Turbine | PJM_COMD | Illinois | Kane | 123.8 | 2002 | 2045 | 2019 | 3.9779 | 63946.3265 | 0.12441 | NEI 2019
Tenaska Virginia Generating Station | 55439_G_CTG1 | 55439 | G | CTG1 | 4755 | Combined Cycle | PJM_Dom | Virginia | Fluvanna | 171.9 | 2004 | 9999 | 2019 | 0.88366 | 3507200 | 0.00057 | NEI 2019
Tenaska Virginia Generating Station | 55439_G_CTG2 | 55439 | G | CTG2 | 4756 | Combined Cycle | PJM_Dom | Virginia | Fluvanna | 177.8 | 2004 | 9999 | 2019 | 0.29969 | 1212524 | 0.00057 | NEI 2019
Tenaska Virginia Generating Station | 55439_G_CTG3 | 55439 | G | CTG3 | 4757 | Combined Cycle | PJM_Dom | Virginia | Fluvanna | 181.2 | 2004 | 9999 | 2019 | 0.51115 | 1218306 | 0.00057 | NEI 2019
Tenaska Virginia Generating Station | 55439_G_STG1 | 55439 | G | STG1 | 4755 | Combined Cycle | PJM_Dom | Virginia | Fluvanna | 402.1 | 2004 | 9999 |  |  |  | 0.00057 | NEI 2019
Tenaska Central Alabama Generating Stn | 55440_G_CTG1 | 55440 | G | CTG1 | 4758 | Combined Cycle | S_SOU | Alabama | Autauga | 170.4 | 2003 | 9999 | 2019 | 4.84 | 939996 | 0.00536 | NEI 2019
Tenaska Central Alabama Generating Stn | 55440_G_CTG2 | 55440 | G | CTG2 | 4759 | Combined Cycle | S_SOU | Alabama | Autauga | 175.8 | 2003 | 9999 | 2019 | 3.81 | 944611 | 0.00536 | NEI 2019
Tenaska Central Alabama Generating Stn | 55440_G_CTG3 | 55440 | G | CTG3 | 4760 | Combined Cycle | S_SOU | Alabama | Autauga | 171.4 | 2003 | 9999 | 2019 | 4.3 | 964991 | 0.00536 | NEI 2019
Tenaska Central Alabama Generating Stn | 55440_G_ST1 | 55440 | G | ST1 | 4758 | Combined Cycle | S_SOU | Alabama | Autauga | 399.4 | 2003 | 9999 |  |  |  | 0.00536 | NEI 2019
Columbia Energy Center | 55447_G_CT01 | 55447 | G | CT01 | 4780 | Combustion Turbine | MIS_MO | Missouri | Boone | 35 | 2001 | 9999 |  |  |  | 0.00791 | NEI 2019
Columbia Energy Center | 55447_G_CT02 | 55447 | G | CT02 | 4781 | Combustion Turbine | MIS_MO | Missouri | Boone | 35 | 2001 | 9999 |  |  |  | 0.00791 | NEI 2019
Columbia Energy Center | 55447_G_CT03 | 55447 | G | CT03 | 4782 | Combustion Turbine | MIS_MO | Missouri | Boone | 35 | 2001 | 9999 |  |  |  | 0.00791 | NEI 2019
Columbia Energy Center | 55447_G_CT04 | 55447 | G | CT04 | 4783 | Combustion Turbine | MIS_MO | Missouri | Boone | 35 | 2001 | 9999 | 2019 | 0.0271 | 6856 | 0.00791 | NEI 2019
Magnolia Power Plant | 55451_G_CTG1 | 55451 | G | CTG1 | 4784 | Combined Cycle | S_C_TVA | Mississippi | Benton | 156 | 2003 | 9999 | 2019 | 8.1792 | 1025147 | 0.01596 | NEI 2019
Magnolia Power Plant | 55451_G_CTG2 | 55451 | G | CTG2 | 4785 | Combined Cycle | S_C_TVA | Mississippi | Benton | 156 | 2003 | 9999 | 2019 | 9.6218 | 1300753 | 0.01479 | NEI 2019
Magnolia Power Plant | 55451_G_CTG3 | 55451 | G | CTG3 | 4786 | Combined Cycle | S_C_TVA | Mississippi | Benton | 156 | 2003 | 9999 | 2017 | 11.4422 | 1629437 | 0.01404 | NEI 2019
Magnolia Power Plant | 55451_G_STG1 | 55451 | G | STG1 | 4784 | Combined Cycle | S_C_TVA | Mississippi | Benton | 150 | 2003 | 9999 |  |  |  | 0.01596 | NEI 2019
Magnolia Power Plant | 55451_G_STG2 | 55451 | G | STG2 | 4785 | Combined Cycle | S_C_TVA | Mississippi | Benton | 150 | 2003 | 9999 |  |  |  | 0.01479 | NEI 2019
Magnolia Power Plant | 55451_G_STG3 | 55451 | G | STG3 | 4786 | Combined Cycle | S_C_TVA | Mississippi | Benton | 150 | 2003 | 9999 |  |  |  | 0.01404 | NEI 2019
Fountain Valley Power Facility | 55453_G_S1 | 55453 | G | S1 | 4790 | Combustion Turbine | WECC_CO | Colorado | El Paso | 39 | 2001 | 9999 | 2019 | 0.12791 | 7795.6667 | 0.03282 | NEI 2019
Fountain Valley Power Facility | 55453_G_S2 | 55453 | G | S2 | 4791 | Combustion Turbine | WECC_CO | Colorado | El Paso | 39 | 2001 | 9999 | 2019 | 0.067593 | 7795.6667 | 0.01734 | NEI 2019
Fountain Valley Power Facility | 55453_G_S3 | 55453 | G | S3 | 4792 | Combustion Turbine | WECC_CO | Colorado | El Paso | 39 | 2001 | 9999 | 2019 | 0.13069 | 7795.6667 | 0.03353 | NEI 2019
Fountain Valley Power Facility | 55453_G_S4 | 55453 | G | S4 | 4793 | Combustion Turbine | WECC_CO | Colorado | El Paso | 39 | 2001 | 9999 | 2019 | 0.057188 | 7795.6667 | 0.01467 | NEI 2019
Fountain Valley Power Facility | 55453_G_S5 | 55453 | G | S5 | 4794 | Combustion Turbine | WECC_CO | Colorado | El Paso | 39 | 2001 | 9999 | 2019 | 0.10923 | 7795.6667 | 0.02802 | NEI 2019
Fountain Valley Power Facility | 55453_G_S6 | 55453 | G | S6 | 4795 | Combustion Turbine | WECC_CO | Colorado | El Paso | 39 | 2001 | 9999 | 2019 | 0.062006 | 7795.6667 | 0.01591 | NEI 2019
Red Hawk | 55455_G_CT1A | 55455 | G | CT1A | 4796 | Combined Cycle | WECC_AZ | Arizona | Maricopa | 148 | 2002 | 9999 | 2019 | 3.147 | 803465 | 0.00395 | NEI 2019
Red Hawk | 55455_G_CT1B | 55455 | G | CT1B | 4797 | Combined Cycle | WECC_AZ | Arizona | Maricopa | 148 | 2002 | 9999 | 2019 | 1.707 | 1657416 | 0.00395 | NEI 2019
Red Hawk | 55455_G_CT2A | 55455 | G | CT2A | 4799 | Combined Cycle | WECC_AZ | Arizona | Maricopa | 148 | 2002 | 9999 | 2019 | 2.8535 | 727584 | 0.01058 | NEI 2019
Red Hawk | 55455_G_CT2B | 55455 | G | CT2B | 4800 | Combined Cycle | WECC_AZ | Arizona | Maricopa | 148 | 2002 | 9999 | 2019 | 8.7285 | 1461761 | 0.01058 | NEI 2019
Red Hawk | 55455_G_ST1 | 55455 | G | ST1 | 4796 | Combined Cycle | WECC_AZ | Arizona | Maricopa | 171 | 2002 | 9999 |  |  |  | 0.00395 | NEI 2019
Red Hawk | 55455_G_ST2 | 55455 | G | ST2 | 4799 | Combined Cycle | WECC_AZ | Arizona | Maricopa | 171 | 2002 | 9999 |  |  |  | 0.01058 | NEI 2019
McClain Energy Facility | 55457_G_CT1 | 55457 | G | CT1 | 4808 | Combined Cycle | SPP_WEST | Oklahoma | McClain | 157.8 | 2001 | 9999 | 2019 | 10.3062 | 961159 | 0.01279 | NEI 2019
McClain Energy Facility | 55457_G_CT2 | 55457 | G | CT2 | 4809 | Combined Cycle | SPP_WEST | Oklahoma | McClain | 157.7 | 2001 | 9999 | 2019 | 10.1219 | 947016 | 0.01279 | NEI 2019
McClain Energy Facility | 55457_G_ST1 | 55457 | G | ST1 | 4808 | Combined Cycle | SPP_WEST | Oklahoma | McClain | 171.5 | 2001 | 9999 | 2017 | 0.007 | 1288098 | 0.01279 | NEI 2019
Redbud Power Plant | 55463_G_CT01 | 55463 | G | CT01 | 4817 | Combined Cycle | SPP_WEST | Oklahoma | Oklahoma | 167.6 | 2004 | 9999 | 2019 | 4.9531 | 1507452 | 0.00657 | NEI 2019
Redbud Power Plant | 55463_G_CT02 | 55463 | G | CT02 | 4818 | Combined Cycle | SPP_WEST | Oklahoma | Oklahoma | 167.6 | 2004 | 9999 | 2019 | 5.9339 | 1738487 | 0.00683 | NEI 2019
Redbud Power Plant | 55463_G_CT03 | 55463 | G | CT03 | 4819 | Combined Cycle | SPP_WEST | Oklahoma | Oklahoma | 166.5 | 2004 | 9999 | 2019 | 6.7506 | 1646431 | 0.0082 | NEI 2019
Redbud Power Plant | 55463_G_CT04 | 55463 | G | CT04 | 4820 | Combined Cycle | SPP_WEST | Oklahoma | Oklahoma | 167 | 2004 | 9999 | 2017 | 5.0601 | 1197319 | 0.00845 | NEI 2019
Redbud Power Plant | 55463_G_ST01 | 55463 | G | ST01 | 4817 | Combined Cycle | SPP_WEST | Oklahoma | Oklahoma | 134.4 | 2004 | 9999 |  |  |  | 0.00657 | NEI 2019
Redbud Power Plant | 55463_G_ST02 | 55463 | G | ST02 | 4818 | Combined Cycle | SPP_WEST | Oklahoma | Oklahoma | 134.4 | 2004 | 9999 |  |  |  | 0.00683 | NEI 2019
Redbud Power Plant | 55463_G_ST03 | 55463 | G | ST03 | 4819 | Combined Cycle | SPP_WEST | Oklahoma | Oklahoma | 133.5 | 2004 | 9999 |  |  |  | 0.0082 | NEI 2019
Redbud Power Plant | 55463_G_ST04 | 55463 | G | ST04 | 4820 | Combined Cycle | SPP_WEST | Oklahoma | Oklahoma | 134 | 2004 | 9999 |  |  |  | 0.00845 | NEI 2019
Deer Park Energy Center | 55464_G_CTG1 | 55464 | G | CTG1 | 4821 | Combined Cycle | ERC_REST | Texas | Harris | 169.8 | 2003 | 9999 | 2019 | 8.41 | 874400 | 0.01245 | NEI 2019
Deer Park Energy Center | 55464_G_CTG2 | 55464 | G | CTG2 | 4822 | Combined Cycle | ERC_REST | Texas | Harris | 169.8 | 2003 | 9999 | 2019 | 10.2 | 1158763 | 0.01245 | NEI 2019
Deer Park Energy Center | 55464_G_CTG3 | 55464 | G | CTG3 | 4823 | Combined Cycle | ERC_REST | Texas | Harris | 169.8 | 2004 | 9999 | 2019 | 11.49 | 1224271 | 0.01245 | NEI 2019
Deer Park Energy Center | 55464_G_CTG4 | 55464 | G | CTG4 | 4824 | Combined Cycle | ERC_REST | Texas | Harris | 169.8 | 2004 | 9999 | 2019 | 11.66 | 1296237 | 0.01245 | NEI 2019
Deer Park Energy Center | 55464_G_CTG6 | 55464 | G | CTG6 | 90258 | Combined Cycle | ERC_REST | Texas | Harris | 154.8 | 2014 | 9999 | 2019 | 0.6332 | 1215350 | 0.01245 | NEI 2019
Deer Park Energy Center | 55464_G_STG1 | 55464 | G | STG1 | 4821 | Combined Cycle | ERC_REST | Texas | Harris | 282 | 2004 | 9999 |  |  |  | 0.01245 | NEI 2019
Ouachita | 55467_G_CTG1 | 55467 | G | CTG1 | 4829 | Combined Cycle | MIS_LA | Louisiana | Ouachita | 144.7 | 2002 | 9999 | 2019 | 19.181 | 1247990 | 0.03074 | NEI 2019
Ouachita | 55467_G_CTG2 | 55467 | G | CTG2 | 4830 | Combined Cycle | MIS_LA | Louisiana | Ouachita | 147.9 | 2002 | 9999 | 2019 | 17.56 | 1137847 | 0.03087 | NEI 2019
Ouachita | 55467_G_CTG3 | 55467 | G | CTG3 | 4831 | Combined Cycle | MIS_LA | Louisiana | Ouachita | 145.6 | 2002 | 9999 | 2019 | 18.81 | 1209626 | 0.0311 | NEI 2019
Ouachita | 55467_G_STG1 | 55467 | G | STG1 | 4829 | Combined Cycle | MIS_LA | Louisiana | Ouachita | 98.5 | 2002 | 9999 |  |  |  | 0.03074 | NEI 2019
Ouachita | 55467_G_STG2 | 55467 | G | STG2 | 4830 | Combined Cycle | MIS_LA | Louisiana | Ouachita | 100.7 | 2002 | 9999 |  |  |  | 0.03087 | NEI 2019
Ouachita | 55467_G_STG3 | 55467 | G | STG3 | 4831 | Combined Cycle | MIS_LA | Louisiana | Ouachita | 99 | 2002 | 9999 |  |  |  | 0.0311 | NEI 2019
Green Power 2 | 55470_G_ST1 | 55470 | G | ST1 | 4843 | Combined Cycle | ERC_REST | Texas | Galveston | 75 | 2003 | 9999 |  |  |  | 0.00133 | NEI 2019
Green Power 2 | 55470_G_ST805 | 55470 | G | ST805 | 4843 | Combined Cycle | ERC_REST | Texas | Galveston | 75 | 2009 | 9999 |  |  |  | 0.01609 | Default Emission Factor
Green Power 2 | 55470_G_TR1 | 55470 | G | TR1 | 4843 | Combined Cycle | ERC_REST | Texas | Galveston | 158 | 2003 | 9999 | 2019 | 0.8253 | 1548965 | 0.00133 | NEI 2019
Green Power 2 | 55470_G_TR2 | 55470 | G | TR2 | 4844 | Combined Cycle | ERC_REST | Texas | Galveston | 158 | 2003 | 9999 | 2019 | 0.7456 | 1054817 | 0.00133 | NEI 2019
Green Power 2 | 55470_G_TR3 | 55470 | G | TR3 | 4845 | Combined Cycle | ERC_REST | Texas | Galveston | 158 | 2003 | 9999 | 2019 | 0.8161 | 1325918 | 0.00133 | NEI 2019
Neil Simpson Gas Turbine #2 | 55477_G_GT2 | 55477 | G | GT2 | 4849 | Combustion Turbine | WECC_WY | Wyoming | Campbell | 34 | 2001 | 9999 | 2019 | 2.8734 | 16426 | 0.34986 | NEI 2019
Lange Gas Turbines | 55478_G_0001 | 55478 | G | 0001 | 4850 | Combustion Turbine | WECC_WY | South Dakota | Pennington | 34 | 2002 | 9999 | 2017 | 0.03 | 8889 | 0.00675 | NEI 2019
Forney Energy Center | 55480_G_ST1 | 55480 | G | ST1 | 4853 | Combined Cycle | ERC_REST | Texas | Kaufman | 408 | 2003 | 9999 |  |  |  | 0.0021 | NEI 2019
Forney Energy Center | 55480_G_ST2 | 55480 | G | ST2 | 4856 | Combined Cycle | ERC_REST | Texas | Kaufman | 408 | 2003 | 9999 |  |  |  | 0.0008 | NEI 2019
Forney Energy Center | 55480_G_U1 | 55480 | G | U1 | 4853 | Combined Cycle | ERC_REST | Texas | Kaufman | 167 | 2003 | 9999 | 2019 | 0.6376 | 953625 | 0.0021 | NEI 2019
Forney Energy Center | 55480_G_U2 | 55480 | G | U2 | 4854 | Combined Cycle | ERC_REST | Texas | Kaufman | 159 | 2003 | 9999 | 2019 | 2.7369 | 880108 | 0.0021 | NEI 2019
Forney Energy Center | 55480_G_U3 | 55480 | G | U3 | 4855 | Combined Cycle | ERC_REST | Texas | Kaufman | 159 | 2003 | 9999 | 2019 | 1.326 | 870955 | 0.0021 | NEI 2019
Forney Energy Center | 55480_G_U4 | 55480 | G | U4 | 4856 | Combined Cycle | ERC_REST | Texas | Kaufman | 167 | 2003 | 9999 | 2019 | 0.7373 | 1230871 | 0.0008 | NEI 2019
Forney Energy Center | 55480_G_U5 | 55480 | G | U5 | 4857 | Combined Cycle | ERC_REST | Texas | Kaufman | 159 | 2003 | 9999 | 2019 | 0.9345 | 1191078 | 0.0008 | NEI 2019
Forney Energy Center | 55480_G_U6 | 55480 | G | U6 | 4858 | Combined Cycle | ERC_REST | Texas | Kaufman | 159 | 2003 | 9999 | 2019 | 0.7462 | 1181698 | 0.0008 | NEI 2019
Mesquite Generating Station Block 2 | 55481_G_GT3 | 55481 | G | GT3 | 4861 | Combined Cycle | WECC_AZ | Arizona | Maricopa | 153 | 2003 | 9999 | 2019 | 6.0802 | 2446643 | 0.00704 | NEI 2019
Mesquite Generating Station Block 2 | 55481_G_GT4 | 55481 | G | GT4 | 4862 | Combined Cycle | WECC_AZ | Arizona | Maricopa | 153 | 2003 | 9999 | 2019 | 5.9329 | 968058 | 0.00704 | NEI 2019
Mesquite Generating Station Block 2 | 55481_G_ST2 | 55481 | G | ST2 | 4861 | Combined Cycle | WECC_AZ | Arizona | Maricopa | 289 | 2003 | 9999 |  |  |  | 0.00704 | NEI 2019
Goldendale Generating Station | 55482_G_G1 | 55482 | G | G1 | 4863 | Combined Cycle | WECC_PNW | Washington | Klickitat | 153.1 | 2004 | 9999 |  |  |  | 0.01609 | Default Emission Factor
Goldendale Generating Station | 55482_G_G2 | 55482 | G | G2 | 4863 | Combined Cycle | WECC_PNW | Washington | Klickitat | 110.6 | 2004 | 9999 |  |  |  | 0.01609 | Default Emission Factor
Blackburn Landfill Co-Generation | 55488_G_BB1 | 55488 | G | BB1 |  | Landfill Gas | S_VACA | North Carolina | Catawba | 1 | 1999 | 9999 |  |  |  | 1.5652 | Default Emission Factor
Blackburn Landfill Co-Generation | 55488_G_BB2 | 55488 | G | BB2 |  | Landfill Gas | S_VACA | North Carolina | Catawba | 1 | 1999 | 9999 |  |  |  | 1.5652 | Default Emission Factor
Blackburn Landfill Co-Generation | 55488_G_BB3 | 55488 | G | BB3 |  | Landfill Gas | S_VACA | North Carolina | Catawba | 0.9 | 2002 | 9999 |  |  |  | 1.5652 | Default Emission Factor
Goose Creek Energy Center | 55496_G_CT01 | 55496 | G | CT01 | 10123 | Combustion Turbine | MIS_IL | Illinois | Piatt | 72 | 2003 | 2045 | 2019 | 0.034595 | 820.1667 | 0.08436 | NEI 2019
Goose Creek Energy Center | 55496_G_CT02 | 55496 | G | CT02 | 10124 | Combustion Turbine | MIS_IL | Illinois | Piatt | 72 | 2003 | 2045 | 2019 | 0.037765 | 820.1667 | 0.09209 | NEI 2019
Goose Creek Energy Center | 55496_G_CT03 | 55496 | G | CT03 | 10125 | Combustion Turbine | MIS_IL | Illinois | Piatt | 72 | 2003 | 2045 | 2019 | 0.042075 | 820.1667 | 0.1026 | NEI 2019
Goose Creek Energy Center | 55496_G_CT04 | 55496 | G | CT04 | 10126 | Combustion Turbine | MIS_IL | Illinois | Piatt | 72 | 2003 | 2045 | 2019 | 0.0311 | 820.1667 | 0.07584 | NEI 2019
Goose Creek Energy Center | 55496_G_CT05 | 55496 | G | CT05 | 10127 | Combustion Turbine | MIS_IL | Illinois | Piatt | 72 | 2003 | 2045 | 2019 | 0.03267 | 820.1667 | 0.07967 | NEI 2019
Goose Creek Energy Center | 55496_G_CT06 | 55496 | G | CT06 | 10128 | Combustion Turbine | MIS_IL | Illinois | Piatt | 72 | 2003 | 2045 | 2019 | 0.047475 | 820.1667 | 0.11577 | NEI 2019
CalPeak Power Vaca Dixon Peaker Plant | 55499_G_CPP1 | 55499 | G | CPP1 | 4893 | Combustion Turbine | WEC_CALN | California | Solano | 48 | 2002 | 9999 | 2019 | 0.15 | 7997 | 0.03751 | NEI 2019
Kiamichi Energy Facility | 55501_G_CTG1 | 55501 | G | CTG1 | 4899 | Combined Cycle | SPP_KIAM | Oklahoma | Pittsburg | 142.2 | 2003 | 9999 | 2019 | 0.98976 | 854656 | 0.00162 | NEI 2019
Kiamichi Energy Facility | 55501_G_CTG2 | 55501 | G | CTG2 | 4900 | Combined Cycle | SPP_KIAM | Oklahoma | Pittsburg | 144.9 | 2003 | 9999 | 2019 | 1.8721 | 833714 | 0.00243 | NEI 2019
Kiamichi Energy Facility | 55501_G_CTG3 | 55501 | G | CTG3 | 4901 | Combined Cycle | SPP_KIAM | Oklahoma | Pittsburg | 142.9 | 2003 | 9999 | 2019 | 1.3934 | 769761 | 0.00243 | NEI 2019
Kiamichi Energy Facility | 55501_G_CTG4 | 55501 | G | CTG4 | 4902 | Combined Cycle | SPP_KIAM | Oklahoma | Pittsburg | 141.4 | 2003 | 9999 | 2019 | 1.2843 | 709410 | 0.00162 | NEI 2019
Kiamichi Energy Facility | 55501_G_STG1 | 55501 | G | STG1 | 4899 | Combined Cycle | SPP_KIAM | Oklahoma | Pittsburg | 302.4 | 2003 | 9999 |  |  |  | 0.00162 | NEI 2019
Kiamichi Energy Facility | 55501_G_STG2 | 55501 | G | STG2 | 4901 | Combined Cycle | SPP_KIAM | Oklahoma | Pittsburg | 304.6 | 2003 | 9999 |  |  |  | 0.00243 | NEI 2019
Lawrenceburg Power, LLC | 55502_G_0100 | 55502 | G | 0100 | 8612 | Combined Cycle | PJM_West | Indiana | Dearborn | 258 | 2004 | 9999 |  |  |  | 0.00157 | NEI 2019
Lawrenceburg Power, LLC | 55502_G_0200 | 55502 | G | 0200 | 8616 | Combined Cycle | PJM_West | Indiana | Dearborn | 246 | 2004 | 9999 |  |  |  | 0.00147 | NEI 2019
Lawrenceburg Power, LLC | 55502_G_1100 | 55502 | G | 1100 | 8612 | Combined Cycle | PJM_West | Indiana | Dearborn | 166 | 2004 | 9999 | 2017 | 1.54 | 2357610 | 0.00157 | NEI 2019
Lawrenceburg Power, LLC | 55502_G_1200 | 55502 | G | 1200 | 8614 | Combined Cycle | PJM_West | Indiana | Dearborn | 171 | 2004 | 9999 | 2019 | 1.55 | 1362623 | 0.00157 | NEI 2019
Lawrenceburg Power, LLC | 55502_G_2100 | 55502 | G | 2100 | 8616 | Combined Cycle | PJM_West | Indiana | Dearborn | 166 | 2004 | 9999 | 2019 | 1.35 | 2509441 | 0.00147 | NEI 2019
Lawrenceburg Power, LLC | 55502_G_2200 | 55502 | G | 2200 | 8618 | Combined Cycle | PJM_West | Indiana | Dearborn | 166 | 2004 | 9999 | 2019 | 1.35 | 1176862 | 0.00147 | NEI 2019
Waterford Power, LLC | 55503_G_CTG1 | 55503 | G | CTG1 | 8620 | Combined Cycle | PJM_West | Ohio | Washington | 168 | 2003 | 9999 | 2019 | 1.31 | 1319306 | 0.00123 | NEI 2019
Waterford Power, LLC | 55503_G_CTG2 | 55503 | G | CTG2 | 8622 | Combined Cycle | PJM_West | Ohio | Washington | 168 | 2003 | 9999 | 2019 | 1.25 | 1323354 | 0.00123 | NEI 2019
Waterford Power, LLC | 55503_G_CTG3 | 55503 | G | CTG3 | 8624 | Combined Cycle | PJM_West | Ohio | Washington | 168 | 2003 | 9999 | 2019 | 1.18 | 1210869 | 0.00123 | NEI 2019
Waterford Power, LLC | 55503_G_ST1 | 55503 | G | ST1 | 8620 | Combined Cycle | PJM_West | Ohio | Washington | 362 | 2003 | 9999 |  |  |  | 0.00123 | NEI 2019
Limon Generating Station | 55504_G_L1 | 55504 | G | L1 | 4903 | Combustion Turbine | WECC_CO | Colorado | Lincoln | 67 | 2002 | 9999 | 2017 | 0.022309 | 18500.5 | 0.00241 | NEI 2019
Limon Generating Station | 55504_G_L2 | 55504 | G | L2 | 4904 | Combustion Turbine | WECC_CO | Colorado | Lincoln | 67 | 2002 | 9999 | 2019 | 0.024615 | 33438 | 0.00147 | NEI 2019
Frank Knutson | 55505_G_BR1 | 55505 | G | BR1 | 4905 | Combustion Turbine | WECC_CO | Colorado | Adams | 67 | 2002 | 9999 |  |  |  | 0.04322 | Default Emission Factor
Frank Knutson | 55505_G_BR2 | 55505 | G | BR2 | 4906 | Combustion Turbine | WECC_CO | Colorado | Adams | 67 | 2002 | 9999 |  |  |  | 0.04322 | Default Emission Factor
CalPeak Power Panoche Peaker Plant | 55508_G_CPP2 | 55508 | G | CPP2 | 4913 | Combustion Turbine | WEC_CALN | California | Fresno | 48 | 2001 | 9999 | 2017 | 0.075 | 15571 | 0.00963 | NEI 2019
CalPeak Power Border Peaker Plant | 55510_G_CPP4 | 55510 | G | CPP4 | 4917 | Combustion Turbine | WEC_SDGE | California | San Diego | 48 | 2001 | 9999 | 2017 | 0.16013 | 12331 | 0.02597 | NEI 2019
Cuyamaca Peak Energy Plant | 55512_G_CPP6 | 55512 | G | CPP6 | 4921 | Combustion Turbine | WEC_SDGE | California | San Diego | 48.7 | 2002 | 9999 | 2017 | 0.11265 | 8538 | 0.02639 | NEI 2019
CalPeak Power Enterprise Peaker Plant | 55513_G_CPP7 | 55513 | G | CPP7 | 4923 | Combustion Turbine | WEC_SDGE | California | San Diego | 48 | 2001 | 9999 | 2017 | 0.23182 | 11959 | 0.03877 | NEI 2019
Apex Generating Station | 55514_G_CTG1 | 55514 | G | CTG1 | 4925 | Combined Cycle | WECC_SNV | Nevada | Clark | 164.6 | 2003 | 9999 | 2019 | 6.3 | 1362884 | 0.01233 | NEI 2019
Apex Generating Station | 55514_G_CTG2 | 55514 | G | CTG2 | 4926 | Combined Cycle | WECC_SNV | Nevada | Clark | 164.6 | 2003 | 9999 | 2019 | 6.7 | 746178 | 0.01233 | NEI 2019
Apex Generating Station | 55514_G_STG1 | 55514 | G | STG1 | 4925 | Combined Cycle | WECC_SNV | Nevada | Clark | 195.2 | 2003 | 9999 |  |  |  | 0.01233 | NEI 2019
Fayette Energy Facility | 55516_G_CTG1 | 55516 | G | CTG1 | 10129 | Combined Cycle | PJM_AP | Pennsylvania | Fayette | 174 | 2003 | 9999 |  |  |  | 0.01609 | Default Emission Factor
Fayette Energy Facility | 55516_G_CTG2 | 55516 | G | CTG2 | 10130 | Combined Cycle | PJM_AP | Pennsylvania | Fayette | 174 | 2003 | 9999 |  |  |  | 0.01609 | Default Emission Factor
Fayette Energy Facility | 55516_G_STG1 | 55516 | G | STG1 | 10129 | Combined Cycle | PJM_AP | Pennsylvania | Fayette | 314 | 2003 | 9999 |  |  |  | 0.01609 | Default Emission Factor
Wallingford Energy | 55517_G_CTG1 | 55517 | G | CTG1 | 4927 | Combustion Turbine | NENG_CT | Connecticut | New Haven | 42.3 | 2001 | 9999 | 2019 | 0.22291 | 14830.1134 | 0.03006 | NEI 2019
Wallingford Energy | 55517_G_CTG2 | 55517 | G | CTG2 | 4928 | Combustion Turbine | NENG_CT | Connecticut | New Haven | 42.3 | 2001 | 9999 | 2019 | 0.25006 | 14830.1134 | 0.03372 | NEI 2019
Wallingford Energy | 55517_G_CTG3 | 55517 | G | CTG3 | 4929 | Combustion Turbine | NENG_CT | Connecticut | New Haven | 42.3 | 2001 | 9999 | 2019 | 0.25514 | 14830.1134 | 0.03441 | NEI 2019
Wallingford Energy | 55517_G_CTG4 | 55517 | G | CTG4 | 4930 | Combustion Turbine | NENG_CT | Connecticut | New Haven | 42.3 | 2001 | 9999 | 2019 | 0.23514 | 14830.1134 | 0.03171 | NEI 2019
Wallingford Energy | 55517_G_CTG5 | 55517 | G | CTG5 | 4931 | Combustion Turbine | NENG_CT | Connecticut | New Haven | 42.3 | 2001 | 9999 | 2019 | 0.26236 | 14830.1134 | 0.03538 | NEI 2019
Wallingford Energy | 55517_G_CTG6 | 55517 | G | CTG6 | 91275 | Combustion Turbine | NENG_CT | Connecticut | New Haven | 45 | 2018 | 9999 | 2019 | 0.04091 | 15776.7164 | 0.00519 | NEI 2019
Wallingford Energy | 55517_G_CTG7 | 55517 | G | CTG7 | 91276 | Combustion Turbine | NENG_CT | Connecticut | New Haven | 45 | 2018 | 9999 | 2019 | 0.035671 | 15776.7164 | 0.00452 | NEI 2019
High Desert Power Plant | 55518_G_CTG1 | 55518 | G | CTG1 | 4932 | Combined Cycle | WECC_SCE | California | San Bernardino | 157.6 | 2003 | 9999 | 2019 | 1.9 | 662602 | 0.00496 | NEI 2019
High Desert Power Plant | 55518_G_CTG2 | 55518 | G | CTG2 | 4933 | Combined Cycle | WECC_SCE | California | San Bernardino | 157.6 | 2003 | 9999 | 2017 | 2.6 | 492831 | 0.00496 | NEI 2019
High Desert Power Plant | 55518_G_CTG3 | 55518 | G | CTG3 | 4934 | Combined Cycle | WECC_SCE | California | San Bernardino | 156.5 | 2003 | 9999 | 2017 | 2.5 | 424840 | 0.00496 | NEI 2019
High Desert Power Plant | 55518_G_STG1 | 55518 | G | STG1 | 4932 | Combined Cycle | WECC_SCE | California | San Bernardino | 304.8 | 2003 | 9999 |  |  |  | 0.00496 | NEI 2019
Sundance | 55522_G_CT1 | 55522 | G | CT1 | 9951 | Combustion Turbine | WECC_AZ | Arizona | Pinal | 41 | 2002 | 9999 |  |  |  | 0.04322 | Default Emission Factor
Sundance | 55522_G_CT10 | 55522 | G | CT10 | 9960 | Combustion Turbine | WECC_AZ | Arizona | Pinal | 41 | 2002 | 9999 |  |  |  | 0.04322 | Default Emission Factor
Sundance | 55522_G_CT2 | 55522 | G | CT2 | 9952 | Combustion Turbine | WECC_AZ | Arizona | Pinal | 41 | 2002 | 9999 |  |  |  | 0.04322 | Default Emission Factor
Sundance | 55522_G_CT3 | 55522 | G | CT3 | 9953 | Combustion Turbine | WECC_AZ | Arizona | Pinal | 41 | 2002 | 9999 |  |  |  | 0.04322 | Default Emission Factor
Sundance | 55522_G_CT4 | 55522 | G | CT4 | 9954 | Combustion Turbine | WECC_AZ | Arizona | Pinal | 41 | 2002 | 9999 |  |  |  | 0.04322 | Default Emission Factor
Sundance | 55522_G_CT5 | 55522 | G | CT5 | 9955 | Combustion Turbine | WECC_AZ | Arizona | Pinal | 41 | 2002 | 9999 |  |  |  | 0.04322 | Default Emission Factor
Sundance | 55522_G_CT6 | 55522 | G | CT6 | 9956 | Combustion Turbine | WECC_AZ | Arizona | Pinal | 41 | 2002 | 9999 |  |  |  | 0.04322 | Default Emission Factor
Sundance | 55522_G_CT7 | 55522 | G | CT7 | 9957 | Combustion Turbine | WECC_AZ | Arizona | Pinal | 41 | 2002 | 9999 |  |  |  | 0.04322 | Default Emission Factor
Sundance | 55522_G_CT8 | 55522 | G | CT8 | 9958 | Combustion Turbine | WECC_AZ | Arizona | Pinal | 41 | 2002 | 9999 |  |  |  | 0.04322 | Default Emission Factor
Sundance | 55522_G_CT9 | 55522 | G | CT9 | 9959 | Combustion Turbine | WECC_AZ | Arizona | Pinal | 41 | 2002 | 9999 |  |  |  | 0.04322 | Default Emission Factor
York Energy Center | 55524_G_CTG1 | 55524 | G | CTG1 | 4937 | Combined Cycle | PJM_EMAC | Pennsylvania | York | 113 | 2011 | 9999 | 2019 | 0.63 | 788397 | 0.00265 | NEI 2019
York Energy Center | 55524_G_CTG2 | 55524 | G | CTG2 | 4938 | Combined Cycle | PJM_EMAC | Pennsylvania | York | 122 | 2011 | 9999 | 2019 | 0.61 | 300736 | 0.00265 | NEI 2019
York Energy Center | 55524_G_CTG3 | 55524 | G | CTG3 | 4939 | Combined Cycle | PJM_EMAC | Pennsylvania | York | 122 | 2011 | 9999 | 2019 | 0.59 | 290863 | 0.00265 | NEI 2019
York Energy Center | 55524_G_CTG5 | 55524 | G | CTG5 | 4940 | Combined Cycle | PJM_EMAC | Pennsylvania | York | 216.3 | 2019 | 9999 |  |  |  | 0.01015 | Default Emission Factor
York Energy Center | 55524_G_CTG6 | 55524 | G | CTG6 | 4941 | Combined Cycle | PJM_EMAC | Pennsylvania | York | 216.3 | 2019 | 9999 |  |  |  | 0.01015 | Default Emission Factor
York Energy Center | 55524_G_STG1 | 55524 | G | STG1 | 4937 | Combined Cycle | PJM_EMAC | Pennsylvania | York | 188 | 2011 | 9999 |  |  |  | 0.00265 | NEI 2019
York Energy Center | 55524_G_STG2 | 55524 | G | STG2 | 4940 | Combined Cycle | PJM_EMAC | Pennsylvania | York | 395.1 | 2019 | 9999 |  |  |  | 0.01015 | Default Emission Factor
Water Filter Plant #2 | 55534_G_1299 | 55534 | G | 1299 |  | Combustion Turbine | S_VACA | North Carolina | Burke | 1.7 | 2013 | 9999 |  |  |  | 1.9821 | Default Emission Factor
Escondido Energy Center | 55538_G_CTG1 | 55538 | G | CTG1 | 90893 | Combustion Turbine | WEC_SDGE | California | San Diego | 45 | 2014 | 9999 |  |  |  | 0.04322 | Default Emission Factor
Chula Vista Energy Center | 55540_G_GEN1 | 55540 | G | GEN1 | 4973 | Combustion Turbine | WEC_SDGE | California | San Diego | 33.6 | 2001 | 9999 | 2017 | 0.008379 | 3187 | 0.00526 | NEI 2019
Indigo Energy Facility | 55541_G_CTG1 | 55541 | G | CTG1 | 8640 | Combustion Turbine | WECC_SCE | California | Riverside | 46.7 | 2001 | 9999 | 2017 | 0.08 | 22841.0519 | 0.00701 | NEI 2019
Indigo Energy Facility | 55541_G_CTG2 | 55541 | G | CTG2 | 8642 | Combustion Turbine | WECC_SCE | California | Riverside | 47.6 | 2001 | 9999 | 2017 | 0.08 | 23281.2435 | 0.00687 | NEI 2019
Indigo Energy Facility | 55541_G_CTG3 | 55541 | G | CTG3 | 8644 | Combustion Turbine | WECC_SCE | California | Riverside | 48.2 | 2001 | 9999 | 2017 | 0.08 | 23574.7046 | 0.00679 | NEI 2019
Larkspur Energy Facility | 55542_G_CTG1 | 55542 | G | CTG1 | 8646 | Combustion Turbine | WEC_SDGE | California | San Diego | 45.6 | 2001 | 9999 | 2017 | 0.42 | 24943.5983 | 0.03368 | NEI 2019
Larkspur Energy Facility | 55542_G_CTG2 | 55542 | G | CTG2 | 8648 | Combustion Turbine | WEC_SDGE | California | San Diego | 46 | 2001 | 9999 | 2017 | 0.39 | 25162.4017 | 0.031 | NEI 2019
Klamath Expansion Project | 55544_G_GT1 | 55544 | G | GT1 | 4975 | Combustion Turbine | WECC_PNW | Oregon | Klamath | 25 | 2002 | 9999 | 2017 | 2.04 | 65510.06 | 0.06228 | NEI 2019
Klamath Expansion Project | 55544_G_GT2 | 55544 | G | GT2 | 4976 | Combustion Turbine | WECC_PNW | Oregon | Klamath | 25 | 2002 | 9999 |  |  |  | 0.06228 | NEI 2019
Klamath Expansion Project | 55544_G_GT3 | 55544 | G | GT3 | 4977 | Combustion Turbine | WECC_PNW | Oregon | Klamath | 25 | 2002 | 9999 |  |  |  | 0.06228 | NEI 2019
Klamath Expansion Project | 55544_G_GT4 | 55544 | G | GT4 | 4978 | Combustion Turbine | WECC_PNW | Oregon | Klamath | 25 | 2002 | 9999 |  |  |  | 0.06228 | NEI 2019
Hidalgo Energy Center | 55545_G_CTG1 | 55545 | G | CTG1 | 3171 | Combined Cycle | ERC_REST | Texas | Hidalgo | 149 | 2000 | 9999 | 2019 | 4.9926 | 906264 | 0.0071 | NEI 2019
Hidalgo Energy Center | 55545_G_CTG2 | 55545 | G | CTG2 | 3172 | Combined Cycle | ERC_REST | Texas | Hidalgo | 149 | 2000 | 9999 | 2019 | 4.6718 | 825283 | 0.0071 | NEI 2019
Hidalgo Energy Center | 55545_G_STG1 | 55545 | G | STG1 | 3171 | Combined Cycle | ERC_REST | Texas | Hidalgo | 172 | 2000 | 9999 |  |  |  | 0.0071 | NEI 2019
Security | 55556_G_UNT2 | 55556 | G | UNT2 |  | Landfill Gas | MIS_WOTA | Texas | Montgomery | 1.7 | 2003 | 9999 | 2018 | 1.3417 | 10199.5 | 0.2631 | Texas Emissions Inventory
Wilmington Hydrogen Plant | 55557_G_T101 | 55557 | G | T101 |  | Non-Fossil Waste | WEC_LADW | California | Los Angeles | 28.1 | 1996 | 9999 |  |  |  | 0.42147 | Default Emission Factor
Combined Locks Energy Center | 55558_G_GEN1 | 55558 | G | GEN1 | 4988 | Combined Cycle | MIS_WUMS | Wisconsin | Outagamie | 45.9 | 2002 | 9999 | 2019 | 3.5786 | 330895 | 0.01975 | NEI 2019
Combined Locks Energy Center | 55558_G_GEN2 | 55558 | G | GEN2 | 4988 | Combined Cycle | MIS_WUMS | Wisconsin | Outagamie | 6 | 2002 | 9999 |  |  |  | 0.01975 | NEI 2019
GRS Fall River | 55589_G_3 | 55589 | G | 3 |  | Landfill Gas | NENGREST | Massachusetts | Bristol | 4.4 | 2000 | 9999 | 2019 | 9.72 | 16361 | 1.1882 | NEI 2019
GRS Arbor Hills | 55596_G_0001 | 55596 | G | 0001 |  | Landfill Gas | MIS_LMI | Michigan | Washtenaw | 3.8 | 1996 | 9999 |  |  |  | 1.5652 | Default Emission Factor
GRS Arbor Hills | 55596_G_0002 | 55596 | G | 0002 |  | Landfill Gas | MIS_LMI | Michigan | Washtenaw | 3.8 | 1996 | 9999 | 2019 | 0.372 | 24188 | 0.03076 | NEI 2019
GRS Arbor Hills | 55596_G_0003 | 55596 | G | 0003 |  | Landfill Gas | MIS_LMI | Michigan | Washtenaw | 3.8 | 1996 | 9999 |  |  |  | 1.5652 | Default Emission Factor
GRS Arbor Hills | 55596_G_0004 | 55596 | G | 0004 |  | Landfill Gas | MIS_LMI | Michigan | Washtenaw | 7.6 | 1996 | 9999 |  |  |  | 1.5652 | Default Emission Factor
GRS Arbor Hills | 55596_G_0005 | 55596 | G | 0005 |  | Landfill Gas | MIS_LMI | Michigan | Washtenaw | 4.8 | 2005 | 9999 |  |  |  | 1.5652 | Default Emission Factor
GRS C&C | 55597_G_1 | 55597 | G | 1 |  | Landfill Gas | MIS_LMI | Michigan | Calhoun | 0.9 | 1995 | 9999 |  |  |  | 1.5652 | Default Emission Factor
GRS C&C | 55597_G_3 | 55597 | G | 3 |  | Landfill Gas | MIS_LMI | Michigan | Calhoun | 0.9 | 1995 | 9999 |  |  |  | 1.5652 | Default Emission Factor
GRS C&C | 55597_G_4 | 55597 | G | 4 |  | Landfill Gas | MIS_LMI | Michigan | Calhoun | 2.3 | 2007 | 9999 |  |  |  | 1.5652 | Default Emission Factor
GRS CMS | 55599_G_1 | 55599 | G | 1 |  | Landfill Gas | S_VACA | North Carolina | Cabarrus | 4.3 | 1999 | 9999 |  |  |  | 1.5652 | Default Emission Factor
Binghamton Cogen | 55600_G_1 | 55600 | G | 1 | 10131 | Combustion Turbine | NY_Z_C&E | New York | Broome | 42 | 1992 | 9999 |  |  |  | 0.04322 | Default Emission Factor
Prima Plant | 55601_G_UNT1 | 55601 | G | UNT1 |  | Landfill Gas | WEC_SDGE | California | Orange | 2.7 | 1999 | 9999 | 2018 | 5.9721 | 22808 | 0.52368 | California Air Resources Board
Prima Plant | 55601_G_UNT2 | 55601 | G | UNT2 |  | Landfill Gas | WEC_SDGE | California | Orange | 2.7 | 1999 | 9999 | 2018 | 5.9721 | 22808 | 0.52368 | California Air Resources Board
MM San Diego-North City | 55602_G_UNT1 | 55602 | G | UNT1 |  | Landfill Gas | WEC_SDGE | California | San Diego | 0.9 | 1999 | 9999 | 2018 | 1.6525 | 7243.5 | 0.45627 | California Air Resources Board
MM San Diego-North City | 55602_G_UNT2 | 55602 | G | UNT2 |  | Landfill Gas | WEC_SDGE | California | San Diego | 0.9 | 1999 | 9999 | 2018 | 1.6525 | 7243.5 | 0.45627 | California Air Resources Board
MM San Diego-North City | 55602_G_UNT3 | 55602 | G | UNT3 |  | Landfill Gas | WEC_SDGE | California | San Diego | 0.9 | 1999 | 9999 | 2018 | 1.6525 | 7243.5 | 0.45627 | California Air Resources Board
MM San Diego-North City | 55602_G_UNT4 | 55602 | G | UNT4 |  | Landfill Gas | WEC_SDGE | California | San Diego | 0.9 | 1999 | 9999 | 2018 | 1.6525 | 7243.5 | 0.45627 | California Air Resources Board
Watchtower Educational Center | 55619_G_GEN1 | 55619 | G | GEN1 |  | Combustion Turbine | NY_Z_G-I | New York | Putnam | 0.7 | 1996 | 9999 |  |  |  | 1.1533 | Default Emission Factor
Watchtower Educational Center | 55619_G_GEN2 | 55619 | G | GEN2 |  | Combustion Turbine | NY_Z_G-I | New York | Putnam | 0.7 | 1993 | 9999 |  |  |  | 1.9821 | Default Emission Factor
Watchtower Educational Center | 55619_G_GEN3 | 55619 | G | GEN3 |  | Combustion Turbine | NY_Z_G-I | New York | Putnam | 0.7 | 2000 | 9999 |  |  |  | 1.1533 | Default Emission Factor
Perryville Power Station | 55620_G_2-CT | 55620 | G | 2-CT | 3331 | Combustion Turbine | MIS_LA | Louisiana | Ouachita | 151.5 | 2001 | 9999 |  |  |  | 0.04322 | Default Emission Factor
Perryville Power Station | 55620_G_CT-1 | 55620 | G | CT-1 | 3329 | Combined Cycle | MIS_LA | Louisiana | Ouachita | 164.7 | 2002 | 9999 | 2019 | 5.5 | 801455 | 0.00515 | NEI 2019
Perryville Power Station | 55620_G_CT-2 | 55620 | G | CT-2 | 3330 | Combined Cycle | MIS_LA | Louisiana | Ouachita | 164.7 | 2002 | 9999 | 2019 | 1.69 | 900889 | 0.00515 | NEI 2019
Perryville Power Station | 55620_G_ST-1 | 55620 | G | ST-1 | 3329 | Combined Cycle | MIS_LA | Louisiana | Ouachita | 198.8 | 2002 | 9999 |  |  |  | 0.00515 | NEI 2019
West Valley Generation Project | 55622_G_U1 | 55622 | G | U1 | 8650 | Combustion Turbine | WECC_UT | Utah | Salt Lake | 37 | 2002 | 9999 | 2019 | 0.23521 | 38234 | 0.0123 | NEI 2019
West Valley Generation Project | 55622_G_U2 | 55622 | G | U2 | 8652 | Combustion Turbine | WECC_UT | Utah | Salt Lake | 37 | 2002 | 9999 | 2017 | 0.32168 | 24325.4 | 0.02645 | NEI 2019
West Valley Generation Project | 55622_G_U3 | 55622 | G | U3 | 8654 | Combustion Turbine | WECC_UT | Utah | Salt Lake | 37 | 2001 | 9999 | 2017 | 0.32185 | 24325.4 | 0.02646 | NEI 2019
West Valley Generation Project | 55622_G_U4 | 55622 | G | U4 | 8656 | Combustion Turbine | WECC_UT | Utah | Salt Lake | 37 | 2001 | 9999 | 2017 | 0.32512 | 24325.4 | 0.02673 | NEI 2019
West Valley Generation Project | 55622_G_U5 | 55622 | G | U5 | 10041 | Combustion Turbine | WECC_UT | Utah | Salt Lake | 37 | 2002 | 9999 | 2017 | 0.26918 | 24325.4 | 0.02213 | NEI 2019
Creed Energy Center | 55625_G_CT1 | 55625 | G | CT1 | 5005 | Combustion Turbine | WEC_CALN | California | Solano | 45 | 2003 | 9999 | 2019 | 0.016129 | 11763 | 0.00274 | NEI 2019
Lambie Energy Center | 55626_G_CT1 | 55626 | G | CT1 | 5006 | Combustion Turbine | WEC_CALN | California | Solano | 45 | 2003 | 9999 | 2017 | 0.016611 | 14022 | 0.00237 | NEI 2019
Goose Haven Energy Center | 55627_G_CT1 | 55627 | G | CT1 | 5007 | Combustion Turbine | WEC_CALN | California | Solano | 45 | 2003 | 9999 | 2019 | 0.017376 | 11509 | 0.00302 | NEI 2019
University Park North | 55640_G_1 | 55640 | G | 1 | 8660 | Combustion Turbine | PJM_COMD | Illinois | Will | 45 | 2002 | 2045 | 2017 | 0.30475 | 37957.0833 | 0.01606 | NEI 2019
University Park North | 55640_G_10 | 55640 | G | 10 | 8662 | Combustion Turbine | PJM_COMD | Illinois | Will | 45 | 2002 | 2045 | 2017 | 0.26825 | 37957.0833 | 0.01413 | NEI 2019
University Park North | 55640_G_11 | 55640 | G | 11 | 8664 | Combustion Turbine | PJM_COMD | Illinois | Will | 45 | 2002 | 2045 | 2019 | 0.28836 | 43513.25 | 0.01325 | NEI 2019
University Park North | 55640_G_12 | 55640 | G | 12 | 8666 | Combustion Turbine | PJM_COMD | Illinois | Will | 45 | 2002 | 2045 | 2017 | 0.13527 | 37957.0833 | 0.00713 | NEI 2019
University Park North | 55640_G_2 | 55640 | G | 2 | 8668 | Combustion Turbine | PJM_COMD | Illinois | Will | 45 | 2002 | 2045 | 2019 | 0.2457 | 43513.25 | 0.01129 | NEI 2019
University Park North | 55640_G_3 | 55640 | G | 3 | 8670 | Combustion Turbine | PJM_COMD | Illinois | Will | 45 | 2002 | 2045 | 2017 | 0.36967 | 37957.0833 | 0.01948 | NEI 2019
University Park North | 55640_G_4 | 55640 | G | 4 | 8672 | Combustion Turbine | PJM_COMD | Illinois | Will | 45 | 2002 | 2045 | 2019 | 0.364 | 43513.25 | 0.01673 | NEI 2019
University Park North | 55640_G_5 | 55640 | G | 5 | 8674 | Combustion Turbine | PJM_COMD | Illinois | Will | 45 | 2002 | 2045 | 2019 | 0.32266 | 43513.25 | 0.01483 | NEI 2019
University Park North | 55640_G_6 | 55640 | G | 6 | 8676 | Combustion Turbine | PJM_COMD | Illinois | Will | 45 | 2002 | 2045 | 2017 | 0.34658 | 37957.0833 | 0.01826 | NEI 2019
University Park North | 55640_G_7 | 55640 | G | 7 | 8678 | Combustion Turbine | PJM_COMD | Illinois | Will | 45 | 2002 | 2045 | 2019 | 0.30024 | 43513.25 | 0.0138 | NEI 2019
University Park North | 55640_G_8 | 55640 | G | 8 | 8680 | Combustion Turbine | PJM_COMD | Illinois | Will | 45 | 2002 | 2045 | 2017 | 0.30056 | 37957.0833 | 0.01584 | NEI 2019
University Park North | 55640_G_9 | 55640 | G | 9 | 8682 | Combustion Turbine | PJM_COMD | Illinois | Will | 45 | 2002 | 2045 | 2017 | 0.2879 | 37957.0833 | 0.01517 | NEI 2019
Riverside Energy Center | 55641_G_CTG1 | 55641 | G | CTG1 | 8684 | Combined Cycle | MIS_WUMS | Wisconsin | Rock | 157.5 | 2004 | 9999 | 2019 | 1.6089 | 2861637 | 0.00185 | NEI 2019
Riverside Energy Center | 55641_G_CTG2 | 55641 | G | CTG2 | 8686 | Combined Cycle | MIS_WUMS | Wisconsin | Rock | 153.4 | 2004 | 9999 | 2019 | 2.1312 | 1180951 | 0.00185 | NEI 2019
West Riverside Energy Center | 64020_G_CTG3 | 64020 | G | CTG3 |  | Combined Cycle | MIS_WUMS | Wisconsin | Rock | 225 | 2019 | 9999 |  |  |  | 0.01015 | Default Emission Factor
West Riverside Energy Center | 64020_G_CTG4 | 64020 | G | CTG4 |  | Combined Cycle | MIS_WUMS | Wisconsin | Rock | 225 | 2019 | 9999 |  |  |  | 0.01015 | Default Emission Factor
Riverside Energy Center | 55641_G_STG1 | 55641 | G | STG1 | 8684 | Combined Cycle | MIS_WUMS | Wisconsin | Rock | 261.8 | 2004 | 9999 |  |  |  | 0.00185 | NEI 2019
West Riverside Energy Center | 64020_G_STG2 | 64020 | G | STG2 |  | Combined Cycle | MIS_WUMS | Wisconsin | Rock | 250 | 2019 | 9999 |  |  |  | 0.01015 | Default Emission Factor
Blue Spruce Energy Center | 55645_G_CT01 | 55645 | G | CT01 | 8706 | Combustion Turbine | WECC_CO | Colorado | Adams | 130 | 2003 | 9999 | 2017 | 0.29833 | 164801.5914 | 0.00362 | NEI 2019
Blue Spruce Energy Center | 55645_G_CT02 | 55645 | G | CT02 | 8708 | Combustion Turbine | WECC_CO | Colorado | Adams | 134 | 2003 | 9999 | 2019 | 1.2518 | 217179.4859 | 0.01153 | NEI 2019
Plains End | 55650_G_GE10 | 55650 | G | GE10 |  | Combustion Turbine | WECC_CO | Colorado | Jefferson | 5.7 | 2002 | 9999 |  |  |  | 1.55 | NEI 2019
Plains End | 55650_G_GE11 | 55650 | G | GE11 |  | Combustion Turbine | WECC_CO | Colorado | Jefferson | 5.7 | 2002 | 9999 |  |  |  | 1.55 | NEI 2019
Plains End | 55650_G_GE12 | 55650 | G | GE12 |  | Combustion Turbine | WECC_CO | Colorado | Jefferson | 5.7 | 2002 | 9999 |  |  |  | 1.55 | NEI 2019
Plains End | 55650_G_GE13 | 55650 | G | GE13 |  | Combustion Turbine | WECC_CO | Colorado | Jefferson | 5.7 | 2002 | 9999 |  |  |  | 1.55 | NEI 2019
Plains End | 55650_G_GE14 | 55650 | G | GE14 |  | Combustion Turbine | WECC_CO | Colorado | Jefferson | 5.7 | 2002 | 9999 |  |  |  | 1.55 | NEI 2019
Plains End | 55650_G_GE15 | 55650 | G | GE15 |  | Combustion Turbine | WECC_CO | Colorado | Jefferson | 5.7 | 2002 | 9999 |  |  |  | 1.55 | NEI 2019
Plains End | 55650_G_GE16 | 55650 | G | GE16 |  | Combustion Turbine | WECC_CO | Colorado | Jefferson | 5.7 | 2002 | 9999 |  |  |  | 1.55 | NEI 2019
Plains End | 55650_G_GE17 | 55650 | G | GE17 |  | Combustion Turbine | WECC_CO | Colorado | Jefferson | 5.7 | 2002 | 9999 |  |  |  | 1.55 | NEI 2019
Plains End | 55650_G_GE18 | 55650 | G | GE18 |  | Combustion Turbine | WECC_CO | Colorado | Jefferson | 5.7 | 2002 | 9999 |  |  |  | 1.55 | NEI 2019
Plains End | 55650_G_GE19 | 55650 | G | GE19 |  | Combustion Turbine | WECC_CO | Colorado | Jefferson | 5.7 | 2002 | 9999 |  |  |  | 1.55 | NEI 2019
Plains End | 55650_G_GE20 | 55650 | G | GE20 |  | Combustion Turbine | WECC_CO | Colorado | Jefferson | 5.7 | 2002 | 9999 | 2017 | 4.86 | 6271 | 1.55 | NEI 2019
Plains End | 55650_G_GEN1 | 55650 | G | GEN1 |  | Combustion Turbine | WECC_CO | Colorado | Jefferson | 5.7 | 2002 | 9999 |  |  |  | 1.55 | NEI 2019
Plains End | 55650_G_GEN2 | 55650 | G | GEN2 |  | Combustion Turbine | WECC_CO | Colorado | Jefferson | 5.7 | 2002 | 9999 |  |  |  | 1.55 | NEI 2019
Plains End | 55650_G_GEN3 | 55650 | G | GEN3 |  | Combustion Turbine | WECC_CO | Colorado | Jefferson | 5.7 | 2002 | 9999 |  |  |  | 1.55 | NEI 2019
Plains End | 55650_G_GEN4 | 55650 | G | GEN4 |  | Combustion Turbine | WECC_CO | Colorado | Jefferson | 5.7 | 2002 | 9999 |  |  |  | 1.55 | NEI 2019
Plains End | 55650_G_GEN5 | 55650 | G | GEN5 |  | Combustion Turbine | WECC_CO | Colorado | Jefferson | 5.7 | 2002 | 9999 |  |  |  | 1.55 | NEI 2019
Plains End | 55650_G_GEN6 | 55650 | G | GEN6 |  | Combustion Turbine | WECC_CO | Colorado | Jefferson | 5.7 | 2002 | 9999 |  |  |  | 1.55 | NEI 2019
Plains End | 55650_G_GEN7 | 55650 | G | GEN7 |  | Combustion Turbine | WECC_CO | Colorado | Jefferson | 5.7 | 2002 | 9999 |  |  |  | 1.55 | NEI 2019
Plains End | 55650_G_GEN8 | 55650 | G | GEN8 |  | Combustion Turbine | WECC_CO | Colorado | Jefferson | 5.7 | 2002 | 9999 |  |  |  | 1.55 | NEI 2019
Plains End | 55650_G_GEN9 | 55650 | G | GEN9 |  | Combustion Turbine | WECC_CO | Colorado | Jefferson | 5.7 | 2002 | 9999 |  |  |  | 1.55 | NEI 2019
Spring Creek Energy Center | 55651_G_CT01 | 55651 | G | CT01 | 5035 | Combustion Turbine | SPP_N | Oklahoma | Logan | 69 | 2001 | 9999 |  |  |  | 0.04322 | Default Emission Factor
Spring Creek Energy Center | 55651_G_CT02 | 55651 | G | CT02 | 5036 | Combustion Turbine | SPP_N | Oklahoma | Logan | 69 | 2001 | 9999 |  |  |  | 0.04322 | Default Emission Factor
Spring Creek Energy Center | 55651_G_CT03 | 55651 | G | CT03 | 5037 | Combustion Turbine | SPP_N | Oklahoma | Logan | 67 | 2001 | 9999 |  |  |  | 0.04322 | Default Emission Factor
Spring Creek Energy Center | 55651_G_CT04 | 55651 | G | CT04 | 5038 | Combustion Turbine | SPP_N | Oklahoma | Logan | 68 | 2001 | 9999 |  |  |  | 0.04322 | Default Emission Factor
Chambersburg | 55654_G_UN12 | 55654 | G | UN12 | 8766 | Combustion Turbine | PJM_AP | Pennsylvania | Franklin | 44 | 2001 | 9999 | 2019 | 1.24 | 111105.5 | 0.02232 | NEI 2019
Chambersburg | 55654_G_UN13 | 55654 | G | UN13 | 8768 | Combustion Turbine | PJM_AP | Pennsylvania | Franklin | 44 | 2001 | 9999 | 2019 | 1.34 | 111105.5 | 0.02412 | NEI 2019
Anadarko Plant | 3006_G_7 | 3006 | G | 7 |  | Combustion Turbine | SPP_WEST | Oklahoma | Caddo | 45 | 2001 | 9999 | 2019 | 0.529 | 52404.8 | 0.02019 | NEI 2019
Anadarko Plant | 3006_G_8 | 3006 | G | 8 |  | Combustion Turbine | SPP_WEST | Oklahoma | Caddo | 45 | 2001 | 9999 | 2019 | 0.247 | 52404.8 | 0.00943 | NEI 2019
Pastoria Energy Facility, LLC | 55656_G_CT01 | 55656 | G | CT01 | 8770 | Combined Cycle | WECC_SCE | California | Kern | 175 | 2005 | 9999 | 2017 | 5.5899 | 1872075 | 0.00615 | NEI 2019
Pastoria Energy Facility, LLC | 55656_G_CT02 | 55656 | G | CT02 | 8772 | Combined Cycle | WECC_SCE | California | Kern | 173 | 2005 | 9999 | 2019 | 2.89 | 854996 | 0.00615 | NEI 2019
Pastoria Energy Facility, LLC | 55656_G_CT04 | 55656 | G | CT04 | 8774 | Combined Cycle | WECC_SCE | California | Kern | 156 | 2005 | 9999 | 2017 | 1.34 | 1188364 | 0.00226 | NEI 2019
Pastoria Energy Facility, LLC | 55656_G_ST03 | 55656 | G | ST03 | 8770 | Combined Cycle | WECC_SCE | California | Kern | 174 | 2005 | 9999 |  |  |  | 0.00615 | NEI 2019
Pastoria Energy Facility, LLC | 55656_G_ST05 | 55656 | G | ST05 | 8774 | Combined Cycle | WECC_SCE | California | Kern | 87 | 2005 | 9999 |  |  |  | 0.00226 | NEI 2019
Essential Power Newington LLC | 55661_G_GT-1 | 55661 | G | GT-1 | 9222 | Combined Cycle | NENGREST | New Hampshire | Rockingham | 176 | 2002 | 9999 | 2019 | 0.08462 | 159923 | 0.00061 | NEI 2019
Essential Power Newington LLC | 55661_G_GT-2 | 55661 | G | GT-2 | 9223 | Combined Cycle | NENGREST | New Hampshire | Rockingham | 176 | 2002 | 9999 | 2019 | 0.03873 | 164234 | 0.00061 | NEI 2019
Essential Power Newington LLC | 55661_G_ST | 55661 | G | ST | 9222 | Combined Cycle | NENGREST | New Hampshire | Rockingham | 228 | 2002 | 9999 | 2019 | 0.03438 | 193652 | 0.00061 | NEI 2019
Chehalis Generating Facility | 55662_G_CA | 55662 | G | CA | 8780 | Combined Cycle | WECC_PNW | Washington | Lewis | 157 | 2003 | 9999 |  |  |  | 0.00742 | NEI 2019
Chehalis Generating Facility | 55662_G_CT1 | 55662 | G | CT1 | 8780 | Combined Cycle | WECC_PNW | Washington | Lewis | 160 | 2003 | 9999 | 2019 | 4.45 | 1640031 | 0.00742 | NEI 2019
Chehalis Generating Facility | 55662_G_CT2 | 55662 | G | CT2 | 8782 | Combined Cycle | WECC_PNW | Washington | Lewis | 160 | 2003 | 9999 | 2019 | 4.57 | 791505 | 0.00742 | NEI 2019
Harrison County Power Project | 55664_G_GT-1 | 55664 | G | GT-1 | 8788 | Combined Cycle | SPP_WEST | Texas | Harrison | 144.5 | 2003 | 9999 | 2019 | 10.1226 | 811251 | 0.01551 | NEI 2019
Harrison County Power Project | 55664_G_GT-2 | 55664 | G | GT-2 | 8790 | Combined Cycle | SPP_WEST | Texas | Harrison | 144.5 | 2003 | 9999 | 2019 | 10.1339 | 806368 | 0.01551 | NEI 2019
Harrison County Power Project | 55664_G_ST-1 | 55664 | G | ST-1 | 8788 | Combined Cycle | SPP_WEST | Texas | Harrison | 225.4 | 2003 | 9999 |  |  |  | 0.01551 | NEI 2019
Lower Mount Bethel Energy | 55667_G_G1 | 55667 | G | G1 | 8800 | Combined Cycle | PJM_WMAC | Pennsylvania | Northampton | 188.6 | 2004 | 9999 | 2019 | 0.4498 | 697842 | 0.00894 | NEI 2019
Lower Mount Bethel Energy | 55667_G_G2 | 55667 | G | G2 | 8802 | Combined Cycle | PJM_WMAC | Pennsylvania | Northampton | 188.6 | 2004 | 9999 | 2019 | 10.2839 | 686772 | 0.00894 | NEI 2019
Lower Mount Bethel Energy | 55667_G_G3 | 55667 | G | G3 | 8800 | Combined Cycle | PJM_WMAC | Pennsylvania | Northampton | 216.8 | 2004 | 9999 |  |  |  | 0.00894 | NEI 2019
AL Sandersville LLC | 55672_G_CT1 | 55672 | G | CT1 | 8836 | Combustion Turbine | S_SOU | Georgia | Washington | 72.1 | 2002 | 9999 |  |  |  | 0.04322 | Default Emission Factor
AL Sandersville LLC | 55672_G_CT2 | 55672 | G | CT2 | 8838 | Combustion Turbine | S_SOU | Georgia | Washington | 72.1 | 2002 | 9999 |  |  |  | 0.04322 | Default Emission Factor
AL Sandersville LLC | 55672_G_CT3 | 55672 | G | CT3 | 8840 | Combustion Turbine | S_SOU | Georgia | Washington | 72 | 2002 | 9999 |  |  |  | 0.04322 | Default Emission Factor
AL Sandersville LLC | 55672_G_CT4 | 55672 | G | CT4 | 8842 | Combustion Turbine | S_SOU | Georgia | Washington | 72 | 2002 | 9999 |  |  |  | 0.04322 | Default Emission Factor
AL Sandersville LLC | 55672_G_CT5 | 55672 | G | CT5 | 8844 | Combustion Turbine | S_SOU | Georgia | Washington | 72.1 | 2002 | 9999 |  |  |  | 0.04322 | Default Emission Factor
AL Sandersville LLC | 55672_G_CT6 | 55672 | G | CT6 | 8846 | Combustion Turbine | S_SOU | Georgia | Washington | 72.1 | 2002 | 9999 |  |  |  | 0.04322 | Default Emission Factor
AL Sandersville LLC | 55672_G_CT7 | 55672 | G | CT7 | 8848 | Combustion Turbine | S_SOU | Georgia | Washington | 72 | 2002 | 9999 |  |  |  | 0.04322 | Default Emission Factor
AL Sandersville LLC | 55672_G_CT8 | 55672 | G | CT8 | 8850 | Combustion Turbine | S_SOU | Georgia | Washington | 72 | 2002 | 9999 |  |  |  | 0.04322 | Default Emission Factor
Higgins Generating Station | 55687_G_A01 | 55687 | G | A01 | 10238 | Combined Cycle | WECC_SNV | Nevada | Clark | 157 | 2004 | 9999 | 2019 | 9.95 | 682376 | 0.01895 | NEI 2019
Higgins Generating Station | 55687_G_A02 | 55687 | G | A02 | 10239 | Combined Cycle | WECC_SNV | Nevada | Clark | 157 | 2004 | 9999 | 2019 | 11.19 | 726392 | 0.01895 | NEI 2019
Higgins Generating Station | 55687_G_ST1 | 55687 | G | ST1 | 10238 | Combined Cycle | WECC_SNV | Nevada | Clark | 236 | 2004 | 9999 | 2019 | 0.09 | 831578 | 0.01895 | NEI 2019
Bethlehem Power Plant | 55690_G_CTG1 | 55690 | G | CTG1 | 8894 | Combined Cycle | PJM_WMAC | Pennsylvania | Northampton | 118 | 2002 | 9999 | 2019 | 1.72 | 1399030 | 0.00416 | NEI 2019
Bethlehem Power Plant | 55690_G_CTG2 | 55690 | G | CTG2 | 8896 | Combined Cycle | PJM_WMAC | Pennsylvania | Northampton | 127 | 2002 | 9999 | 2019 | 1.65 | 528541 | 0.00416 | NEI 2019
Bethlehem Power Plant | 55690_G_CTG3 | 55690 | G | CTG3 | 8898 | Combined Cycle | PJM_WMAC | Pennsylvania | Northampton | 127 | 2002 | 9999 | 2019 | 1.78 | 549577 | 0.00416 | NEI 2019
Bethlehem Power Plant | 55690_G_CTG5 | 55690 | G | CTG5 | 8902 | Combined Cycle | PJM_WMAC | Pennsylvania | Northampton | 118 | 2003 | 9999 | 2019 | 1.38 | 1211883 | 0.00416 | NEI 2019
Bethlehem Power Plant | 55690_G_CTG6 | 55690 | G | CTG6 | 8904 | Combined Cycle | PJM_WMAC | Pennsylvania | Northampton | 127 | 2003 | 9999 | 2019 | 1.67 | 530908 | 0.00416 | NEI 2019
Bethlehem Power Plant | 55690_G_CTG7 | 55690 | G | CTG7 | 8906 | Combined Cycle | PJM_WMAC | Pennsylvania | Northampton | 127 | 2003 | 9999 | 2019 | 1.62 | 502054 | 0.00416 | NEI 2019
Bethlehem Power Plant | 55690_G_STG4 | 55690 | G | STG4 | 8894 | Combined Cycle | PJM_WMAC | Pennsylvania | Northampton | 195 | 2003 | 9999 |  |  |  | 0.00416 | NEI 2019
Bethlehem Power Plant | 55690_G_STG8 | 55690 | G | STG8 | 8902 | Combined Cycle | PJM_WMAC | Pennsylvania | Northampton | 195 | 2003 | 9999 |  |  |  | 0.00416 | NEI 2019
Quantum Choctaw Power LLC | 55694_G_CT1 | 55694 | G | CT1 | 8924 | Combined Cycle | S_C_TVA | Mississippi | Choctaw | 220 | 2006 | 9999 | 2019 | 11.1615 | 2057189 | 0.01512 | NEI 2019
Quantum Choctaw Power LLC | 55694_G_CT2 | 55694 | G | CT2 | 8926 | Combined Cycle | S_C_TVA | Mississippi | Choctaw | 220 | 2006 | 9999 | 2019 | 11.8014 | 979469 | 0.01512 | NEI 2019
Quantum Choctaw Power LLC | 55694_G_ST1 | 55694 | G | ST1 | 8924 | Combined Cycle | S_C_TVA | Mississippi | Choctaw | 270 | 2006 | 9999 |  |  |  | 0.01512 | NEI 2019
Hanford Energy Park Peaker | 55698_G_HEP1 | 55698 | G | HEP1 | 8954 | Combustion Turbine | WEC_CALN | California | Kings | 45.9 | 2001 | 9999 | 2019 | 0.0274 | 5339.5 | 0.01026 | NEI 2019
Hanford Energy Park Peaker | 55698_G_HEP2 | 55698 | G | HEP2 | 8956 | Combustion Turbine | WEC_CALN | California | Kings | 45.9 | 2001 | 9999 | 2019 | 0.0341 | 5339.5 | 0.01277 | NEI 2019
Bayswater Peaking Facility LLC | 55699_G_1 | 55699 | G | 1 | 8958 | Combustion Turbine | NY_Z_J | New York | Queens | 53.9 | 2002 | 9999 | 2019 | 1.4326 | 118939 | 0.02409 | NEI 2019
Tunnel | 557_G_10 | 557 | G | 10 | 349 | Combustion Turbine | NENG_CT | Connecticut | New London | 16.5 | 1969 | 9999 | 2019 | 0.0006944 | 267 | 0.0052 | NEI 2019
Mint Farm Generating Station | 55700_G_1STG | 55700 | G | 1STG | 8960 | Combined Cycle | WECC_PNW | Washington | Cowlitz | 120 | 2008 | 9999 |  |  |  | 0.0083 | NEI 2019
Mint Farm Generating Station | 55700_G_CTG1 | 55700 | G | CTG1 | 8960 | Combined Cycle | WECC_PNW | Washington | Cowlitz | 150 | 2008 | 9999 | 2019 | 7.74 | 1864732 | 0.0083 | NEI 2019
Fremont Energy Center | 55701_G_CA01 | 55701 | G | CA01 | 8962 | Combined Cycle | PJM_ATSI | Ohio | Sandusky | 345.1 | 2012 | 9999 |  |  |  | 0.02841 | NEI 2019
Fremont Energy Center | 55701_G_CT01 | 55701 | G | CT01 | 8962 | Combined Cycle | PJM_ATSI | Ohio | Sandusky | 162.6 | 2012 | 9999 | 2019 | 13.97 | 947738 | 0.02841 | NEI 2019
Fremont Energy Center | 55701_G_CT02 | 55701 | G | CT02 | 8964 | Combined Cycle | PJM_ATSI | Ohio | Sandusky | 162.6 | 2012 | 9999 | 2019 | 13.1 | 957653 | 0.02841 | NEI 2019
Choctaw County | 55706_G_CTG1 | 55706 | G | CTG1 | 9224 | Combined Cycle | S_C_TVA | Mississippi | Choctaw | 164 | 2003 | 9999 | 2019 | 0.43 | 2680511 | 0.00504 | NEI 2019
Choctaw County | 55706_G_CTG2 | 55706 | G | CTG2 | 9225 | Combined Cycle | S_C_TVA | Mississippi | Choctaw | 164 | 2003 | 9999 | 2017 | 6.12 | 1260960 | 0.00504 | NEI 2019
Choctaw County | 55706_G_CTG3 | 55706 | G | CTG3 | 9226 | Combined Cycle | S_C_TVA | Mississippi | Choctaw | 164 | 2003 | 9999 | 2019 | 5.58 | 869600 | 0.00504 | NEI 2019
Choctaw County | 55706_G_STG1 | 55706 | G | STG1 | 9226 | Combined Cycle | S_C_TVA | Mississippi | Choctaw | 289 | 2003 | 9999 |  |  |  | 0.00504 | NEI 2019
Allegheny Energy Units 3 4 & 5 | 55710_G_UNT3 | 55710 | G | UNT3 | 9962 | Combined Cycle | PJM_AP | Pennsylvania | Allegheny | 167 | 2003 | 9999 | 2019 | 3.95 | 2878556 | 0.003 | NEI 2019
Allegheny Energy Units 3 4 & 5 | 55710_G_UNT4 | 55710 | G | UNT4 | 9963 | Combined Cycle | PJM_AP | Pennsylvania | Allegheny | 167 | 2003 | 9999 | 2019 | 2.56 | 1462236 | 0.003 | NEI 2019
Allegheny Energy Units 3 4 & 5 | 55710_G_UNT5 | 55710 | G | UNT5 | 9962 | Combined Cycle | PJM_AP | Pennsylvania | Allegheny | 175 | 2003 | 9999 |  |  |  | 0.003 | NEI 2019
Magnet Cove | 55714_G_GT1 | 55714 | G | GT1 | 9298 | Combined Cycle | MIS_AR | Arkansas | Hot Spring | 208.1 | 2005 | 9999 |  |  |  | 0.00668 | NEI 2019
Magnet Cove | 55714_G_GT2 | 55714 | G | GT2 | 9299 | Combined Cycle | MIS_AR | Arkansas | Hot Spring | 208.1 | 2006 | 9999 | 2019 | 5.7 | 1705578 | 0.00668 | NEI 2019
Magnet Cove | 55714_G_ST1 | 55714 | G | ST1 | 9298 | Combined Cycle | MIS_AR | Arkansas | Hot Spring | 225.3 | 2005 | 9999 |  |  |  | 0.00668 | NEI 2019
Dean | 55718_G_GT1 | 55718 | G | GT1 | 9240 | Combustion Turbine | MIS_LMI | Michigan | St Clair | 78 | 2002 | 9999 | 2019 | 0.7905 | 67311.25 | 0.02349 | NEI 2019
Dean | 55718_G_GT2 | 55718 | G | GT2 | 9241 | Combustion Turbine | MIS_LMI | Michigan | St Clair | 78 | 2002 | 9999 | 2019 | 0.7705 | 67311.25 | 0.02289 | NEI 2019
Dean | 55718_G_GT3 | 55718 | G | GT3 | 9242 | Combustion Turbine | MIS_LMI | Michigan | St Clair | 78 | 2002 | 9999 | 2019 | 0.7495 | 67311.25 | 0.02227 | NEI 2019
Dean | 55718_G_GT4 | 55718 | G | GT4 | 9243 | Combustion Turbine | MIS_LMI | Michigan | St Clair | 78 | 2002 | 9999 | 2019 | 0.744 | 67311.25 | 0.02211 | NEI 2019
Bennett Mountain | 55733_G_1 | 55733 | G | 1 | 9983 | Combustion Turbine | WECC_ID | Idaho | Elmore | 164 | 2005 | 9999 | 2019 | 0.99403 | 317878 | 0.00625 | NEI 2019
Hanging Rock Energy Facility | 55736_G_1GT1 | 55736 | G | 1GT1 | 9079 | Combined Cycle | PJM_West | Ohio | Lawrence | 181 | 2003 | 9999 | 2019 | 3.548 | 3442439 | 0.00214 | NEI 2019
Hanging Rock Energy Facility | 55736_G_1GT2 | 55736 | G | 1GT2 | 9080 | Combined Cycle | PJM_West | Ohio | Lawrence | 183 | 2003 | 9999 | 2019 | 1.71 | 1461543 | 0.00214 | NEI 2019
Hanging Rock Energy Facility | 55736_G_1ST | 55736 | G | 1ST | 9079 | Combined Cycle | PJM_West | Ohio | Lawrence | 316 | 2003 | 9999 |  |  |  | 0.00214 | NEI 2019
Hanging Rock Energy Facility | 55736_G_2GT1 | 55736 | G | 2GT1 | 9081 | Combined Cycle | PJM_West | Ohio | Lawrence | 185 | 2003 | 9999 | 2019 | 1.789 | 3471325 | 0.00215 | NEI 2019
Hanging Rock Energy Facility | 55736_G_2GT2 | 55736 | G | 2GT2 | 9082 | Combined Cycle | PJM_West | Ohio | Lawrence | 186 | 2003 | 9999 | 2019 | 3.54 | 1476775 | 0.00215 | NEI 2019
Hanging Rock Energy Facility | 55736_G_2ST | 55736 | G | 2ST | 9081 | Combined Cycle | PJM_West | Ohio | Lawrence | 314 | 2003 | 9999 |  |  |  | 0.00215 | NEI 2019
Los Esteros Critical Energy Center | 55748_G_CAG5 | 55748 | G | CAG5 | 9250 | Combined Cycle | WEC_CALN | California | Santa Clara | 126.1 | 2013 | 9999 |  |  |  | 0.01609 | Default Emission Factor
Los Esteros Critical Energy Center | 55748_G_CTG1 | 55748 | G | CTG1 | 9250 | Combined Cycle | WEC_CALN | California | Santa Clara | 45 | 2003 | 9999 |  |  |  | 0.01609 | Default Emission Factor
Los Esteros Critical Energy Center | 55748_G_CTG2 | 55748 | G | CTG2 | 9251 | Combined Cycle | WEC_CALN | California | Santa Clara | 45 | 2003 | 9999 |  |  |  | 0.01609 | Default Emission Factor
Los Esteros Critical Energy Center | 55748_G_CTG3 | 55748 | G | CTG3 | 9252 | Combined Cycle | WEC_CALN | California | Santa Clara | 45 | 2003 | 9999 |  |  |  | 0.01609 | Default Emission Factor
Los Esteros Critical Energy Center | 55748_G_CTG4 | 55748 | G | CTG4 | 9253 | Combined Cycle | WEC_CALN | California | Santa Clara | 45 | 2003 | 9999 |  |  |  | 0.01609 | Default Emission Factor
Sonoma Central Landfill Phase I | 55752_G_P-11 | 55752 | G | P-11 |  | Landfill Gas | WEC_CALN | California | Sonoma | 0.7 | 1993 | 9999 |  |  |  | 1.5652 | Default Emission Factor
Sonoma Central Landfill Phase I | 55752_G_P-12 | 55752 | G | P-12 |  | Landfill Gas | WEC_CALN | California | Sonoma | 0.7 | 1993 | 9999 |  |  |  | 1.5652 | Default Emission Factor
Sonoma Central Landfill Phase I | 55752_G_P-13 | 55752 | G | P-13 |  | Landfill Gas | WEC_CALN | California | Sonoma | 0.7 | 1993 | 9999 |  |  |  | 1.5652 | Default Emission Factor
Sonoma Central Landfill Phase I | 55752_G_P-14 | 55752 | G | P-14 |  | Landfill Gas | WEC_CALN | California | Sonoma | 0.7 | 1993 | 9999 |  |  |  | 1.5652 | Default Emission Factor
Sonoma Central Landfill Phase II | 55753_G_P-21 | 55753 | G | P-21 |  | Landfill Gas | WEC_CALN | California | Sonoma | 0.7 | 1996 | 9999 |  |  |  | 1.5652 | Default Emission Factor
Sonoma Central Landfill Phase II | 55753_G_P-22 | 55753 | G | P-22 |  | Landfill Gas | WEC_CALN | California | Sonoma | 0.7 | 1996 | 9999 |  |  |  | 1.5652 | Default Emission Factor
Sonoma Central Landfill Phase II | 55753_G_P-23 | 55753 | G | P-23 |  | Landfill Gas | WEC_CALN | California | Sonoma | 0.7 | 1996 | 9999 |  |  |  | 1.5652 | Default Emission Factor
Sonoma Central Landfill Phase II | 55753_G_P-24 | 55753 | G | P-24 |  | Landfill Gas | WEC_CALN | California | Sonoma | 0.7 | 1996 | 9999 |  |  |  | 1.5652 | Default Emission Factor
Model City Energy Facility | 55757_G_GEN1 | 55757 | G | GEN1 |  | Landfill Gas | NY_Z_A | New York | Niagara | 0.8 | 2001 | 9999 | 2018 | 3.15 | 5611 | 1.1228 | New York Emission Inventory
Model City Energy Facility | 55757_G_GEN2 | 55757 | G | GEN2 |  | Landfill Gas | NY_Z_A | New York | Niagara | 0.8 | 2001 | 9999 | 2018 | 3.15 | 5611 | 1.1228 | New York Emission Inventory
Model City Energy Facility | 55757_G_GEN3 | 55757 | G | GEN3 |  | Landfill Gas | NY_Z_A | New York | Niagara | 0.8 | 2001 | 9999 | 2018 | 3.15 | 5611 | 1.1228 | New York Emission Inventory
Model City Energy Facility | 55757_G_GEN4 | 55757 | G | GEN4 |  | Landfill Gas | NY_Z_A | New York | Niagara | 0.8 | 2001 | 9999 | 2018 | 3.15 | 5611 | 1.1228 | New York Emission Inventory
Model City Energy Facility | 55757_G_GEN5 | 55757 | G | GEN5 |  | Landfill Gas | NY_Z_A | New York | Niagara | 0.8 | 2001 | 9999 | 2018 | 3.15 | 5611 | 1.1228 | New York Emission Inventory
Model City Energy Facility | 55757_G_GEN6 | 55757 | G | GEN6 |  | Landfill Gas | NY_Z_A | New York | Niagara | 0.8 | 2001 | 9999 | 2018 | 3.15 | 5611 | 1.1228 | New York Emission Inventory
Model City Energy Facility | 55757_G_GEN7 | 55757 | G | GEN7 |  | Landfill Gas | NY_Z_A | New York | Niagara | 0.8 | 2001 | 9999 | 2018 | 3.15 | 5611 | 1.1228 | New York Emission Inventory
Green Knight Energy Center | 55765_G_TG1 | 55765 | G | TG1 |  | Landfill Gas | PJM_WMAC | Pennsylvania | Northampton | 2.4 | 2001 | 9999 | 2019 | 0.3 | 8880 | 0.06757 | NEI 2019
Green Knight Energy Center | 55765_G_TG2 | 55765 | G | TG2 |  | Landfill Gas | PJM_WMAC | Pennsylvania | Northampton | 2.4 | 2001 | 9999 | 2019 | 0.7 | 8880 | 0.15766 | NEI 2019
Green Knight Energy Center | 55765_G_TG3 | 55765 | G | TG3 |  | Landfill Gas | PJM_WMAC | Pennsylvania | Northampton | 2.4 | 2001 | 9999 | 2019 | 0.5 | 8880 | 0.11261 | NEI 2019
Kiefer Landfill | 55766_G_361A | 55766 | G | 361A |  | Landfill Gas | WEC_BANC | California | Sacramento | 2.8 | 1999 | 9999 | 2018 | 32.1538 | 23114 | 2.7822 | California Air Resources Board
Kiefer Landfill | 55766_G_361B | 55766 | G | 361B |  | Landfill Gas | WEC_BANC | California | Sacramento | 2.8 | 1999 | 9999 | 2018 | 32.1538 | 23114 | 2.7822 | California Air Resources Board
Kiefer Landfill | 55766_G_361C | 55766 | G | 361C |  | Landfill Gas | WEC_BANC | California | Sacramento | 2.8 | 1999 | 9999 | 2018 | 32.1538 | 23114 | 2.7822 | California Air Resources Board
Edgewood Energy LLC | 55786_G_CT01 | 55786 | G | CT01 | 10132 | Combustion Turbine | NY_Z_K | New York | Suffolk | 42.5 | 2002 | 9999 |  |  |  | 0.01103 | NEI 2019
Edgewood Energy LLC | 55786_G_CT02 | 55786 | G | CT02 | 10133 | Combustion Turbine | NY_Z_K | New York | Suffolk | 42.5 | 2002 | 9999 | 2019 | 0.334 | 60588 | 0.01103 | NEI 2019
Shoreham Energy LLC | 55787_G_CT01 | 55787 | G | CT01 | 10134 | Combustion Turbine | NY_Z_K | New York | Suffolk | 42.5 | 2002 | 9999 |  |  |  | 0.0127 | NEI 2019
Shoreham Energy LLC | 55787_G_CT02 | 55787 | G | CT02 | 10135 | Combustion Turbine | NY_Z_K | New York | Suffolk | 42.5 | 2002 | 9999 | 2019 | 0.030201 | 4757 | 0.0127 | NEI 2019
Marcus Hook Energy LP | 55801_G_CT13 | 55801 | G | CT13 | 10140 | Combined Cycle | PJM_EMAC | Pennsylvania | Delaware | 176 | 2004 | 9999 | 2019 | 4.2 | 999654 | 0.00555 | NEI 2019
Marcus Hook Energy LP | 55801_G_CT1A | 55801 | G | CT1A | 10142 | Combined Cycle | PJM_EMAC | Pennsylvania | Delaware | 182.7 | 2004 | 9999 | 2019 | 4 | 995451 | 0.00555 | NEI 2019
Marcus Hook Energy LP | 55801_G_CTIB | 55801 | G | CTIB | 10141 | Combined Cycle | PJM_EMAC | Pennsylvania | Delaware | 176 | 2004 | 9999 | 2019 | 4.2 | 991761 | 0.00555 | NEI 2019
Marcus Hook Energy LP | 55801_G_STG | 55801 | G | STG | 10140 | Combined Cycle | PJM_EMAC | Pennsylvania | Delaware | 298 | 2004 | 9999 |  |  |  | 0.00555 | NEI 2019
Valencia Energy Facility | 55802_G_CTG1 | 55802 | G | CTG1 | 10143 | Combustion Turbine | WECC_NM | New Mexico | Valencia | 144.3 | 2008 | 9999 | 2019 | 1.028 | 80233 | 0.02563 | NEI 2019
Henrietta Peaker | 55807_G_HPP1 | 55807 | G | HPP1 | 88086 | Combustion Turbine | WEC_CALN | California | Kings | 46.3 | 2002 | 9999 | 2017 | 0.0819 | 19295.6753 | 0.00849 | NEI 2019
Henrietta Peaker | 55807_G_HPP2 | 55807 | G | HPP2 | 88087 | Combustion Turbine | WEC_CALN | California | Kings | 46.1 | 2002 | 9999 | 2017 | 0.05223 | 19212.3247 | 0.00544 | NEI 2019
Gilroy Peaking Energy Center | 55810_G_S3 | 55810 | G | S3 | 88230 | Combustion Turbine | WEC_CALN | California | Santa Clara | 45 | 2001 | 9999 | 2017 | 0.028536 | 9899.6667 | 0.00577 | NEI 2019
Gilroy Peaking Energy Center | 55810_G_S4 | 55810 | G | S4 | 88231 | Combustion Turbine | WEC_CALN | California | Santa Clara | 45 | 2001 | 9999 | 2017 | 0.033247 | 9899.6667 | 0.00672 | NEI 2019
Gilroy Peaking Energy Center | 55810_G_S5 | 55810 | G | S5 | 88232 | Combustion Turbine | WEC_CALN | California | Santa Clara | 45 | 2002 | 9999 | 2019 | 0.023175 | 8892.3333 | 0.00521 | NEI 2019
King City Peaking | 55811_G_CTG1 | 55811 | G | CTG1 | 8434 | Combustion Turbine | WEC_CALN | California | Monterey | 44 | 2002 | 9999 | 2019 | 0.008785 | 6056 | 0.0029 | NEI 2019
Yuba City Energy Center | 55813_G_CTG1 | 55813 | G | CTG1 | 8436 | Combustion Turbine | WEC_CALN | California | Sutter | 45 | 2002 | 9999 | 2017 | 0.442 | 37502 | 0.02357 | NEI 2019
Frederickson Power LP | 55818_G_FICT | 55818 | G | FICT | 88233 | Combined Cycle | WECC_PNW | Washington | Pierce | 164 | 2002 | 9999 | 2019 | 21.5 | 1343534 | 0.03201 | NEI 2019
Frederickson Power LP | 55818_G_FIST | 55818 | G | FIST | 88233 | Combined Cycle | WECC_PNW | Washington | Pierce | 82 | 2002 | 9999 |  |  |  | 0.03201 | NEI 2019
Curtis H Stanton Energy Center | 55821_G_A | 55821 | G | A | 10157 | Combined Cycle | FRCC | Florida | Orange | 188 | 2003 | 9999 | 2019 | 6.0634 | 1128712 | 0.02185 | NEI 2019
Curtis H Stanton Energy Center | 55821_G_B | 55821 | G | B | 10158 | Combined Cycle | FRCC | Florida | Orange | 188 | 2003 | 9999 | 2019 | 11.3313 | 463372 | 0.02185 | NEI 2019
Curtis H Stanton Energy Center | 55821_G_C | 55821 | G | C | 10157 | Combined Cycle | FRCC | Florida | Orange | 281 | 2003 | 9999 |  |  |  | 0.02185 | NEI 2019
MNDOT Standby Generation | 55824_G_UNT1 | 55824 | G | UNT1 |  | Combustion Turbine | MIS_MNWI | Minnesota | Ramsey | 1.9 | 1995 | 9999 |  |  |  | 1.9821 | Default Emission Factor
Rocky Mountain Energy Center | 55835_G_CTG1 | 55835 | G | CTG1 | 10173 | Combined Cycle | WECC_CO | Colorado | Weld | 145 | 2004 | 9999 | 2017 | 3.0902 | 602969 | 0.00364 | NEI 2019
Rocky Mountain Energy Center | 55835_G_CTG2 | 55835 | G | CTG2 | 10174 | Combined Cycle | WECC_CO | Colorado | Weld | 145 | 2004 | 9999 | 2017 | 0.62686 | 575292 | 0.00364 | NEI 2019
Rocky Mountain Energy Center | 55835_G_STG1 | 55835 | G | STG1 | 10173 | Combined Cycle | WECC_CO | Colorado | Weld | 290 | 2004 | 9999 | 2019 | 0.26538 | 1010109 | 0.00364 | NEI 2019
Island Street Peaking Plant | 55836_G_FT81 | 55836 | G | FT81 | 89407 | Combustion Turbine | MIS_WUMS | Wisconsin | Outagamie | 51.8 | 2004 | 9999 |  |  |  | 0.04322 | Default Emission Factor
Silverhawk | 55841_G_CT1 | 55841 | G | CT1 | 89194 | Combined Cycle | WECC_SNV | Nevada | Clark | 157 | 2004 | 9999 | 2019 | 16.62 | 1213972 | 0.03893 | NEI 2019
Silverhawk | 55841_G_CT2 | 55841 | G | CT2 | 89195 | Combined Cycle | WECC_SNV | Nevada | Clark | 157 | 2004 | 9999 | 2019 | 18.32 | 581046 | 0.03893 | NEI 2019
Silverhawk | 55841_G_ST1 | 55841 | G | ST1 | 89194 | Combined Cycle | WECC_SNV | Nevada | Clark | 246 | 2004 | 9999 |  |  |  | 0.03893 | NEI 2019
Feather River Energy Center | 55847_G_CTG1 | 55847 | G | CTG1 | 10240 | Combustion Turbine | WEC_CALN | California | Sutter | 45 | 2003 | 9999 | 2017 | 0.442 | 24505 | 0.03607 | NEI 2019
Wolfskill Energy Center | 55855_G_CTG1 | 55855 | G | CTG1 | 10241 | Combustion Turbine | WEC_CALN | California | Solano | 45 | 2003 | 9999 | 2019 | 0.14553 | 7008 | 0.04153 | NEI 2019
Oak Point Cogen | 55857_G_5121 | 55857 | G | 5121 |  | Combustion Turbine | MIS_AMSO | Louisiana | Plaquemines | 4 | 1999 | 9999 |  |  |  | 0.04322 | Default Emission Factor
Oak Point Cogen | 55857_G_5131 | 55857 | G | 5131 |  | Combustion Turbine | MIS_AMSO | Louisiana | Plaquemines | 4 | 1999 | 9999 |  |  |  | 0.04322 | Default Emission Factor
Oak Point Cogen | 55857_G_5141 | 55857 | G | 5141 |  | Combustion Turbine | MIS_AMSO | Louisiana | Plaquemines | 4 | 1999 | 9999 |  |  |  | 0.04322 | Default Emission Factor
Oak Point Cogen | 55857_G_5151 | 55857 | G | 5151 |  | Combustion Turbine | MIS_AMSO | Louisiana | Plaquemines | 4 | 1999 | 9999 |  |  |  | 0.04322 | Default Emission Factor
Oak Point Cogen | 55857_G_5161 | 55857 | G | 5161 |  | Combustion Turbine | MIS_AMSO | Louisiana | Plaquemines | 4 | 1999 | 9999 |  |  |  | 0.04322 | Default Emission Factor
Basin Creek Plant | 55866_G_1 | 55866 | G | 1 |  | Combustion Turbine | WECC_MT | Montana | Silver Bow | 6 | 2006 | 9999 |  |  |  | 1.1533 | Default Emission Factor
Basin Creek Plant | 55866_G_2 | 55866 | G | 2 |  | Combustion Turbine | WECC_MT | Montana | Silver Bow | 6 | 2006 | 9999 |  |  |  | 1.1533 | Default Emission Factor
Basin Creek Plant | 55866_G_3 | 55866 | G | 3 |  | Combustion Turbine | WECC_MT | Montana | Silver Bow | 6 | 2006 | 9999 |  |  |  | 1.1533 | Default Emission Factor
Basin Creek Plant | 55866_G_4 | 55866 | G | 4 |  | Combustion Turbine | WECC_MT | Montana | Silver Bow | 6 | 2006 | 9999 |  |  |  | 1.1533 | Default Emission Factor
Basin Creek Plant | 55866_G_5 | 55866 | G | 5 |  | Combustion Turbine | WECC_MT | Montana | Silver Bow | 6 | 2006 | 9999 |  |  |  | 1.1533 | Default Emission Factor
Basin Creek Plant | 55866_G_6 | 55866 | G | 6 |  | Combustion Turbine | WECC_MT | Montana | Silver Bow | 6 | 2006 | 9999 |  |  |  | 1.1533 | Default Emission Factor
Basin Creek Plant | 55866_G_7 | 55866 | G | 7 |  | Combustion Turbine | WECC_MT | Montana | Silver Bow | 6 | 2006 | 9999 |  |  |  | 1.1533 | Default Emission Factor
Basin Creek Plant | 55866_G_8 | 55866 | G | 8 |  | Combustion Turbine | WECC_MT | Montana | Silver Bow | 6 | 2006 | 9999 |  |  |  | 1.1533 | Default Emission Factor
Basin Creek Plant | 55866_G_9 | 55866 | G | 9 |  | Combustion Turbine | WECC_MT | Montana | Silver Bow | 6 | 2006 | 9999 |  |  |  | 1.1533 | Default Emission Factor
Panoche Peaker | 55874_G_8 | 55874 | G | 8 |  | Combustion Turbine | WEC_CALN | California | Fresno | 40 | 1973 | 9999 | 2017 | 0.20631 | 13245 | 0.03115 | NEI 2019
Sonoma Central Landfill Phase III | 55880_G_P-31 | 55880 | G | P-31 |  | Landfill Gas | WEC_CALN | California | Sonoma | 0.7 | 2004 | 9999 |  |  |  | 1.5652 | Default Emission Factor
Sonoma Central Landfill Phase III | 55880_G_P-32 | 55880 | G | P-32 |  | Landfill Gas | WEC_CALN | California | Sonoma | 0.7 | 2004 | 9999 |  |  |  | 1.5652 | Default Emission Factor
Ridgeview | 55925_G_GEN1 | 55925 | G | GEN1 |  | Landfill Gas | MIS_WUMS | Wisconsin | Manitowoc | 0.8 | 2002 | 9999 |  |  |  | 1.5652 | Default Emission Factor
Ridgeview | 55925_G_GEN2 | 55925 | G | GEN2 |  | Landfill Gas | MIS_WUMS | Wisconsin | Manitowoc | 0.8 | 2002 | 9999 |  |  |  | 1.5652 | Default Emission Factor
Ridgeview | 55925_G_GEN3 | 55925 | G | GEN3 |  | Landfill Gas | MIS_WUMS | Wisconsin | Manitowoc | 0.8 | 2002 | 9999 |  |  |  | 1.5652 | Default Emission Factor
Ridgeview | 55925_G_GEN4 | 55925 | G | GEN4 |  | Landfill Gas | MIS_WUMS | Wisconsin | Manitowoc | 0.8 | 2003 | 9999 |  |  |  | 1.5652 | Default Emission Factor
Ridgeview | 55925_G_GEN5 | 55925 | G | GEN5 |  | Landfill Gas | MIS_WUMS | Wisconsin | Manitowoc | 0.8 | 2006 | 9999 |  |  |  | 1.5652 | Default Emission Factor
Ridgeview | 55925_G_GEN6 | 55925 | G | GEN6 |  | Landfill Gas | MIS_WUMS | Wisconsin | Manitowoc | 0.8 | 2006 | 9999 |  |  |  | 1.5652 | Default Emission Factor
Ridgeview | 55925_G_GEN7 | 55925 | G | GEN7 |  | Landfill Gas | MIS_WUMS | Wisconsin | Manitowoc | 0.8 | 2006 | 9999 |  |  |  | 1.5652 | Default Emission Factor
Ridgeview | 55925_G_GEN8 | 55925 | G | GEN8 |  | Landfill Gas | MIS_WUMS | Wisconsin | Manitowoc | 0.8 | 2006 | 9999 |  |  |  | 1.5652 | Default Emission Factor
Jasper | 55927_G_CT1 | 55927 | G | CT1 | 10211 | Combined Cycle | S_VACA | South Carolina | Jasper | 156 | 2004 | 9999 | 2019 | 40.1744 | 5184186 | 0.0155 | NEI 2019
Jasper | 55927_G_CT2 | 55927 | G | CT2 | 10212 | Combined Cycle | S_VACA | South Carolina | Jasper | 164 | 2004 | 9999 |  |  |  | 0.0155 | NEI 2019
Jasper | 55927_G_CT3 | 55927 | G | CT3 | 10213 | Combined Cycle | S_VACA | South Carolina | Jasper | 147 | 2004 | 9999 |  |  |  | 0.0155 | NEI 2019
Jasper | 55927_G_ST1 | 55927 | G | ST1 | 10211 | Combined Cycle | S_VACA | South Carolina | Jasper | 385 | 2004 | 9999 |  |  |  | 0.0155 | NEI 2019
McMinnville | 55928_G_1 | 55928 | G | 1 |  | Combustion Turbine | S_C_TVA | Tennessee | Warren | 1.8 | 2001 | 9999 |  |  |  | 1.9821 | Default Emission Factor
McMinnville | 55928_G_10 | 55928 | G | 10 |  | Combustion Turbine | S_C_TVA | Tennessee | Warren | 1.8 | 2001 | 9999 |  |  |  | 1.9821 | Default Emission Factor
McMinnville | 55928_G_11 | 55928 | G | 11 |  | Combustion Turbine | S_C_TVA | Tennessee | Warren | 1.8 | 2001 | 9999 |  |  |  | 1.9821 | Default Emission Factor
McMinnville | 55928_G_12 | 55928 | G | 12 |  | Biomass | S_C_TVA | Tennessee | Warren | 1.8 | 2005 | 9999 |  |  |  | 0.47976 | Default Emission Factor
McMinnville | 55928_G_2 | 55928 | G | 2 |  | Combustion Turbine | S_C_TVA | Tennessee | Warren | 1.8 | 2001 | 9999 |  |  |  | 1.9821 | Default Emission Factor
McMinnville | 55928_G_3 | 55928 | G | 3 |  | Combustion Turbine | S_C_TVA | Tennessee | Warren | 1.8 | 2001 | 9999 |  |  |  | 1.9821 | Default Emission Factor
McMinnville | 55928_G_4 | 55928 | G | 4 |  | Combustion Turbine | S_C_TVA | Tennessee | Warren | 1.8 | 2001 | 9999 |  |  |  | 1.9821 | Default Emission Factor
McMinnville | 55928_G_5 | 55928 | G | 5 |  | Combustion Turbine | S_C_TVA | Tennessee | Warren | 1.8 | 2001 | 9999 |  |  |  | 1.9821 | Default Emission Factor
McMinnville | 55928_G_6 | 55928 | G | 6 |  | Combustion Turbine | S_C_TVA | Tennessee | Warren | 1.8 | 2001 | 9999 |  |  |  | 1.9821 | Default Emission Factor
McMinnville | 55928_G_7 | 55928 | G | 7 |  | Combustion Turbine | S_C_TVA | Tennessee | Warren | 1.8 | 2001 | 9999 |  |  |  | 1.9821 | Default Emission Factor
McMinnville | 55928_G_8 | 55928 | G | 8 |  | Combustion Turbine | S_C_TVA | Tennessee | Warren | 1.8 | 2001 | 9999 |  |  |  | 1.9821 | Default Emission Factor
McMinnville | 55928_G_9 | 55928 | G | 9 |  | Combustion Turbine | S_C_TVA | Tennessee | Warren | 1.8 | 2001 | 9999 |  |  |  | 1.9821 | Default Emission Factor
Tracy Combined Cycle Power Plant | 55933_G_TCC1 | 55933 | G | TCC1 | 88312 | Combined Cycle | WEC_CALN | California | San Joaquin | 156.2 | 2012 | 9999 | 2017 | 0.0398 | 344680 | 0.00103 | NEI 2019
Tracy Combined Cycle Power Plant | 55933_G_TPP1 | 55933 | G | TPP1 | 88312 | Combined Cycle | WEC_CALN | California | San Joaquin | 82.1 | 2003 | 9999 | 2017 | 0.17635 | 274567 | 0.00103 | NEI 2019
Tracy Combined Cycle Power Plant | 55933_G_TPP2 | 55933 | G | TPP2 | 88313 | Combined Cycle | WEC_CALN | California | San Joaquin | 81.8 | 2003 | 9999 | 2017 | 0.23444 | 260087 | 0.00103 | NEI 2019
Century Generating Facility | 55934_G_C1 | 55934 | G | C1 |  | Combustion Turbine | WECC_SCE | California | San Bernardino | 9.5 | 2001 | 9999 |  |  |  | 0.04322 | Default Emission Factor
Century Generating Facility | 55934_G_C2 | 55934 | G | C2 |  | Combustion Turbine | WECC_SCE | California | San Bernardino | 9.5 | 2001 | 9999 |  |  |  | 0.04322 | Default Emission Factor
Century Generating Facility | 55934_G_C3 | 55934 | G | C3 |  | Combustion Turbine | WECC_SCE | California | San Bernardino | 9.5 | 2001 | 9999 |  |  |  | 0.04322 | Default Emission Factor
Century Generating Facility | 55934_G_C4 | 55934 | G | C4 |  | Combustion Turbine | WECC_SCE | California | San Bernardino | 9.5 | 2001 | 9999 |  |  |  | 0.04322 | Default Emission Factor
Drews Generating Facility | 55935_G_D1 | 55935 | G | D1 |  | Combustion Turbine | WECC_SCE | California | San Bernardino | 9.5 | 2001 | 9999 |  |  |  | 0.04322 | Default Emission Factor
Drews Generating Facility | 55935_G_D2 | 55935 | G | D2 |  | Combustion Turbine | WECC_SCE | California | San Bernardino | 9.5 | 2001 | 9999 |  |  |  | 0.04322 | Default Emission Factor
Drews Generating Facility | 55935_G_D3 | 55935 | G | D3 |  | Combustion Turbine | WECC_SCE | California | San Bernardino | 9.5 | 2001 | 9999 |  |  |  | 0.04322 | Default Emission Factor
Drews Generating Facility | 55935_G_D4 | 55935 | G | D4 |  | Combustion Turbine | WECC_SCE | California | San Bernardino | 9.5 | 2001 | 9999 |  |  |  | 0.04322 | Default Emission Factor
NRG Rockford II Energy Center | 55936_G_GT3 | 55936 | G | GT3 | 4814 | Combustion Turbine | PJM_COMD | Illinois | Winnebago | 160.9 | 2002 | 2045 | 2019 | 1.6408 | 85390 | 0.03843 | NEI 2019
NAEA Ocean Peaking Power LLC | 55938_G_OPP3 | 55938 | G | OPP3 | 88234 | Combustion Turbine | PJM_EMAC | New Jersey | Ocean | 162.8 | 2003 | 9999 |  |  |  | 0.04322 | Default Emission Factor
NAEA Ocean Peaking Power LLC | 55938_G_OPP4 | 55938 | G | OPP4 | 88235 | Combustion Turbine | PJM_EMAC | New Jersey | Ocean | 162.8 | 2003 | 9999 |  |  |  | 0.04322 | Default Emission Factor
Warren County | 55939_G_CT01 | 55939 | G | CT01 | 90817 | Combined Cycle | PJM_AP | Virginia | Warren | 297.5 | 2014 | 9999 | 2019 | 4.4 | 8769572 | 0.00182 | NEI 2019
Warren County | 55939_G_CT02 | 55939 | G | CT02 | 90818 | Combined Cycle | PJM_AP | Virginia | Warren | 297.5 | 2014 | 9999 |  |  |  | 0.01609 | Default Emission Factor
Warren County | 55939_G_CT03 | 55939 | G | CT03 | 90819 | Combined Cycle | PJM_AP | Virginia | Warren | 297.5 | 2014 | 9999 |  |  |  | 0.00182 | NEI 2019
Warren County | 55939_G_ST01 | 55939 | G | ST01 | 90817 | Combined Cycle | PJM_AP | Virginia | Warren | 579.7 | 2014 | 9999 |  |  |  | 0.00182 | NEI 2019
Elk Hills Cogen | 55950_G_U1 | 55950 | G | U1 |  | Combustion Turbine | WECC_SCE | California | Kern | 23.3 | 1994 | 9999 |  |  |  | 0.04322 | Default Emission Factor
Elk Hills Cogen | 55950_G_U2 | 55950 | G | U2 |  | Combustion Turbine | WECC_SCE | California | Kern | 23.3 | 1994 | 9999 |  |  |  | 0.04322 | Default Emission Factor
Agua Mansa Power Plant | 55951_G_AMP1 | 55951 | G | AMP1 | 89370 | Combustion Turbine | WECC_SCE | California | San Bernardino | 40 | 2003 | 9999 |  |  |  | 0.04322 | Default Emission Factor
Pretlow | 55953_G_1 | 55953 | G | 1 |  | Combustion Turbine | PJM_Dom | Virginia | Southampton | 1.6 | 2001 | 9999 | 2018 | 0.00775 | 14.5 | 1.069 | Virginia State Emissions
Pretlow | 55953_G_2 | 55953 | G | 2 |  | Combustion Turbine | PJM_Dom | Virginia | Southampton | 1.6 | 2001 | 9999 | 2018 | 0.00775 | 14.5 | 1.069 | Virginia State Emissions
Downtown | 55954_G_1 | 55954 | G | 1 |  | Combustion Turbine | PJM_Dom | Virginia | Southampton | 1.6 | 1992 | 9999 |  |  |  | 1.9821 | Default Emission Factor
Downtown | 55954_G_2 | 55954 | G | 2 |  | Combustion Turbine | PJM_Dom | Virginia | Southampton | 1.6 | 1992 | 9999 |  |  |  | 1.9821 | Default Emission Factor
Riverview Energy Center | 55963_G_CTG1 | 55963 | G | CTG1 | 88362 | Combustion Turbine | WEC_CALN | California | Contra Costa | 46.1 | 2003 | 9999 | 2019 | 0.43738 | 20041 | 0.04365 | NEI 2019
Brown Station Road Plant II | 55964_G_1 | 55964 | G | 1 |  | Landfill Gas | PJM_SMAC | Maryland | Prince Georges | 0.8 | 2003 | 9999 | 2019 | 3.9602 | 3893 | 2.0345 | NEI 2019
Brown Station Road Plant II | 55964_G_2 | 55964 | G | 2 |  | Landfill Gas | PJM_SMAC | Maryland | Prince Georges | 0.8 | 2003 | 9999 |  |  |  | 2.0345 | NEI 2019
Brown Station Road Plant II | 55964_G_3 | 55964 | G | 3 |  | Landfill Gas | PJM_SMAC | Maryland | Prince Georges | 0.8 | 2003 | 9999 |  |  |  | 2.0345 | NEI 2019
Brown Station Road Plant II | 55964_G_4 | 55964 | G | 4 |  | Landfill Gas | PJM_SMAC | Maryland | Prince Georges | 0.8 | 2003 | 9999 |  |  |  | 2.0345 | NEI 2019
Wansley Combined Cycle | 55965_G_CT6A | 55965 | G | CT6A | 8352 | Combined Cycle | S_SOU | Georgia | Heard | 176.8 | 2002 | 9999 | 2019 | 16.27 | 1429647 | 0.01453 | NEI 2019
Wansley Combined Cycle | 55965_G_CT6B | 55965 | G | CT6B | 8354 | Combined Cycle | S_SOU | Georgia | Heard | 176.8 | 2002 | 9999 | 2019 | 16.1 | 1412149 | 0.01453 | NEI 2019
Wansley Combined Cycle | 55965_G_CT7A | 55965 | G | CT7A | 8356 | Combined Cycle | S_SOU | Georgia | Heard | 175.6 | 2002 | 9999 | 2019 | 15.88 | 1394152 | 0.01453 | NEI 2019
Wansley Combined Cycle | 55965_G_CT7B | 55965 | G | CT7B | 8358 | Combined Cycle | S_SOU | Georgia | Heard | 175.6 | 2002 | 9999 | 2019 | 16.03 | 1387573 | 0.01453 | NEI 2019
Wansley Combined Cycle | 55965_G_ST6 | 55965 | G | ST6 | 8352 | Combined Cycle | S_SOU | Georgia | Heard | 240 | 2002 | 9999 |  |  |  | 0.01453 | NEI 2019
Wansley Combined Cycle | 55965_G_ST7 | 55965 | G | ST7 | 8356 | Combined Cycle | S_SOU | Georgia | Heard | 240 | 2002 | 9999 |  |  |  | 0.01453 | NEI 2019
Hawkeye Energy Greenport LLC | 55969_G_U-01 | 55969 | G | U-01 | 88363 | Combustion Turbine | NY_Z_K | New York | Suffolk | 53.4 | 2003 | 9999 | 2019 | 0.023 | 30547 | 0.00151 | NEI 2019
Cosumnes | 55970_G_1 | 55970 | G | 1 | 88365 | Combined Cycle | WEC_BANC | California | Sacramento | 171 | 2006 | 9999 |  |  |  | 0.00425 | NEI 2019
Cosumnes | 55970_G_2 | 55970 | G | 2 | 88365 | Combined Cycle | WEC_BANC | California | Sacramento | 185 | 2006 | 9999 | 2019 | 3.4762 | 1858014 | 0.00425 | NEI 2019
Cosumnes | 55970_G_3 | 55970 | G | 3 | 88366 | Combined Cycle | WEC_BANC | California | Sacramento | 189 | 2006 | 9999 | 2019 | 2.37 | 893159 | 0.00425 | NEI 2019
Cass County | 55972_G_CT-1 | 55972 | G | CT-1 | 89191 | Combustion Turbine | SPP_NEBR | Nebraska | Cass | 161.7 | 2003 | 9999 | 2019 | 1.2503 | 97723.8058 | 0.02559 | NEI 2019
Cass County | 55972_G_CT-2 | 55972 | G | CT-2 | 89192 | Combustion Turbine | SPP_NEBR | Nebraska | Cass | 161.1 | 2003 | 9999 | 2019 | 1.1319 | 97361.1942 | 0.02325 | NEI 2019
Hunterstown Power Plant | 55976_G_101 | 55976 | G | 101 | 10021 | Combined Cycle | PJM_WMAC | Pennsylvania | Adams | 153 | 2003 | 9999 | 2019 | 0.25 | 1282563 | 0.00606 | NEI 2019
Hunterstown Power Plant | 55976_G_201 | 55976 | G | 201 | 10022 | Combined Cycle | PJM_WMAC | Pennsylvania | Adams | 153 | 2003 | 9999 | 2019 | 13.86 | 1235242 | 0.00606 | NEI 2019
Hunterstown Power Plant | 55976_G_301 | 55976 | G | 301 | 10023 | Combined Cycle | PJM_WMAC | Pennsylvania | Adams | 153 | 2003 | 9999 | 2019 | 3.64 | 1252387 | 0.00606 | NEI 2019
Hunterstown Power Plant | 55976_G_401 | 55976 | G | 401 | 10021 | Combined Cycle | PJM_WMAC | Pennsylvania | Adams | 299 | 2003 | 9999 | 2019 | 0.0055 | 2093761 | 0.00606 | NEI 2019
Bluffview | 55977_G_CTG1 | 55977 | G | CTG1 | 89622 | Combined Cycle | WECC_NM | New Mexico | San Juan | 31 | 2005 | 9999 | 2019 | 2.641 | 265733 | 0.01325 | NEI 2019
Bluffview | 55977_G_STG1 | 55977 | G | STG1 | 89622 | Combined Cycle | WECC_NM | New Mexico | San Juan | 27 | 2005 | 9999 |  |  |  | 0.01325 | NEI 2019
Palomar Energy | 55985_G_CTG1 | 55985 | G | CTG1 | 89252 | Combined Cycle | WEC_SDGE | California | San Diego | 170 | 2005 | 9999 |  |  |  | 0.01609 | Default Emission Factor
Palomar Energy | 55985_G_CTG2 | 55985 | G | CTG2 | 89253 | Combined Cycle | WEC_SDGE | California | San Diego | 170 | 2005 | 9999 |  |  |  | 0.01609 | Default Emission Factor
Palomar Energy | 55985_G_STG | 55985 | G | STG | 89252 | Combined Cycle | WEC_SDGE | California | San Diego | 222 | 2006 | 9999 |  |  |  | 0.01609 | Default Emission Factor
Stillwater Water Treatment Plant | 55987_G_6 | 55987 | G | 6 |  | Combustion Turbine | SPP_WEST | Oklahoma | Payne | 2 | 2003 | 9999 |  |  |  | 1.9821 | Default Emission Factor
Ashtabula | 55990_G_1 | 55990 | G | 1 |  | Combined Cycle | PJM_ATSI | Ohio | Ashtabula | 4.4 | 2001 | 9999 |  |  |  | 0.01609 | Default Emission Factor
Ashtabula | 55990_G_2 | 55990 | G | 2 |  | Combined Cycle | PJM_ATSI | Ohio | Ashtabula | 4.4 | 2001 | 9999 |  |  |  | 0.01609 | Default Emission Factor
Ashtabula | 55990_G_3 | 55990 | G | 3 |  | Combined Cycle | PJM_ATSI | Ohio | Ashtabula | 4.4 | 2001 | 9999 |  |  |  | 0.01609 | Default Emission Factor
Ashtabula | 55990_G_4 | 55990 | G | 4 |  | Combined Cycle | PJM_ATSI | Ohio | Ashtabula | 4.4 | 2001 | 9999 |  |  |  | 0.01609 | Default Emission Factor
Ashtabula | 55990_G_5 | 55990 | G | 5 |  | Combined Cycle | PJM_ATSI | Ohio | Ashtabula | 4.4 | 2001 | 9999 |  |  |  | 0.01609 | Default Emission Factor
Ashtabula | 55990_G_6 | 55990 | G | 6 |  | Combined Cycle | PJM_ATSI | Ohio | Ashtabula | 0.7 | 2001 | 9999 |  |  |  | 0.01609 | Default Emission Factor
Ashtabula | 55990_G_7 | 55990 | G | 7 |  | Combined Cycle | PJM_ATSI | Ohio | Ashtabula | 0.7 | 2001 | 9999 |  |  |  | 0.01609 | Default Emission Factor
Alliant SBD0201 Ingredion | 55996_G_01 | 55996 | G | 01 |  | Combustion Turbine | MIS_IA | Iowa | Linn | 1.8 | 2003 | 9999 |  |  |  | 1.9821 | Default Emission Factor
Alliant SBD0201 Ingredion | 55996_G_02 | 55996 | G | 02 |  | Combustion Turbine | MIS_IA | Iowa | Linn | 1.6 | 2003 | 9999 |  |  |  | 1.9821 | Default Emission Factor
Alliant SBD0201 Ingredion | 55996_G_03 | 55996 | G | 03 |  | Combustion Turbine | MIS_IA | Iowa | Linn | 1.6 | 2003 | 9999 |  |  |  | 1.9821 | Default Emission Factor
Alliant SBD0201 Ingredion | 55996_G_04 | 55996 | G | 04 |  | Combustion Turbine | MIS_IA | Iowa | Linn | 1.1 | 2003 | 9999 |  |  |  | 1.9821 | Default Emission Factor
Orchard Park | 55997_G_10 | 55997 | G | 10 |  | Combustion Turbine | PJM_AP | Pennsylvania | Franklin | 5.8 | 2003 | 9999 | 2019 | 0.1968 | 829 | 0.47479 | NEI 2019
Orchard Park | 55997_G_11 | 55997 | G | 11 |  | Combustion Turbine | PJM_AP | Pennsylvania | Franklin | 5.8 | 2003 | 9999 | 2019 | 0.205 | 829 | 0.49457 | NEI 2019
Orchard Park | 55997_G_8 | 55997 | G | 8 |  | Combustion Turbine | PJM_AP | Pennsylvania | Franklin | 5.8 | 2003 | 9999 | 2019 | 0.1957 | 829 | 0.47214 | NEI 2019
Orchard Park | 55997_G_9 | 55997 | G | 9 |  | Combustion Turbine | PJM_AP | Pennsylvania | Franklin | 5.8 | 2003 | 9999 | 2019 | 0.1961 | 829 | 0.4731 | NEI 2019
Danbury Diesel | 55998_G_GT1 | 55998 | G | GT1 |  | Combustion Turbine | MIS_MNWI | Wisconsin | Burnett | 4 | 1981 | 9999 |  |  |  | 0.02784 | Default Emission Factor
Danbury Diesel | 55998_G_IC1 | 55998 | G | IC1 |  | Combustion Turbine | MIS_MNWI | Wisconsin | Burnett | 0.5 | 1982 | 9999 |  |  |  | 1.9821 | Default Emission Factor
Danbury Diesel | 55998_G_IC2 | 55998 | G | IC2 |  | Combustion Turbine | MIS_MNWI | Wisconsin | Burnett | 0.5 | 1966 | 9999 |  |  |  | 1.9821 | Default Emission Factor
Mount Clinton | 56004_G_D-2 | 56004 | G | D-2 |  | Combustion Turbine | PJM_Dom | Virginia | Rockingham | 2 | 2002 | 9999 | 2018 | 0.0018421 | 20.972 | 0.17567 | Virginia State Emissions
Mount Clinton | 56004_G_D-3 | 56004 | G | D-3 |  | Combustion Turbine | PJM_Dom | Virginia | Rockingham | 2 | 2002 | 9999 | 2018 | 0.0018421 | 20.972 | 0.17567 | Virginia State Emissions
Mount Clinton | 56004_G_D-5 | 56004 | G | D-5 |  | Combustion Turbine | PJM_Dom | Virginia | Rockingham | 2 | 2004 | 9999 | 2018 | 0.0018421 | 20.972 | 0.17567 | Virginia State Emissions
Mount Clinton | 56004_G_D-7 | 56004 | G | D-7 |  | Combustion Turbine | PJM_Dom | Virginia | Rockingham | 2 | 2009 | 9999 | 2018 | 0.0018421 | 20.972 | 0.17567 | Virginia State Emissions
Mount Clinton | 56004_G_D-8 | 56004 | G | D-8 |  | Combustion Turbine | PJM_Dom | Virginia | Rockingham | 2 | 2009 | 9999 | 2018 | 0.0018421 | 20.972 | 0.17567 | Virginia State Emissions
Mount Clinton | 56004_G_MC-1 | 56004 | G | MC-1 |  | Combustion Turbine | PJM_Dom | Virginia | Rockingham | 9 | 1999 | 9999 | 2018 | 0.0082895 | 124.46 | 0.13321 | Virginia State Emissions
Pleasant Valley (VA) | 56005_G_D-4 | 56005 | G | D-4 |  | Combustion Turbine | PJM_EMAC | Virginia | Rockingham | 2 | 2002 | 9999 |  |  |  | 1.9821 | Default Emission Factor
Pleasant Valley (VA) | 56005_G_D-6 | 56005 | G | D-6 |  | Combustion Turbine | PJM_EMAC | Virginia | Rockingham | 2 | 2006 | 9999 |  |  |  | 1.9821 | Default Emission Factor
Pleasant Valley (VA) | 56005_G_PV-1 | 56005 | G | PV-1 |  | Combustion Turbine | PJM_EMAC | Virginia | Rockingham | 9 | 1997 | 9999 |  |  |  | 0.02784 | Default Emission Factor
Exira | 56013_G_U1 | 56013 | G | U1 | 89307 | Combustion Turbine | SPP_WAUE | Iowa | Audubon | 46.7 | 2004 | 9999 | 2019 | 0.39042 | 34654.4031 | 0.02253 | NEI 2019
Exira | 56013_G_U2 | 56013 | G | U2 | 89308 | Combustion Turbine | SPP_WAUE | Iowa | Audubon | 46.7 | 2004 | 9999 | 2019 | 0.3875 | 34654.4031 | 0.02236 | NEI 2019
Exira | 56013_G_U3 | 56013 | G | U3 | 89719 | Combustion Turbine | SPP_WAUE | Iowa | Audubon | 46.6 | 2007 | 9999 | 2019 | 0.39821 | 34580.1967 | 0.02303 | NEI 2019
Walton Bainbridge Power Facility | 56015_G_SEG1 | 56015 | G | SEG1 | 90202 | Combustion Turbine | S_SOU | Georgia | Decatur | 37 | 2000 | 9999 |  |  |  | 0.02784 | Default Emission Factor
Walton Bainbridge Power Facility | 56015_G_SEGC | 56015 | G | SEGC | 90204 | Combustion Turbine | S_SOU | Georgia | Decatur | 37 | 2000 | 9999 |  |  |  | 0.02784 | Default Emission Factor
AMEA Peaking | 56018_G_1 | 56018 | G | 1 | 89313 | Combustion Turbine | S_SOU | Alabama | Talladega | 47.5 | 2004 | 9999 | 2019 | 0.274 | 26859.5 | 0.0204 | NEI 2019
AMEA Peaking | 56018_G_2 | 56018 | G | 2 | 89314 | Combustion Turbine | S_SOU | Alabama | Talladega | 47.5 | 2004 | 9999 | 2019 | 0.28 | 26859.5 | 0.02085 | NEI 2019
Waste Water Plant Generator | 56022_G_1 | 56022 | G | 1 |  | Combustion Turbine | SPP_N | Kansas | Cowley | 1.6 | 1993 | 9999 |  |  |  | 1.9821 | Default Emission Factor
Traer East | 56025_G_6 | 56025 | G | 6 |  | Combustion Turbine | MIS_MIDA | Iowa | Tama | 2 | 2004 | 9999 |  |  |  | 1.9821 | Default Emission Factor
Traer East | 56025_G_7 | 56025 | G | 7 |  | Combustion Turbine | MIS_MIDA | Iowa | Tama | 2 | 2004 | 9999 |  |  |  | 1.9821 | Default Emission Factor
Donald Von Raesfeld Power Plant | 56026_G_CTG1 | 56026 | G | CTG1 | 88292 | Combined Cycle | WEC_CALN | California | Santa Clara | 50 | 2005 | 9999 | 2019 | 0.27125 | 255393 | 0.00175 | NEI 2019
Donald Von Raesfeld Power Plant | 56026_G_CTG2 | 56026 | G | CTG2 | 88293 | Combined Cycle | WEC_CALN | California | Santa Clara | 50 | 2005 | 9999 | 2019 | 0.30261 | 256762 | 0.00175 | NEI 2019
Donald Von Raesfeld Power Plant | 56026_G_STG | 56026 | G | STG | 88292 | Combined Cycle | WEC_CALN | California | Santa Clara | 47.8 | 2005 | 9999 | 2017 | 0.00055295 | 142859 | 0.00175 | NEI 2019
Fox Energy Center | 56031_G_CTG1 | 56031 | G | CTG1 | 89359 | Combined Cycle | MIS_WUMS | Wisconsin | Outagamie | 168.3 | 2006 | 9999 | 2019 | 2.3001 | 1351018 | 0.00228 | NEI 2019
Fox Energy Center | 56031_G_CTG2 | 56031 | G | CTG2 | 89360 | Combined Cycle | MIS_WUMS | Wisconsin | Outagamie | 171.8 | 2005 | 9999 | 2019 | 2.6102 | 1354927 | 0.00228 | NEI 2019
Fox Energy Center | 56031_G_STG | 56031 | G | STG | 89360 | Combined Cycle | MIS_WUMS | Wisconsin | Outagamie | 238.5 | 2005 | 9999 | 2019 | 0.00671 | 1605157 | 0.00228 | NEI 2019
Equus Freeport Power | 56032_G_0001 | 56032 | G | 0001 | 89349 | Combustion Turbine | NY_Z_K | New York | Nassau | 46.2 | 2004 | 9999 | 2019 | 1.4567 | 19555.3871 | 0.14898 | NEI 2019
Equus Freeport Power | 56032_G_001 | 56032 | G | 001 | 89349 | Combustion Turbine | NY_Z_K | New York | Nassau | 48.1 | 2004 | 9999 |  |  |  | 0.04322 | Default Emission Factor
Smithfield Packaged Meats Corp. | 56035_G_1 | 56035 | G | 1 |  | Combustion Turbine | S_VACA | North Carolina | WILSON | 1.3 | 2002 | 9999 |  |  |  | 1.9821 | Default Emission Factor
Smithfield Packaged Meats Corp. | 56035_G_2 | 56035 | G | 2 |  | Combustion Turbine | S_VACA | North Carolina | WILSON | 1.3 | 2002 | 9999 |  |  |  | 1.9821 | Default Emission Factor
WWTP Power Generation Station | 56036_G_GEN1 | 56036 | G | GEN1 |  | Non-Fossil Waste | WEC_CALN | California | Alameda | 2 | 1985 | 9999 |  |  |  | 0.42147 | Default Emission Factor
WWTP Power Generation Station | 56036_G_GEN2 | 56036 | G | GEN2 |  | Non-Fossil Waste | WEC_CALN | California | Alameda | 2 | 1985 | 9999 |  |  |  | 0.42147 | Default Emission Factor
WWTP Power Generation Station | 56036_G_GEN3 | 56036 | G | GEN3 |  | Non-Fossil Waste | WEC_CALN | California | Alameda | 2 | 1985 | 9999 |  |  |  | 0.42147 | Default Emission Factor
UMCP CHP Plant | 56038_G_1 | 56038 | G | 1 |  | Combustion Turbine | PJM_SMAC | Maryland | Prince Georges | 9.4 | 2003 | 9999 | 2019 | 0.62126 | 29695.5 | 0.04184 | NEI 2019
UMCP CHP Plant | 56038_G_2 | 56038 | G | 2 |  | Combustion Turbine | PJM_SMAC | Maryland | Prince Georges | 9.4 | 2003 | 9999 | 2019 | 0.46677 | 29695.5 | 0.03144 | NEI 2019
UMCP CHP Plant | 56038_G_3 | 56038 | G | 3 |  | O/G Steam | PJM_SMAC | Maryland | Prince Georges | 2 | 2003 | 9999 |  |  |  | 0.13352 | Default Emission Factor
H. Gonzales | 56039_G_G1 | 56039 | G | G1 |  | Combustion Turbine | WECC_SCE | California | Los Angeles | 5.4 | 1987 | 9999 |  |  |  | 0.04322 | Default Emission Factor
H. Gonzales | 56039_G_G2 | 56039 | G | G2 |  | Combustion Turbine | WECC_SCE | California | Los Angeles | 5.4 | 1987 | 9999 |  |  |  | 0.04322 | Default Emission Factor
Malburg | 56041_G_M1 | 56041 | G | M1 | 89631 | Combined Cycle | WECC_SCE | California | Los Angeles | 42 | 2005 | 9999 | 2017 | 2.22 | 227927 | 0.00643 | NEI 2019
Malburg | 56041_G_M2 | 56041 | G | M2 | 89632 | Combined Cycle | WECC_SCE | California | Los Angeles | 42 | 2005 | 9999 | 2017 | 0.01 | 228107 | 0.00643 | NEI 2019
Malburg | 56041_G_M3 | 56041 | G | M3 | 89631 | Combined Cycle | WECC_SCE | California | Los Angeles | 50 | 2005 | 9999 |  |  |  | 0.00643 | NEI 2019
Magnolia Power Project | 56046_G_1 | 56046 | G | 1 | 89568 | Combined Cycle | WEC_LADW | California | Los Angeles | 161 | 2005 | 9999 |  |  |  | 0.01609 | Default Emission Factor
Magnolia Power Project | 56046_G_2 | 56046 | G | 2 | 89568 | Combined Cycle | WEC_LADW | California | Los Angeles | 140 | 2005 | 9999 |  |  |  | 0.01609 | Default Emission Factor
CPV Towantic Energy Center | 56047_G_CTG1 | 56047 | G | CTG1 | 91061 | Combined Cycle | NENG_CT | Connecticut | New Haven | 253 | 2018 | 9999 | 2019 | 0.6524 | 1699702 | 0.00049 | NEI 2019
CPV Towantic Energy Center | 56047_G_CTG2 | 56047 | G | CTG2 | 91062 | Combined Cycle | NENG_CT | Connecticut | New Haven | 253.8 | 2018 | 9999 | 2019 | 0.29641 | 966377 | 0.00049 | NEI 2019
CPV Towantic Energy Center | 56047_G_STG | 56047 | G | STG | 91061 | Combined Cycle | NENG_CT | Connecticut | New Haven | 271.5 | 2018 | 9999 |  |  |  | 0.00049 | NEI 2019
THUMS | 56051_G_GEN1 | 56051 | G | GEN1 |  | Combustion Turbine | WECC_SCE | California | Los Angeles | 45 | 2003 | 9999 |  |  |  | 0.04322 | Default Emission Factor
Casey City of | 56053_G_1 | 56053 | G | 1 |  | Combustion Turbine | MIS_IL | Illinois | Clark | 1.8 | 2002 | 9999 |  |  |  | 1.9821 | Default Emission Factor
Casey City of | 56053_G_2 | 56053 | G | 2 |  | Combustion Turbine | MIS_IL | Illinois | Clark | 1.8 | 2002 | 9999 | 2017 | 0.003782 | 33 | 0.22921 | NEI 2019
Casey City of | 56053_G_3 | 56053 | G | 3 |  | Combustion Turbine | MIS_IL | Illinois | Clark | 1.8 | 2002 | 9999 |  |  |  | 1.9821 | Default Emission Factor
High Point, Fairfield | 56059_G_1 | 56059 | G | 1 |  | Combustion Turbine | S_VACA | North Carolina | Guilford | 1.8 | 2002 | 9999 |  |  |  | 1.9821 | Default Emission Factor
Statesville, Highway 64 | 56062_G_1 | 56062 | G | 1 |  | Combustion Turbine | S_VACA | North Carolina | Iredell | 1.8 | 2002 | 9999 |  |  |  | 1.9821 | Default Emission Factor
Shelby, Toms Street | 56063_G_1 | 56063 | G | 1 |  | Combustion Turbine | S_VACA | North Carolina | Cleveland | 1.8 | 2002 | 9999 |  |  |  | 1.9821 | Default Emission Factor
Morganton, Parker Road | 56064_G_1 | 56064 | G | 1 |  | Combustion Turbine | S_VACA | North Carolina | Burke | 1.8 | 2002 | 9999 |  |  |  | 1.9821 | Default Emission Factor
Lexington Health Center | 56067_G_1 | 56067 | G | 1 |  | Combustion Turbine | S_VACA | North Carolina | Davidson | 1.8 | 2002 | 9999 |  |  |  | 1.9821 | Default Emission Factor
Berlin Landfill Gas | 56069_G_1 | 56069 | G | 1 |  | Landfill Gas | MIS_WUMS | Wisconsin | Green Lake | 0.8 | 2001 | 9999 |  |  |  | 1.5652 | Default Emission Factor
Berlin Landfill Gas | 56069_G_2 | 56069 | G | 2 |  | Landfill Gas | MIS_WUMS | Wisconsin | Green Lake | 0.8 | 2001 | 9999 |  |  |  | 1.5652 | Default Emission Factor
Berlin Landfill Gas | 56069_G_3 | 56069 | G | 3 |  | Landfill Gas | MIS_WUMS | Wisconsin | Green Lake | 0.8 | 2001 | 9999 |  |  |  | 1.5652 | Default Emission Factor
Diesel Generators | 56070_G_1 | 56070 | G | 1 |  | Combustion Turbine | MIS_WUMS | Wisconsin | Dane | 49.1 | 2001 | 9999 |  |  |  | 1.9821 | Default Emission Factor
Alliant SBG 9802 Toyota | 56073_G_01 | 56073 | G | 01 |  | Combustion Turbine | MIS_IA | Iowa | Linn | 1 | 1998 | 9999 |  |  |  | 1.1533 | Default Emission Factor
Walnut Energy Center | 56078_G_1 | 56078 | G | 1 | 89628 | Combined Cycle | WEC_CALN | California | Stanislaus | 84 | 2006 | 9999 | 2019 | 4.6164 | 707559 | 0.01655 | NEI 2019
Walnut Energy Center | 56078_G_2 | 56078 | G | 2 | 89629 | Combined Cycle | WEC_CALN | California | Stanislaus | 84 | 2006 | 9999 | 2017 | 3.6423 | 290507 | 0.01655 | NEI 2019
Walnut Energy Center | 56078_G_3 | 56078 | G | 3 | 89628 | Combined Cycle | WEC_CALN | California | Stanislaus | 101 | 2006 | 9999 |  |  |  | 0.01655 | NEI 2019
Blacksand Generating Facility | 56090_G_D182 | 56090 | G | D182 |  | Fossil Waste | WECC_SCE | California | Orange | 2.5 | 2000 | 9999 |  |  |  | 0.17237 | Default Emission Factor
Blacksand Generating Facility | 56090_G_D189 | 56090 | G | D189 |  | Fossil Waste | WECC_SCE | California | Orange | 3 | 2000 | 9999 |  |  |  | 0.17237 | Default Emission Factor
Blacksand Generating Facility | 56090_G_D190 | 56090 | G | D190 |  | Fossil Waste | WECC_SCE | California | Orange | 0.3 | 2012 | 9999 |  |  |  | 0.17237 | Default Emission Factor
Hillsboro | 56098_G_1 | 56098 | G | 1 |  | Combustion Turbine | MIS_MAPP | North Dakota | Traill | 2 | 2002 | 9999 |  |  |  | 1.9821 | Default Emission Factor
Hillsboro | 56098_G_2 | 56098 | G | 2 |  | Combustion Turbine | MIS_MAPP | North Dakota | Traill | 2 | 2002 | 9999 |  |  |  | 1.9821 | Default Emission Factor
Franklin Drive | 561_G_UN19 | 561 | G | UN19 | 350 | Combustion Turbine | NENG_CT | Connecticut | Litchfield | 16.1 | 1968 | 9999 |  |  |  | 0.02784 | Default Emission Factor
St. Charles Power Plant | 56100_G_1 | 56100 | G | 1 |  | Combustion Turbine | MIS_MNWI | Minnesota | Winona | 2 | 2004 | 9999 |  |  |  | 1.9821 | Default Emission Factor
St. Charles Power Plant | 56100_G_2 | 56100 | G | 2 |  | Combustion Turbine | MIS_MNWI | Minnesota | Winona | 2 | 2004 | 9999 |  |  |  | 1.9821 | Default Emission Factor
St. Charles Power Plant | 56100_G_3 | 56100 | G | 3 |  | Combustion Turbine | MIS_MNWI | Minnesota | Winona | 2 | 2004 | 9999 |  |  |  | 1.9821 | Default Emission Factor
St. Charles Power Plant | 56100_G_4 | 56100 | G | 4 |  | Combustion Turbine | MIS_MNWI | Minnesota | Winona | 2 | 2004 | 9999 |  |  |  | 1.9821 | Default Emission Factor
Currant Creek | 56102_G_CT1A | 56102 | G | CT1A | 89419 | Combined Cycle | WECC_UT | Utah | Juab | 135 | 2005 | 9999 | 2019 | 4.7125 | 939266 | 0.00836 | NEI 2019
Currant Creek | 56102_G_CT1B | 56102 | G | CT1B | 89420 | Combined Cycle | WECC_UT | Utah | Juab | 135 | 2005 | 9999 | 2017 | 5.0052 | 410785 | 0.00836 | NEI 2019
Currant Creek | 56102_G_ST1 | 56102 | G | ST1 | 89419 | Combined Cycle | WECC_UT | Utah | Juab | 254 | 2006 | 9999 | 2019 | 0.16709 | 1014752 | 0.00836 | NEI 2019
Mankato Energy Center | 56104_G_CTG1 | 56104 | G | CTG1 | 89427 | Combined Cycle | MIS_MNWI | Minnesota | Blue Earth | 174 | 2019 | 9999 | 2019 | 3.893 | 572329 | 0.00444 | NEI 2019
Mankato Energy Center | 56104_G_CTG2 | 56104 | G | CTG2 | 89428 | Combined Cycle | MIS_MNWI | Minnesota | Blue Earth | 174 | 2006 | 9999 | 2019 | 0.66309 | 1481868 | 0.00444 | NEI 2019
Mankato Energy Center | 56104_G_STG1 | 56104 | G | STG1 | 89428 | Combined Cycle | MIS_MNWI | Minnesota | Blue Earth | 156 | 2006 | 9999 |  |  |  | 0.00444 | NEI 2019
T J Labbe Electric Generating | 56108_G_U-1 | 56108 | G | U-1 | 89595 | Combustion Turbine | MIS_LA | Louisiana | Lafayette | 47 | 2005 | 9999 | 2019 | 0.0501 | 8061 | 0.01243 | NEI 2019
T J Labbe Electric Generating | 56108_G_U-2 | 56108 | G | U-2 | 89596 | Combustion Turbine | MIS_LA | Louisiana | Lafayette | 47 | 2005 | 9999 | 2019 | 0.0491 | 8061 | 0.01218 | NEI 2019
IMEA Highland | 56114_G_1 | 56114 | G | 1 |  | Combustion Turbine | MIS_IL | Illinois | Madison | 1.8 | 1996 | 9999 |  |  |  | 1.9821 | Default Emission Factor
IMEA Highland | 56114_G_2 | 56114 | G | 2 |  | Combustion Turbine | MIS_IL | Illinois | Madison | 1.8 | 1996 | 9999 |  |  |  | 1.9821 | Default Emission Factor
IMEA Flora | 56116_G_10 | 56116 | G | 10 |  | Combustion Turbine | MIS_IL | Illinois | Clay | 1.8 | 2000 | 9999 |  |  |  | 1.9821 | Default Emission Factor
IMEA Flora | 56116_G_6 | 56116 | G | 6 |  | Combustion Turbine | MIS_IL | Illinois | Clay | 1.8 | 2000 | 9999 |  |  |  | 1.9821 | Default Emission Factor
IMEA Flora | 56116_G_7 | 56116 | G | 7 |  | Combustion Turbine | MIS_IL | Illinois | Clay | 1.8 | 2000 | 9999 |  |  |  | 1.9821 | Default Emission Factor
IMEA Flora | 56116_G_8 | 56116 | G | 8 |  | Combustion Turbine | MIS_IL | Illinois | Clay | 1.8 | 2000 | 9999 | 2019 | 0.008 | 12.8 | 1.25 | NEI 2019
IMEA Flora | 56116_G_9 | 56116 | G | 9 |  | Combustion Turbine | MIS_IL | Illinois | Clay | 1.8 | 2000 | 9999 |  |  |  | 1.9821 | Default Emission Factor
Flora Site A | 56117_G_1 | 56117 | G | 1 |  | Combustion Turbine | MIS_IL | Illinois | Clay | 1.8 | 2001 | 9999 | 2019 | 0.003214 | 9 | 0.71422 | NEI 2019
Flora Site A | 56117_G_2 | 56117 | G | 2 |  | Combustion Turbine | MIS_IL | Illinois | Clay | 1.8 | 2001 | 9999 | 2019 | 0.00263 | 9 | 0.58444 | NEI 2019
Flora Site A | 56117_G_3 | 56117 | G | 3 |  | Combustion Turbine | MIS_IL | Illinois | Clay | 1.8 | 2001 | 9999 | 2017 | 0.003267 | 30 | 0.2178 | NEI 2019
Flora Site B | 56118_G_4 | 56118 | G | 4 |  | Combustion Turbine | MIS_IL | Illinois | Clay | 1.8 | 2001 | 9999 | 2017 | 0.002891 | 29.5 | 0.196 | NEI 2019
Flora Site B | 56118_G_5 | 56118 | G | 5 |  | Combustion Turbine | MIS_IL | Illinois | Clay | 1.8 | 2001 | 9999 | 2019 | 0.00286 | 9 | 0.63556 | NEI 2019
Middlesex Generating Facility | 56119_G_100 | 56119 | G | 100 |  | Landfill Gas | PJM_EMAC | New Jersey | MIDDLESEX | 4.1 | 2001 | 9999 |  |  |  | 1.5652 | Default Emission Factor
Middlesex Generating Facility | 56119_G_200 | 56119 | G | 200 |  | Landfill Gas | PJM_EMAC | New Jersey | MIDDLESEX | 4.1 | 2001 | 9999 |  |  |  | 1.5652 | Default Emission Factor
Middlesex Generating Facility | 56119_G_300 | 56119 | G | 300 |  | Landfill Gas | PJM_EMAC | New Jersey | MIDDLESEX | 10.6 | 1961 | 9999 | 2019 | 0.455 | 14738 | 0.06175 | NEI 2019
Lee County Landfill | 56120_G_L1 | 56120 | G | L1 |  | Landfill Gas | S_VACA | South Carolina | Lee | 1.8 | 2005 | 9999 | 2017 | 1.41 | 1299.3333 | 2.1703 | NEI 2019
Lee County Landfill | 56120_G_L2 | 56120 | G | L2 |  | Landfill Gas | S_VACA | South Carolina | Lee | 1.8 | 2005 | 9999 | 2017 | 0.69 | 1299.3333 | 1.0621 | NEI 2019
Lee County Landfill | 56120_G_L3 | 56120 | G | L3 |  | Landfill Gas | S_VACA | South Carolina | Lee | 1.8 | 2005 | 9999 | 2017 | 1.45 | 1299.3333 | 2.2319 | NEI 2019
Lee County Landfill | 56120_G_L4 | 56120 | G | L4 |  | Landfill Gas | S_VACA | South Carolina | Lee | 5.2 | 2006 | 9999 | 2017 | 2.84 | 23647 | 0.2402 | NEI 2019
Anderson Regional Landfill | 56121_G_A2 | 56121 | G | A2 |  | Landfill Gas | S_VACA | South Carolina | Anderson | 1.5 | 2008 | 9999 |  |  |  | 1.5652 | Default Emission Factor
Anderson Regional Landfill | 56121_G_A3 | 56121 | G | A3 |  | Landfill Gas | S_VACA | South Carolina | Anderson | 1.5 | 2008 | 9999 |  |  |  | 1.5652 | Default Emission Factor
Richland County Landfill | 56122_G_R1 | 56122 | G | R1 |  | Landfill Gas | S_VACA | South Carolina | Richland | 5.2 | 2006 | 9999 | 2017 | 2.05 | 13912 | 0.29471 | NEI 2019
Richland County Landfill | 56122_G_R2 | 56122 | G | R2 |  | Landfill Gas | S_VACA | South Carolina | Richland | 1.5 | 2010 | 9999 | 2017 | 5 | 1942 | 5.1493 | NEI 2019
Richland County Landfill | 56122_G_R3 | 56122 | G | R3 |  | Landfill Gas | S_VACA | South Carolina | Richland | 1.5 | 2010 | 9999 | 2017 | 4.01 | 1942 | 4.1298 | NEI 2019
Sub 2 Generating Station | 56126_G_1 | 56126 | G | 1 |  | Combustion Turbine | S_D_AECI | Missouri | Macon | 1.8 | 2004 | 9999 |  |  |  | 1.9821 | Default Emission Factor
Sub 2 Generating Station | 56126_G_2 | 56126 | G | 2 |  | Combustion Turbine | S_D_AECI | Missouri | Macon | 1.8 | 2004 | 9999 |  |  |  | 1.9821 | Default Emission Factor
Macon Energy Center | 56127_G_1 | 56127 | G | 1 |  | Combustion Turbine | S_D_AECI | Missouri | Macon | 8.5 | 2003 | 9999 |  |  |  | 0.04322 | Default Emission Factor
Sub 3 Generating Station | 56128_G_1 | 56128 | G | 1 |  | Combustion Turbine | S_D_AECI | Missouri | Macon | 1.8 | 2003 | 9999 |  |  |  | 1.9821 | Default Emission Factor
Sub 3 Generating Station | 56128_G_2 | 56128 | G | 2 |  | Combustion Turbine | S_D_AECI | Missouri | Macon | 1.8 | 2003 | 9999 |  |  |  | 1.9821 | Default Emission Factor
Sub 3 Generating Station | 56128_G_3 | 56128 | G | 3 |  | Combustion Turbine | S_D_AECI | Missouri | Macon | 1.8 | 2003 | 9999 |  |  |  | 1.9821 | Default Emission Factor
Sub 3 Generating Station | 56128_G_4 | 56128 | G | 4 |  | Combustion Turbine | S_D_AECI | Missouri | Macon | 1.8 | 2003 | 9999 |  |  |  | 1.9821 | Default Emission Factor
Thermal Kem | 56129_G_1 | 56129 | G | 1 |  | Combustion Turbine | S_VACA | South Carolina | York | 2.4 | 2003 | 9999 |  |  |  | 1.9821 | Default Emission Factor
Valenite | 56131_G_1 | 56131 | G | 1 |  | Combustion Turbine | S_VACA | South Carolina | Oconee | 2.4 | 2003 | 9999 |  |  |  | 1.9821 | Default Emission Factor
Honea Path | 56132_G_1 | 56132 | G | 1 |  | Combustion Turbine | S_VACA | South Carolina | Abbeville | 2.4 | 2003 | 9999 |  |  |  | 1.9821 | Default Emission Factor
Ripon Generation Station | 56135_G_1 | 56135 | G | 1 | 89441 | Combustion Turbine | WEC_BANC | California | San Joaquin | 50 | 2006 | 9999 | 2017 | 0.21124 | 42436 | 0.00996 | NEI 2019
Ripon Generation Station | 56135_G_2 | 56135 | G | 2 | 89442 | Combustion Turbine | WEC_BANC | California | San Joaquin | 50 | 2006 | 9999 | 2017 | 0.16067 | 42436 | 0.00757 | NEI 2019
Anderson Erickson | 56138_G_1 | 56138 | G | 1 |  | Combustion Turbine | MIS_MIDA | Iowa | Polk | 2 | 2000 | 9999 |  |  |  | 1.9821 | Default Emission Factor
Jamaica Bay Peaking | 56141_G_2 | 56141 | G | 2 | 88310 | Combustion Turbine | NY_Z_J | New York | Queens | 54.3 | 2003 | 9999 | 2019 | 0.027819 | 8289 | 0.00671 | NEI 2019
Riverside Energy Resource Center | 56143_G_1 | 56143 | G | 1 | 89663 | Combustion Turbine | WECC_SCE | California | Riverside | 50 | 2006 | 9999 | 2017 | 0.29 | 24117.0918 | 0.02405 | NEI 2019
Riverside Energy Resource Center | 56143_G_2 | 56143 | G | 2 | 89664 | Combustion Turbine | WECC_SCE | California | Riverside | 50 | 2006 | 9999 |  |  |  | 0.04322 | Default Emission Factor
Riverside Energy Resource Center | 56143_G_3 | 56143 | G | 3 | 90688 | Combustion Turbine | WECC_SCE | California | Riverside | 48 | 2011 | 9999 |  |  |  | 0.04322 | Default Emission Factor
Riverside Energy Resource Center | 56143_G_4 | 56143 | G | 4 | 90690 | Combustion Turbine | WECC_SCE | California | Riverside | 48 | 2011 | 9999 | 2017 | 0.35 | 23152.4082 | 0.03023 | NEI 2019
Springs Generating Station | 56144_G_1 | 56144 | G | 1 |  | Combustion Turbine | WECC_SCE | California | Riverside | 10 | 2002 | 9999 | 2018 | 0.002183 | 116.25 | 0.03756 | California Air Resources Board
Springs Generating Station | 56144_G_2 | 56144 | G | 2 |  | Combustion Turbine | WECC_SCE | California | Riverside | 10 | 2002 | 9999 | 2018 | 0.002183 | 116.25 | 0.03756 | California Air Resources Board
Springs Generating Station | 56144_G_3 | 56144 | G | 3 |  | Combustion Turbine | WECC_SCE | California | Riverside | 10 | 2002 | 9999 | 2018 | 0.002183 | 116.25 | 0.03756 | California Air Resources Board
Springs Generating Station | 56144_G_4 | 56144 | G | 4 |  | Combustion Turbine | WECC_SCE | California | Riverside | 10 | 2002 | 9999 | 2018 | 0.002183 | 116.25 | 0.03756 | California Air Resources Board
Ft. Pierre | 56148_G_5 | 56148 | G | 5 |  | Combustion Turbine | SPP_WAUE | South Dakota | Stanley | 2 | 2004 | 9999 |  |  |  | 1.9821 | Default Emission Factor
Ft. Pierre | 56148_G_6 | 56148 | G | 6 |  | Combustion Turbine | SPP_WAUE | South Dakota | Stanley | 2 | 2004 | 9999 |  |  |  | 1.9821 | Default Emission Factor
Ft. Pierre | 56148_G_7 | 56148 | G | 7 |  | Combustion Turbine | SPP_WAUE | South Dakota | Stanley | 2 | 2004 | 9999 |  |  |  | 1.9821 | Default Emission Factor
McIntosh Combined Cycle Facility | 56150_G_10ST | 56150 | G | 10ST | 89598 | Combined Cycle | S_SOU | Georgia | Effingham | 295 | 2005 | 9999 |  |  |  | 0.01469 | NEI 2019
McIntosh Combined Cycle Facility | 56150_G_11ST | 56150 | G | 11ST | 89600 | Combined Cycle | S_SOU | Georgia | Effingham | 295 | 2005 | 9999 |  |  |  | 0.01474 | NEI 2019
McIntosh Combined Cycle Facility | 56150_G_C10A | 56150 | G | C10A | 89598 | Combined Cycle | S_SOU | Georgia | Effingham | 183 | 2005 | 9999 | 2019 | 13.5052 | 1165122 | 0.01469 | NEI 2019
McIntosh Combined Cycle Facility | 56150_G_C10B | 56150 | G | C10B | 89599 | Combined Cycle | S_SOU | Georgia | Effingham | 183 | 2005 | 9999 | 2019 | 13.9191 | 2569841 | 0.01469 | NEI 2019
McIntosh Combined Cycle Facility | 56150_G_C11A | 56150 | G | C11A | 89600 | Combined Cycle | S_SOU | Georgia | Effingham | 181.3 | 2005 | 9999 | 2019 | 17.4926 | 1458281 | 0.01474 | NEI 2019
McIntosh Combined Cycle Facility | 56150_G_C11B | 56150 | G | C11B | 89601 | Combined Cycle | S_SOU | Georgia | Effingham | 181.3 | 2005 | 9999 | 2019 | 17.1503 | 3241538 | 0.01474 | NEI 2019
South Harper | 56151_G_GT1 | 56151 | G | GT1 | 89544 | Combustion Turbine | SPP_N | Missouri | Cass | 101.2 | 2005 | 9999 | 2019 | 0.3576 | 27320.997 | 0.02618 | NEI 2019
South Harper | 56151_G_GT2 | 56151 | G | GT2 | 89545 | Combustion Turbine | SPP_N | Missouri | Cass | 102.1 | 2005 | 9999 | 2019 | 0.3343 | 27563.9703 | 0.02426 | NEI 2019
South Harper | 56151_G_GT3 | 56151 | G | GT3 | 89546 | Combustion Turbine | SPP_N | Missouri | Cass | 100 | 2005 | 9999 | 2019 | 0.4127 | 26997.0326 | 0.03057 | NEI 2019
Freeport Energy Center | 56152_G_CTG1 | 56152 | G | CTG1 |  | Combined Cycle | ERC_REST | Texas | Brazoria | 169.4 | 2007 | 9999 | 2019 | 8.7239 | 849320.36 | 0.01672 | NEI 2019
Freeport Energy Center | 56152_G_STG1 | 56152 | G | STG1 |  | Combined Cycle | ERC_REST | Texas | Brazoria | 50 | 2007 | 9999 |  |  |  | 0.01672 | NEI 2019
Kennecott Power Plant | 56163_G_RCHP | 56163 | G | RCHP |  | Combustion Turbine | WECC_UT | Utah | Salt Lake | 5.9 | 2010 | 9999 |  |  |  | 0.04322 | Default Emission Factor
Kennecott Power Plant | 56163_G_SM58 | 56163 | G | SM58 |  | Non-Fossil Waste | WECC_UT | Utah | Salt Lake | 31.8 | 1995 | 9999 |  |  |  | 0.42147 | Default Emission Factor
Faribault Energy Park | 56164_G_EU01 | 56164 | G | EU01 | 89474 | Combined Cycle | MIS_MNWI | Minnesota | Rice | 153 | 2005 | 9999 | 2019 | 3.4385 | 488843 | 0.00915 | NEI 2019
Faribault Energy Park | 56164_G_HRSG | 56164 | G | HRSG | 89474 | Combined Cycle | MIS_MNWI | Minnesota | Rice | 108 | 2007 | 9999 |  |  |  | 0.00915 | NEI 2019
Sheboygan Falls | 56166_G_1 | 56166 | G | 1 | 89520 | Combustion Turbine | MIS_WUMS | Wisconsin | Sheboygan | 153.4 | 2005 | 9999 |  |  |  | 0.04322 | Default Emission Factor
Sheboygan Falls | 56166_G_2 | 56166 | G | 2 | 89521 | Combustion Turbine | MIS_WUMS | Wisconsin | Sheboygan | 152.7 | 2005 | 9999 |  |  |  | 0.04322 | Default Emission Factor
Nebo Power Station | 56177_G_GT1 | 56177 | G | GT1 | 89496 | Combined Cycle | WECC_UT | Utah | Utah | 65 | 2004 | 9999 | 2019 | 3.086 | 419394 | 0.01472 | NEI 2019
Nebo Power Station | 56177_G_ST1 | 56177 | G | ST1 | 89496 | Combined Cycle | WECC_UT | Utah | Utah | 65 | 2004 | 9999 |  |  |  | 0.01472 | NEI 2019
Genoa Diesel Generating Station | 56181_G_1 | 56181 | G | 1 |  | Combustion Turbine | PJM_ATSI | Ohio | Ottawa | 2 | 2004 | 9999 | 2018 | 0.014333 | 73.3333 | 0.39091 | Ohio State Emissions Inventory
Genoa Diesel Generating Station | 56181_G_2 | 56181 | G | 2 |  | Combustion Turbine | PJM_ATSI | Ohio | Ottawa | 2 | 2004 | 9999 | 2018 | 0.014333 | 73.3333 | 0.39091 | Ohio State Emissions Inventory
Genoa Diesel Generating Station | 56181_G_3 | 56181 | G | 3 |  | Combustion Turbine | PJM_ATSI | Ohio | Ottawa | 2 | 2004 | 9999 | 2018 | 0.010667 | 73.3333 | 0.29091 | Ohio State Emissions Inventory
Red Bluff | 56184_G_IC1 | 56184 | G | IC1 |  | Combustion Turbine | WEC_CALN | California | Tehama | 2.8 | 2001 | 9999 | 2017 | 0.2618 | 1261.75 | 0.41498 | NEI 2019
Red Bluff | 56184_G_IC10 | 56184 | G | IC10 |  | Combustion Turbine | WEC_CALN | California | Tehama | 2.8 | 2001 | 9999 | 2017 | 0.2569 | 1261.75 | 0.40721 | NEI 2019
Red Bluff | 56184_G_IC11 | 56184 | G | IC11 |  | Combustion Turbine | WEC_CALN | California | Tehama | 2.8 | 2001 | 9999 | 2017 | 0.2901 | 1261.75 | 0.45984 | NEI 2019
Red Bluff | 56184_G_IC12 | 56184 | G | IC12 |  | Combustion Turbine | WEC_CALN | California | Tehama | 2.8 | 2001 | 9999 | 2017 | 0.3309 | 1261.75 | 0.52451 | NEI 2019
Red Bluff | 56184_G_IC13 | 56184 | G | IC13 |  | Combustion Turbine | WEC_CALN | California | Tehama | 2.8 | 2001 | 9999 | 2017 | 0.3249 | 1261.75 | 0.515 | NEI 2019
Red Bluff | 56184_G_IC14 | 56184 | G | IC14 |  | Combustion Turbine | WEC_CALN | California | Tehama | 2.8 | 2001 | 9999 | 2017 | 0.3236 | 1261.75 | 0.51294 | NEI 2019
Red Bluff | 56184_G_IC15 | 56184 | G | IC15 |  | Combustion Turbine | WEC_CALN | California | Tehama | 2.8 | 2001 | 9999 | 2017 | 0.2717 | 1261.75 | 0.43067 | NEI 2019
Red Bluff | 56184_G_IC16 | 56184 | G | IC16 |  | Combustion Turbine | WEC_CALN | California | Tehama | 2.8 | 2001 | 9999 | 2017 | 0.271 | 1261.75 | 0.42956 | NEI 2019
Red Bluff | 56184_G_IC2 | 56184 | G | IC2 |  | Combustion Turbine | WEC_CALN | California | Tehama | 2.8 | 2001 | 9999 | 2017 | 0.2845 | 1261.75 | 0.45096 | NEI 2019
Red Bluff | 56184_G_IC3 | 56184 | G | IC3 |  | Combustion Turbine | WEC_CALN | California | Tehama | 2.8 | 2001 | 9999 | 2017 | 0.3402 | 1261.75 | 0.53925 | NEI 2019
Red Bluff | 56184_G_IC4 | 56184 | G | IC4 |  | Combustion Turbine | WEC_CALN | California | Tehama | 2.8 | 2001 | 9999 | 2017 | 0.3243 | 1261.75 | 0.51405 | NEI 2019
Red Bluff | 56184_G_IC5 | 56184 | G | IC5 |  | Combustion Turbine | WEC_CALN | California | Tehama | 2.8 | 2001 | 9999 | 2017 | 0.3078 | 1261.75 | 0.48789 | NEI 2019
Red Bluff | 56184_G_IC6 | 56184 | G | IC6 |  | Combustion Turbine | WEC_CALN | California | Tehama | 2.8 | 2001 | 9999 | 2017 | 0.3074 | 1261.75 | 0.48726 | NEI 2019
Red Bluff | 56184_G_IC7 | 56184 | G | IC7 |  | Combustion Turbine | WEC_CALN | California | Tehama | 2.8 | 2001 | 9999 | 2017 | 0.2804 | 1261.75 | 0.44446 | NEI 2019
Red Bluff | 56184_G_IC8 | 56184 | G | IC8 |  | Combustion Turbine | WEC_CALN | California | Tehama | 2.8 | 2001 | 9999 | 2017 | 0.2504 | 1261.75 | 0.39691 | NEI 2019
Red Bluff | 56184_G_IC9 | 56184 | G | IC9 |  | Combustion Turbine | WEC_CALN | California | Tehama | 2.8 | 2001 | 9999 | 2017 | 0.2596 | 1261.75 | 0.41149 | NEI 2019
Chowchilla II | 56185_G_IC1 | 56185 | G | IC1 |  | Combustion Turbine | WEC_CALN | California | Madera | 3.1 | 2001 | 9999 | 2018 | 0.027474 | 1151.8125 | 0.04771 | California Air Resources Board
Chowchilla II | 56185_G_IC10 | 56185 | G | IC10 |  | Combustion Turbine | WEC_CALN | California | Madera | 3.1 | 2001 | 9999 | 2018 | 0.027474 | 1151.8125 | 0.04771 | California Air Resources Board
Chowchilla II | 56185_G_IC11 | 56185 | G | IC11 |  | Combustion Turbine | WEC_CALN | California | Madera | 3.1 | 2001 | 9999 | 2018 | 0.027474 | 1151.8125 | 0.04771 | California Air Resources Board
Chowchilla II | 56185_G_IC12 | 56185 | G | IC12 |  | Combustion Turbine | WEC_CALN | California | Madera | 3.1 | 2001 | 9999 | 2018 | 0.027474 | 1151.8125 | 0.04771 | California Air Resources Board
Chowchilla II | 56185_G_IC13 | 56185 | G | IC13 |  | Combustion Turbine | WEC_CALN | California | Madera | 3.1 | 2001 | 9999 | 2018 | 0.027474 | 1151.8125 | 0.04771 | California Air Resources Board
Chowchilla II | 56185_G_IC14 | 56185 | G | IC14 |  | Combustion Turbine | WEC_CALN | California | Madera | 3.1 | 2001 | 9999 | 2018 | 0.027474 | 1151.8125 | 0.04771 | California Air Resources Board
Chowchilla II | 56185_G_IC15 | 56185 | G | IC15 |  | Combustion Turbine | WEC_CALN | California | Madera | 3.1 | 2001 | 9999 | 2018 | 0.027474 | 1151.8125 | 0.04771 | California Air Resources Board
Chowchilla II | 56185_G_IC16 | 56185 | G | IC16 |  | Combustion Turbine | WEC_CALN | California | Madera | 3.1 | 2001 | 9999 | 2018 | 0.027474 | 1151.8125 | 0.04771 | California Air Resources Board
Chowchilla II | 56185_G_IC2 | 56185 | G | IC2 |  | Combustion Turbine | WEC_CALN | California | Madera | 3.1 | 2001 | 9999 | 2018 | 0.027474 | 1151.8125 | 0.04771 | California Air Resources Board
Chowchilla II | 56185_G_IC3 | 56185 | G | IC3 |  | Combustion Turbine | WEC_CALN | California | Madera | 3.1 | 2001 | 9999 | 2018 | 0.027474 | 1151.8125 | 0.04771 | California Air Resources Board
Chowchilla II | 56185_G_IC4 | 56185 | G | IC4 |  | Combustion Turbine | WEC_CALN | California | Madera | 3.1 | 2001 | 9999 | 2018 | 0.027474 | 1151.8125 | 0.04771 | California Air Resources Board
Chowchilla II | 56185_G_IC5 | 56185 | G | IC5 |  | Combustion Turbine | WEC_CALN | California | Madera | 3.1 | 2001 | 9999 | 2018 | 0.027474 | 1151.8125 | 0.04771 | California Air Resources Board
Chowchilla II | 56185_G_IC6 | 56185 | G | IC6 |  | Combustion Turbine | WEC_CALN | California | Madera | 3.1 | 2001 | 9999 | 2018 | 0.027474 | 1151.8125 | 0.04771 | California Air Resources Board
Chowchilla II | 56185_G_IC7 | 56185 | G | IC7 |  | Combustion Turbine | WEC_CALN | California | Madera | 3.1 | 2001 | 9999 | 2018 | 0.027474 | 1151.8125 | 0.04771 | California Air Resources Board
Chowchilla II | 56185_G_IC8 | 56185 | G | IC8 |  | Combustion Turbine | WEC_CALN | California | Madera | 3.1 | 2001 | 9999 | 2018 | 0.027474 | 1151.8125 | 0.04771 | California Air Resources Board
Chowchilla II | 56185_G_IC9 | 56185 | G | IC9 |  | Combustion Turbine | WEC_CALN | California | Madera | 3.1 | 2001 | 9999 | 2018 | 0.027474 | 1151.8125 | 0.04771 | California Air Resources Board
Pinelawn Power LLC | 56188_G_CTG | 56188 | G | CTG | 89567 | Combined Cycle | NY_Z_K | New York | Suffolk | 47 | 2005 | 9999 | 2019 | 0.70521 | 68947 | 0.02046 | NEI 2019
Pinelawn Power LLC | 56188_G_STG | 56188 | G | STG | 89567 | Combined Cycle | NY_Z_K | New York | Suffolk | 27.5 | 2005 | 9999 |  |  |  | 0.02046 | NEI 2019
Waterside Power, LLC | 56189_G_4 | 56189 | G | 4 | 89487 | Combustion Turbine | NENG_CT | Connecticut | Fairfield | 23.3 | 2004 | 9999 | 2019 | 0.0008808 | 414.3333 | 0.00425 | NEI 2019
Waterside Power, LLC | 56189_G_5 | 56189 | G | 5 | 89488 | Combustion Turbine | NENG_CT | Connecticut | Fairfield | 23.3 | 2004 | 9999 | 2019 | 0.00092471 | 414.3333 | 0.00446 | NEI 2019
Waterside Power, LLC | 56189_G_7 | 56189 | G | 7 | 89718 | Combustion Turbine | NENG_CT | Connecticut | Fairfield | 23.3 | 2006 | 9999 | 2019 | 0.00083173 | 414.3333 | 0.00402 | NEI 2019
Dike City Power Plant | 56194_G_001 | 56194 | G | 001 |  | Combustion Turbine | MIS_IA | Iowa | Grundy | 2.2 | 2005 | 9999 |  |  |  | 1.9821 | Default Emission Factor
500MW CC | 56196_G_CA01 | 56196 | G | CA01 | 89648 | Combined Cycle | NY_Z_J | New York | Queens | 172.3 | 2005 | 9999 |  |  |  | 0.00976 | NEI 2019
500MW CC | 56196_G_CT01 | 56196 | G | CT01 | 89648 | Combined Cycle | NY_Z_J | New York | Queens | 151.3 | 2005 | 9999 |  |  |  | 0.00976 | NEI 2019
500MW CC | 56196_G_CT02 | 56196 | G | CT02 | 89649 | Combined Cycle | NY_Z_J | New York | Queens | 151.3 | 2005 | 9999 | 2019 | 11.9391 | 2446465 | 0.00976 | NEI 2019
Middletown | 562_G_10 | 562 | G | 10 | 352 | Combustion Turbine | NENG_CT | Connecticut | Middlesex | 17.2 | 1966 | 9999 |  |  |  | 0.02784 | Default Emission Factor
Alden Bailey Power Plant | 56223_G_LOKI | 56223 | G | LOKI |  | Combustion Turbine | WECC_PNW | Oregon | Clatsop | 9.8 | 2001 | 9999 |  |  |  | 0.04322 | Default Emission Factor
Port Westward | 56227_G_1 | 56227 | G | 1 | 89564 | Combined Cycle | WECC_PNW | Oregon | Columbia | 256.2 | 2007 | 9999 | 2019 | 19.2 | 2737946 | 0.01403 | NEI 2019
Port Westward | 56227_G_2 | 56227 | G | 2 | 89564 | Combined Cycle | WECC_PNW | Oregon | Columbia | 136 | 2007 | 9999 |  |  |  | 0.01403 | NEI 2019
Cogeneration 1 | 56229_G_CT1 | 56229 | G | CT1 |  | Combined Cycle | WECC_AZ | Arizona | Pima | 8.3 | 2002 | 9999 |  |  |  | 0.01609 | Default Emission Factor
Miramar Energy Facility | 56232_G_1 | 56232 | G | 1 | 89534 | Combustion Turbine | WEC_SDGE | California | San Diego | 47 | 2005 | 9999 |  |  |  | 0.04322 | Default Emission Factor
Miramar Energy Facility | 56232_G_2 | 56232 | G | 2 | 90490 | Combustion Turbine | WEC_SDGE | California | San Diego | 47 | 2009 | 9999 |  |  |  | 0.04322 | Default Emission Factor
EG178 Facility | 56233_G_CT02 | 56233 | G | CT02 |  | Combined Cycle | ERC_WEST | Texas | Scurry | 42 | 2005 | 9999 |  |  |  | 0.01609 | Default Emission Factor
EG178 Facility | 56233_G_CTG1 | 56233 | G | CTG1 |  | Combined Cycle | ERC_WEST | Texas | Scurry | 42 | 2005 | 9999 |  |  |  | 0.01609 | Default Emission Factor
EG178 Facility | 56233_G_STG | 56233 | G | STG |  | Combined Cycle | ERC_WEST | Texas | Scurry | 16 | 2005 | 9999 |  |  |  | 0.01609 | Default Emission Factor
Caithness Long Island Energy Center | 56234_G_CT01 | 56234 | G | CT01 | 89547 | Combined Cycle | NY_Z_K | New York | Suffolk | 179.9 | 2009 | 9999 | 2019 | 15.1235 | 1313723 | 0.01384 | NEI 2019
Caithness Long Island Energy Center | 56234_G_ST01 | 56234 | G | ST01 | 89547 | Combined Cycle | NY_Z_K | New York | Suffolk | 137 | 2009 | 9999 |  |  |  | 0.01384 | NEI 2019
Lake Side Power Plant | 56237_G_CT01 | 56237 | G | CT01 | 89557 | Combined Cycle | WECC_UT | Utah | Utah | 169 | 2007 | 9999 | 2017 | 4.949 | 421016 | 0.01551 | NEI 2019
Lake Side Power Plant | 56237_G_CT02 | 56237 | G | CT02 | 89558 | Combined Cycle | WECC_UT | Utah | Utah | 169 | 2007 | 9999 | 2017 | 4.7749 | 407051 | 0.01551 | NEI 2019
Lake Side Power Plant | 56237_G_CT21 | 56237 | G | CT21 | 90915 | Combined Cycle | WECC_UT | Utah | Utah | 178 | 2014 | 9999 | 2019 | 8.1521 | 882817 | 0.014 | NEI 2019
Lake Side Power Plant | 56237_G_CT22 | 56237 | G | CT22 | 90916 | Combined Cycle | WECC_UT | Utah | Utah | 178 | 2014 | 9999 | 2017 | 8.0576 | 656274 | 0.014 | NEI 2019
Lake Side Power Plant | 56237_G_ST01 | 56237 | G | ST01 | 89557 | Combined Cycle | WECC_UT | Utah | Utah | 209 | 2007 | 9999 | 2017 | 0.15389 | 445986 | 0.01551 | NEI 2019
Lake Side Power Plant | 56237_G_ST2 | 56237 | G | ST2 | 90915 | Combined Cycle | WECC_UT | Utah | Utah | 273 | 2014 | 9999 |  |  |  | 0.014 | NEI 2019
Groton Generating Station | 56238_G_GT01 | 56238 | G | GT01 | 89548 | Combustion Turbine | SPP_WAUE | South Dakota | Brown | 82.1 | 2006 | 9999 | 2019 | 0.21 | 61692.2857 | 0.00681 | NEI 2019
Groton Generating Station | 56238_G_GT02 | 56238 | G | GT02 | 89754 | Combustion Turbine | SPP_WAUE | South Dakota | Brown | 76.8 | 2008 | 9999 |  |  |  | 0.04322 | Default Emission Factor
Malaga Power LLC | 56239_G_GT-1 | 56239 | G | GT-1 | 89579 | Combustion Turbine | WEC_CALN | California | Fresno | 48 | 2005 | 9999 | 2019 | 0.0226 | 8161.67 | 0.00554 | NEI 2019
Malaga Power LLC | 56239_G_GT-2 | 56239 | G | GT-2 | 89580 | Combustion Turbine | WEC_CALN | California | Fresno | 48 | 2005 | 9999 | 2017 | 0.0248 | 10247.5 | 0.00484 | NEI 2019
Cannon Falls Energy Center | 56241_G_UNT1 | 56241 | G | UNT1 | 89752 | Combustion Turbine | MIS_MNWI | Minnesota | Goodhue | 158 | 2008 | 9999 | 2017 | 0.30545 | 21987 | 0.02779 | NEI 2019
Cannon Falls Energy Center | 56241_G_UNT2 | 56241 | G | UNT2 | 89753 | Combustion Turbine | MIS_MNWI | Minnesota | Goodhue | 158 | 2008 | 9999 | 2017 | 0.3308 | 21987 | 0.03009 | NEI 2019
Kindred School | 56242_G_1 | 56242 | G | 1 |  | Combustion Turbine | MIS_MAPP | North Dakota | Cass | 2 | 2001 | 9999 |  |  |  | 1.9821 | Default Emission Factor
State Auto Insurance | 56244_G_1 | 56244 | G | 1 |  | Combustion Turbine | MIS_MAPP | South Dakota | Grant | 1.7 | 2001 | 9999 |  |  |  | 1.9821 | Default Emission Factor
Stevens Community Medical Center | 56245_G_1 | 56245 | G | 1 |  | Combustion Turbine | MIS_MNWI | Minnesota | Stevens | 1 | 2004 | 9999 |  |  |  | 1.9821 | Default Emission Factor
West Group Data Center F | 56247_G_1 | 56247 | G | 1 |  | Combustion Turbine | MIS_MNWI | Minnesota | Dakota | 0.6 | 2004 | 9999 |  |  |  | 1.9821 | Default Emission Factor
West Group Data Center F | 56247_G_2 | 56247 | G | 2 |  | Combustion Turbine | MIS_MNWI | Minnesota | Dakota | 0.6 | 2004 | 9999 |  |  |  | 1.9821 | Default Emission Factor
West Group Data Center F | 56247_G_3 | 56247 | G | 3 |  | Combustion Turbine | MIS_MNWI | Minnesota | Dakota | 0.6 | 2004 | 9999 |  |  |  | 1.9821 | Default Emission Factor
West Group Data Center F | 56247_G_4 | 56247 | G | 4 |  | Combustion Turbine | MIS_MNWI | Minnesota | Dakota | 0.6 | 2004 | 9999 |  |  |  | 1.9821 | Default Emission Factor
Shell Chemical | 56248_G_101G | 56248 | G | 101G |  | Combustion Turbine | MIS_LA | Louisiana | Ascension | 34.5 | 2002 | 9999 | 2019 | 6.8477 | 293822 | 0.04661 | NEI 2019
Shell Chemical | 56248_G_201G | 56248 | G | 201G |  | Combustion Turbine | MIS_LA | Louisiana | Ascension | 34.5 | 2002 | 9999 | 2019 | 7.9378 | 293822 | 0.05403 | NEI 2019
Anson County Generation Facility | 56249_G_1 | 56249 | G | 1 | 89583 | Combustion Turbine | S_VACA | North Carolina | Anson | 56.5 | 2007 | 9999 |  |  |  | 0.13583 | NEI 2019
Anson County Generation Facility | 56249_G_2 | 56249 | G | 2 | 89585 | Combustion Turbine | S_VACA | North Carolina | Anson | 56.5 | 2007 | 9999 |  |  |  | 0.13583 | NEI 2019
Anson County Generation Facility | 56249_G_3 | 56249 | G | 3 | 89587 | Combustion Turbine | S_VACA | North Carolina | Anson | 56.5 | 2007 | 9999 |  |  |  | 0.13583 | NEI 2019
Anson County Generation Facility | 56249_G_4 | 56249 | G | 4 | 89589 | Combustion Turbine | S_VACA | North Carolina | Anson | 56.5 | 2007 | 9999 |  |  |  | 0.13583 | NEI 2019
Anson County Generation Facility | 56249_G_5 | 56249 | G | 5 | 89591 | Combustion Turbine | S_VACA | North Carolina | Anson | 56.5 | 2007 | 9999 |  |  |  | 0.13583 | NEI 2019
Anson County Generation Facility | 56249_G_6 | 56249 | G | 6 | 89593 | Combustion Turbine | S_VACA | North Carolina | Anson | 56.5 | 2007 | 9999 | 2019 | 6.92 | 101890.998 | 0.13583 | NEI 2019
Ontario LFGTE | 56250_G_GEN1 | 56250 | G | GEN1 |  | Landfill Gas | NY_Z_C&E | New York | Ontario | 0.8 | 2003 | 9999 |  |  |  | 1.5652 | Default Emission Factor
Ontario LFGTE | 56250_G_GEN10 | 56250 | G | GEN10 |  | Landfill Gas | NY_Z_C&E | New York | Ontario | 1.6 | 2013 | 9999 |  |  |  | 1.5652 | Default Emission Factor
Ontario LFGTE | 56250_G_GEN11 | 56250 | G | GEN11 |  | Landfill Gas | NY_Z_C&E | New York | Ontario | 1.6 | 2013 | 9999 |  |  |  | 1.5652 | Default Emission Factor
Ontario LFGTE | 56250_G_GEN2 | 56250 | G | GEN2 |  | Landfill Gas | NY_Z_C&E | New York | Ontario | 0.8 | 2003 | 9999 |  |  |  | 1.5652 | Default Emission Factor
Ontario LFGTE | 56250_G_GEN3 | 56250 | G | GEN3 |  | Landfill Gas | NY_Z_C&E | New York | Ontario | 0.8 | 2003 | 9999 |  |  |  | 1.5652 | Default Emission Factor
Ontario LFGTE | 56250_G_GEN4 | 56250 | G | GEN4 |  | Landfill Gas | NY_Z_C&E | New York | Ontario | 0.8 | 2003 | 9999 |  |  |  | 1.5652 | Default Emission Factor
Ontario LFGTE | 56250_G_GEN5 | 56250 | G | GEN5 |  | Landfill Gas | NY_Z_C&E | New York | Ontario | 0.8 | 2005 | 9999 |  |  |  | 1.5652 | Default Emission Factor
Ontario LFGTE | 56250_G_GEN6 | 56250 | G | GEN6 |  | Landfill Gas | NY_Z_C&E | New York | Ontario | 0.8 | 2005 | 9999 |  |  |  | 1.5652 | Default Emission Factor
Ontario LFGTE | 56250_G_GEN7 | 56250 | G | GEN7 |  | Landfill Gas | NY_Z_C&E | New York | Ontario | 0.8 | 2005 | 9999 |  |  |  | 1.5652 | Default Emission Factor
Ontario LFGTE | 56250_G_GEN8 | 56250 | G | GEN8 |  | Landfill Gas | NY_Z_C&E | New York | Ontario | 0.8 | 2010 | 9999 |  |  |  | 1.5652 | Default Emission Factor
Ontario LFGTE | 56250_G_GEN9 | 56250 | G | GEN9 |  | Landfill Gas | NY_Z_C&E | New York | Ontario | 1.6 | 2013 | 9999 |  |  |  | 1.5652 | Default Emission Factor
Millcreek Power Generation | 56253_G_MC1 | 56253 | G | MC1 | 89566 | Combustion Turbine | WECC_UT | Utah | Washington | 36.8 | 2006 | 9999 | 2017 | 0.55075 | 48398 | 0.02276 | NEI 2019
Millcreek Power Generation | 56253_G_MC2 | 56253 | G | MC2 | 90575 | Combustion Turbine | WECC_UT | Utah | Washington | 36.8 | 2010 | 9999 | 2019 | 1.7532 | 39203 | 0.08944 | NEI 2019
Empire Generating Co LLC | 56259_G_CT11 | 56259 | G | CT11 | 89574 | Combined Cycle | NY_Z_F | New York | Rensselaer | 155 | 2010 | 9999 | 2019 | 0.8302 | 2463914 | 0.00067 | NEI 2019
Empire Generating Co LLC | 56259_G_CT12 | 56259 | G | CT12 | 89575 | Combined Cycle | NY_Z_F | New York | Rensselaer | 155 | 2010 | 9999 |  |  |  | 0.00067 | NEI 2019
Empire Generating Co LLC | 56259_G_ST13 | 56259 | G | ST13 | 89574 | Combined Cycle | NY_Z_F | New York | Rensselaer | 270 | 2010 | 9999 |  |  |  | 0.00067 | NEI 2019
High Point, Pump Station Rd | 56260_G_Unit1 | 56260 | G | Unit1 |  | Combustion Turbine | S_VACA | North Carolina | Guilford | 1.8 | 2005 | 9999 |  |  |  | 1.9821 | Default Emission Factor
High Point, Pump Station Rd | 56260_G_Unit2 | 56260 | G | Unit2 |  | Combustion Turbine | S_VACA | North Carolina | Guilford | 1.8 | 2005 | 9999 |  |  |  | 1.9821 | Default Emission Factor
Lexington | 56261_G_Unit1 | 56261 | G | Unit1 |  | Combustion Turbine | S_VACA | North Carolina | Davidson | 1.8 | 2005 | 9999 |  |  |  | 1.9821 | Default Emission Factor
Lexington | 56261_G_Unit2 | 56261 | G | Unit2 |  | Combustion Turbine | S_VACA | North Carolina | Davidson | 1.8 | 2005 | 9999 |  |  |  | 1.9821 | Default Emission Factor
Gastonia, Tulip Drive | 56262_G_DG3 | 56262 | G | DG3 |  | Combustion Turbine | S_VACA | North Carolina | Gaston | 1.8 | 2005 | 9999 |  |  |  | 1.9821 | Default Emission Factor
Gastonia, Tulip Drive | 56262_G_Unit1 | 56262 | G | Unit1 |  | Combustion Turbine | S_VACA | North Carolina | Gaston | 1.8 | 2005 | 9999 |  |  |  | 1.9821 | Default Emission Factor
Gastonia, Tulip Drive | 56262_G_Unit2 | 56262 | G | Unit2 |  | Combustion Turbine | S_VACA | North Carolina | Gaston | 1.8 | 2005 | 9999 |  |  |  | 1.9821 | Default Emission Factor
Albemarle Prime Power Park | 56263_G_Unit1 | 56263 | G | Unit1 |  | Combustion Turbine | S_VACA | North Carolina | Stanly | 1.8 | 2006 | 9999 |  |  |  | 1.9821 | Default Emission Factor
Albemarle Prime Power Park | 56263_G_Unit2 | 56263 | G | Unit2 |  | Combustion Turbine | S_VACA | North Carolina | Stanly | 1.8 | 2006 | 9999 |  |  |  | 1.9821 | Default Emission Factor
IBM West | 56269_G_1 | 56269 | G | 1 |  | Combustion Turbine | MIS_MNWI | Minnesota | Olmsted | 1.8 | 2005 | 9999 |  |  |  | 1.9821 | Default Emission Factor
IBM West | 56269_G_2 | 56269 | G | 2 |  | Combustion Turbine | MIS_MNWI | Minnesota | Olmsted | 1.8 | 2005 | 9999 |  |  |  | 1.9821 | Default Emission Factor
Valley Queen Cheese | 56274_G_1 | 56274 | G | 1 |  | Combustion Turbine | MIS_MAPP | South Dakota | Grant | 0.5 | 2002 | 9999 |  |  |  | 1.9821 | Default Emission Factor
Valley Queen Cheese | 56274_G_2 | 56274 | G | 2 |  | Combustion Turbine | MIS_MAPP | South Dakota | Grant | 0.5 | 2002 | 9999 |  |  |  | 1.9821 | Default Emission Factor
Valley Queen Cheese | 56274_G_3 | 56274 | G | 3 |  | Combustion Turbine | MIS_MAPP | South Dakota | Grant | 0.5 | 2004 | 9999 |  |  |  | 1.9821 | Default Emission Factor
Bavarian LFGTE | 56277_G_1 | 56277 | G | 1 |  | Landfill Gas | PJM_West | Kentucky | Boone | 0.8 | 2003 | 9999 |  |  |  | 1.5652 | Default Emission Factor
Bavarian LFGTE | 56277_G_2 | 56277 | G | 2 |  | Landfill Gas | PJM_West | Kentucky | Boone | 0.8 | 2003 | 9999 |  |  |  | 1.5652 | Default Emission Factor
Bavarian LFGTE | 56277_G_3 | 56277 | G | 3 |  | Landfill Gas | PJM_West | Kentucky | Boone | 0.8 | 2003 | 9999 |  |  |  | 1.5652 | Default Emission Factor
Bavarian LFGTE | 56277_G_4 | 56277 | G | 4 |  | Landfill Gas | PJM_West | Kentucky | Boone | 0.8 | 2003 | 9999 |  |  |  | 1.5652 | Default Emission Factor
Bavarian LFGTE | 56277_G_5 | 56277 | G | 5 |  | Landfill Gas | PJM_West | Kentucky | Boone | 1.5 | 2016 | 9999 |  |  |  | 1.5652 | Default Emission Factor
Green Valley LFGTE | 56278_G_1 | 56278 | G | 1 |  | Landfill Gas | PJM_West | Kentucky | Greenup | 0.8 | 2003 | 9999 |  |  |  | 1.5652 | Default Emission Factor
Green Valley LFGTE | 56278_G_2 | 56278 | G | 2 |  | Landfill Gas | PJM_West | Kentucky | Greenup | 0.8 | 2003 | 9999 |  |  |  | 1.5652 | Default Emission Factor
Green Valley LFGTE | 56278_G_3 | 56278 | G | 3 |  | Landfill Gas | PJM_West | Kentucky | Greenup | 0.8 | 2003 | 9999 |  |  |  | 1.5652 | Default Emission Factor
Laurel Ridge LFGTE | 56279_G_1 | 56279 | G | 1 |  | Landfill Gas | PJM_West | Kentucky | Laurel | 0.8 | 2003 | 9999 |  |  |  | 1.5652 | Default Emission Factor
Laurel Ridge LFGTE | 56279_G_2 | 56279 | G | 2 |  | Landfill Gas | PJM_West | Kentucky | Laurel | 0.8 | 2003 | 9999 |  |  |  | 1.5652 | Default Emission Factor
Laurel Ridge LFGTE | 56279_G_3 | 56279 | G | 3 |  | Landfill Gas | PJM_West | Kentucky | Laurel | 0.8 | 2003 | 9999 |  |  |  | 1.5652 | Default Emission Factor
Laurel Ridge LFGTE | 56279_G_4 | 56279 | G | 4 |  | Landfill Gas | PJM_West | Kentucky | Laurel | 0.8 | 2003 | 9999 |  |  |  | 1.5652 | Default Emission Factor
Laurel Ridge LFGTE | 56279_G_5 | 56279 | G | 5 |  | Landfill Gas | PJM_West | Kentucky | Laurel | 0.8 | 2006 | 9999 |  |  |  | 1.5652 | Default Emission Factor
Hardin County LFGTE | 56280_G_1 | 56280 | G | 1 |  | Landfill Gas | PJM_West | Kentucky | Hardin | 0.8 | 2006 | 9999 |  |  |  | 1.5652 | Default Emission Factor
Hardin County LFGTE | 56280_G_2 | 56280 | G | 2 |  | Landfill Gas | PJM_West | Kentucky | Hardin | 0.8 | 2006 | 9999 |  |  |  | 1.5652 | Default Emission Factor
Hardin County LFGTE | 56280_G_3 | 56280 | G | 3 |  | Landfill Gas | PJM_West | Kentucky | Hardin | 0.8 | 2006 | 9999 |  |  |  | 1.5652 | Default Emission Factor
Hargis-Hebert Electric Generating | 56283_G_U-1 | 56283 | G | U-1 | 89602 | Combustion Turbine | MIS_LA | Louisiana | Lafayette | 47 | 2006 | 9999 | 2019 | 0.1759 | 10834 | 0.03247 | NEI 2019
Hargis-Hebert Electric Generating | 56283_G_U-2 | 56283 | G | U-2 | 89603 | Combustion Turbine | MIS_LA | Louisiana | Lafayette | 47 | 2006 | 9999 | 2019 | 0.1338 | 10834 | 0.0247 | NEI 2019
Salem Water Plant | 56288_G_1 | 56288 | G | 1 |  | Combustion Turbine | PJM_West | Virginia | Salem City | 2 | 2003 | 9999 |  |  |  | 1.9821 | Default Emission Factor
Salem Street Dept | 56289_G_1 | 56289 | G | 1 |  | Combustion Turbine | PJM_West | Virginia | Salem City | 2 | 2005 | 9999 |  |  |  | 1.9821 | Default Emission Factor
Hamlet Generating Facility | 56292_G_ES1 | 56292 | G | ES1 | 89611 | Combustion Turbine | S_VACA | North Carolina | Richmond | 56.5 | 2007 | 9999 |  |  |  | 0.16147 | NEI 2019
Hamlet Generating Facility | 56292_G_ES2 | 56292 | G | ES2 | 89613 | Combustion Turbine | S_VACA | North Carolina | Richmond | 56.5 | 2007 | 9999 |  |  |  | 0.16147 | NEI 2019
Hamlet Generating Facility | 56292_G_ES3 | 56292 | G | ES3 | 89615 | Combustion Turbine | S_VACA | North Carolina | Richmond | 56.5 | 2007 | 9999 |  |  |  | 0.16147 | NEI 2019
Hamlet Generating Facility | 56292_G_ES4 | 56292 | G | ES4 | 89617 | Combustion Turbine | S_VACA | North Carolina | Richmond | 56.5 | 2007 | 9999 |  |  |  | 0.16147 | NEI 2019
Hamlet Generating Facility | 56292_G_ES5 | 56292 | G | ES5 | 89619 | Combustion Turbine | S_VACA | North Carolina | Richmond | 56.5 | 2007 | 9999 | 2019 | 6.04 | 74810.8333 | 0.16147 | NEI 2019
Hamlet Generating Facility | 56292_G_ES6 | 56292 | G | ES6 | 90839 | Combustion Turbine | S_VACA | North Carolina | Richmond | 56.5 | 2013 | 9999 | 2019 | 0.32 | 14962.1667 | 0.04278 | NEI 2019
Roseville Energy Park | 56298_G_0001 | 56298 | G | 0001 | 89721 | Combined Cycle | WEC_BANC | California | Placer | 38 | 2007 | 9999 | 2017 | 0.16 | 13890 | 0.00281 | NEI 2019
Roseville Energy Park | 56298_G_0002 | 56298 | G | 0002 | 89722 | Combined Cycle | WEC_BANC | California | Placer | 38 | 2007 | 9999 | 2019 | 0.14 | 92554 | 0.00281 | NEI 2019
Roseville Energy Park | 56298_G_0003 | 56298 | G | 0003 | 89722 | Combined Cycle | WEC_BANC | California | Placer | 75 | 2007 | 9999 |  |  |  | 0.00281 | NEI 2019
Trigen St. Louis | 56309_G_CT-1 | 56309 | G | CT-1 |  | Combined Cycle | MIS_MO | Missouri | St Louis | 5 | 1999 | 9999 |  |  |  | 0.01609 | Default Emission Factor
Trigen St. Louis | 56309_G_CT-2 | 56309 | G | CT-2 |  | Combined Cycle | MIS_MO | Missouri | St Louis | 5 | 1999 | 9999 |  |  |  | 0.01609 | Default Emission Factor
Trigen St. Louis | 56309_G_IC-1 | 56309 | G | IC-1 |  | Combustion Turbine | MIS_MO | Missouri | St Louis | 1 | 1999 | 9999 |  |  |  | 1.9821 | Default Emission Factor
Trigen St. Louis | 56309_G_ST-3 | 56309 | G | ST-3 |  | Combined Cycle | MIS_MO | Missouri | St Louis | 18 | 2000 | 9999 |  |  |  | 0.01609 | Default Emission Factor
Modern Innovative Energy LLC | 56323_G_GEN1 | 56323 | G | GEN1 |  | Landfill Gas | NY_Z_A | New York | Niagara | 1.6 | 2006 | 9999 |  |  |  | 1.5652 | Default Emission Factor
Modern Innovative Energy LLC | 56323_G_GEN2 | 56323 | G | GEN2 |  | Landfill Gas | NY_Z_A | New York | Niagara | 1.6 | 2006 | 9999 |  |  |  | 1.5652 | Default Emission Factor
Modern Innovative Energy LLC | 56323_G_GEN3 | 56323 | G | GEN3 |  | Landfill Gas | NY_Z_A | New York | Niagara | 1.6 | 2006 | 9999 |  |  |  | 1.5652 | Default Emission Factor
Modern Innovative Energy LLC | 56323_G_GEN4 | 56323 | G | GEN4 |  | Landfill Gas | NY_Z_A | New York | Niagara | 1.6 | 2006 | 9999 |  |  |  | 1.5652 | Default Emission Factor
Colonie LFGTE Facility | 56324_G_GEN1 | 56324 | G | GEN1 |  | Landfill Gas | NY_Z_F | New York | Albany | 1.6 | 2006 | 9999 | 2018 | 2.9275 | 8631 | 0.67837 | New York Emission Inventory
Colonie LFGTE Facility | 56324_G_GEN2 | 56324 | G | GEN2 |  | Landfill Gas | NY_Z_F | New York | Albany | 1.6 | 2006 | 9999 | 2018 | 2.9275 | 8631 | 0.67837 | New York Emission Inventory
Colonie LFGTE Facility | 56324_G_GEN3 | 56324 | G | GEN3 |  | Landfill Gas | NY_Z_F | New York | Albany | 1.6 | 2006 | 9999 | 2018 | 2.9275 | 8631 | 0.67837 | New York Emission Inventory
Colonie LFGTE Facility | 56324_G_GEN4 | 56324 | G | GEN4 |  | Landfill Gas | NY_Z_F | New York | Albany | 1.6 | 2016 | 9999 |  |  |  | 1.5652 | Default Emission Factor
Mustang Station Unit 4 | 56326_G_GEN1 | 56326 | G | GEN1 | 89654 | Combustion Turbine | SPP_SPS | Texas | Yoakum | 153 | 2006 | 9999 | 2019 | 8.1826 | 582010.6753 | 0.02812 | NEI 2019
Mustang Station Unit 4 | 56326_G_GEN2 | 56326 | G | GEN2 | 89751 | Combustion Turbine | SPP_SPS | Texas | Yoakum | 153 | 2007 | 9999 | 2019 | 8.5174 | 582010.6753 | 0.02927 | NEI 2019
Mustang Station Unit 4 | 56326_G_GEN3 | 56326 | G | GEN3 | 90776 | Combustion Turbine | SPP_SPS | Texas | Yoakum | 156 | 2013 | 9999 | 2019 | 3.9211 | 593422.6494 | 0.01322 | NEI 2019
Pendleton County LFGTE | 56327_G_1 | 56327 | G | 1 |  | Landfill Gas | PJM_West | Kentucky | Pendleton | 0.8 | 2007 | 9999 |  |  |  | 1.5652 | Default Emission Factor
Pendleton County LFGTE | 56327_G_2 | 56327 | G | 2 |  | Landfill Gas | PJM_West | Kentucky | Pendleton | 0.8 | 2007 | 9999 |  |  |  | 1.5652 | Default Emission Factor
Pendleton County LFGTE | 56327_G_3 | 56327 | G | 3 |  | Landfill Gas | PJM_West | Kentucky | Pendleton | 0.8 | 2007 | 9999 |  |  |  | 1.5652 | Default Emission Factor
Pendleton County LFGTE | 56327_G_4 | 56327 | G | 4 |  | Landfill Gas | PJM_West | Kentucky | Pendleton | 0.8 | 2007 | 9999 |  |  |  | 1.5652 | Default Emission Factor
Harry D Mattison Gas Plant | 56328_G_1 | 56328 | G | 1 | 89740 | Combustion Turbine | SPP_WEST | Arkansas | Washington | 75 | 2007 | 9999 | 2019 | 0.09105 | 39792.0918 | 0.00458 | NEI 2019
Harry D Mattison Gas Plant | 56328_G_2 | 56328 | G | 2 | 89741 | Combustion Turbine | SPP_WEST | Arkansas | Washington | 75 | 2007 | 9999 | 2017 | 0.11019 | 11043.1122 | 0.01996 | NEI 2019
Harry D Mattison Gas Plant | 56328_G_3 | 56328 | G | 3 | 91249 | Combustion Turbine | SPP_WEST | Arkansas | Washington | 72 | 2007 | 9999 | 2017 | 0.17286 | 10601.3878 | 0.03261 | NEI 2019
Harry D Mattison Gas Plant | 56328_G_4 | 56328 | G | 4 | 91250 | Combustion Turbine | SPP_WEST | Arkansas | Washington | 72 | 2007 | 9999 | 2017 | 0.30459 | 10601.3878 | 0.05746 | NEI 2019
Albemarle Hospital Unit | 56339_G_1 | 56339 | G | 1 |  | Combustion Turbine | S_VACA | North Carolina | Stanly | 1.8 | 2006 | 9999 |  |  |  | 1.9821 | Default Emission Factor
Cherryville City Hall | 56340_G_1 | 56340 | G | 1 |  | Combustion Turbine | S_VACA | North Carolina | Gaston | 1.8 | 2006 | 9999 |  |  |  | 1.9821 | Default Emission Factor
Lincolnton High School | 56341_G_1 | 56341 | G | 1 |  | Combustion Turbine | S_VACA | North Carolina | Lincoln | 1.8 | 2006 | 9999 |  |  |  | 1.9821 | Default Emission Factor
Maiden Community Center | 56342_G_1 | 56342 | G | 1 |  | Combustion Turbine | S_VACA | North Carolina | Catawba | 1.8 | 2006 | 9999 |  |  |  | 1.9821 | Default Emission Factor
Monroe Middle School | 56343_G_1 | 56343 | G | 1 |  | Combustion Turbine | S_VACA | North Carolina | Union | 1.8 | 2006 | 9999 |  |  |  | 1.9821 | Default Emission Factor
Morganton Station 5 | 56344_G_1 | 56344 | G | 1 |  | Combustion Turbine | S_VACA | North Carolina | Burke | 1.8 | 2006 | 9999 |  |  |  | 1.9821 | Default Emission Factor
Pineville Delivery 2 | 56345_G_1 | 56345 | G | 1 |  | Combustion Turbine | S_VACA | North Carolina | Mecklenburg | 1.8 | 2006 | 9999 |  |  |  | 1.9821 | Default Emission Factor
Bear Valley Power Plant | 56346_G_ICE1 | 56346 | G | ICE1 |  | Combustion Turbine | WECC_SCE | California | San Bernardino | 1.2 | 2005 | 9999 |  |  |  | 1.1533 | Default Emission Factor
Bear Valley Power Plant | 56346_G_ICE2 | 56346 | G | ICE2 |  | Combustion Turbine | WECC_SCE | California | San Bernardino | 1.2 | 2005 | 9999 |  |  |  | 1.1533 | Default Emission Factor
Bear Valley Power Plant | 56346_G_ICE3 | 56346 | G | ICE3 |  | Combustion Turbine | WECC_SCE | California | San Bernardino | 1.2 | 2005 | 9999 |  |  |  | 1.1533 | Default Emission Factor
Bear Valley Power Plant | 56346_G_ICE4 | 56346 | G | ICE4 |  | Combustion Turbine | WECC_SCE | California | San Bernardino | 1.2 | 2005 | 9999 |  |  |  | 1.1533 | Default Emission Factor
Bear Valley Power Plant | 56346_G_ICE5 | 56346 | G | ICE5 |  | Combustion Turbine | WECC_SCE | California | San Bernardino | 1.2 | 2005 | 9999 |  |  |  | 1.1533 | Default Emission Factor
Bear Valley Power Plant | 56346_G_ICE6 | 56346 | G | ICE6 |  | Combustion Turbine | WECC_SCE | California | San Bernardino | 1.2 | 2005 | 9999 |  |  |  | 1.1533 | Default Emission Factor
Bear Valley Power Plant | 56346_G_ICE7 | 56346 | G | ICE7 |  | Combustion Turbine | WECC_SCE | California | San Bernardino | 1.2 | 2005 | 9999 |  |  |  | 1.1533 | Default Emission Factor
Laverne Diesel Generating Plant | 56348_G_1 | 56348 | G | 1 |  | Combustion Turbine | SPP_WEST | Oklahoma | Harper | 2 | 2006 | 9999 | 2018 | 0.0695 | 14.5 | 9.5862 | Oklahoma Annual Point Source Emissions
Laverne Diesel Generating Plant | 56348_G_2 | 56348 | G | 2 |  | Combustion Turbine | SPP_WEST | Oklahoma | Harper | 2 | 2006 | 9999 | 2018 | 0.0695 | 14.5 | 9.5862 | Oklahoma Annual Point Source Emissions
Quail Run Energy Center | 56349_G_CT1A | 56349 | G | CT1A | 89698 | Combined Cycle | ERC_WEST | Texas | Ector | 70 | 2007 | 9999 | 2019 | 2.9777 | 336140 | 0.01145 | NEI 2019
Quail Run Energy Center | 56349_G_CT1B | 56349 | G | CT1B | 89699 | Combined Cycle | ERC_WEST | Texas | Ector | 70 | 2007 | 9999 | 2019 | 3.0183 | 319515 | 0.01145 | NEI 2019
Quail Run Energy Center | 56349_G_CT2A | 56349 | G | CT2A | 91262 | Combined Cycle | ERC_WEST | Texas | Ector | 68 | 2002 | 9999 | 2019 | 0.5229 | 368818 | 0.00175 | NEI 2019
Quail Run Energy Center | 56349_G_CT2B | 56349 | G | CT2B | 91263 | Combined Cycle | ERC_WEST | Texas | Ector | 68 | 2002 | 9999 | 2019 | 0.489 | 346523 | 0.00175 | NEI 2019
Quail Run Energy Center | 56349_G_ST1 | 56349 | G | ST1 | 89698 | Combined Cycle | ERC_WEST | Texas | Ector | 98.1 | 2007 | 9999 |  |  |  | 0.01145 | NEI 2019
Quail Run Energy Center | 56349_G_ST2 | 56349 | G | ST2 | 91262 | Combined Cycle | ERC_WEST | Texas | Ector | 98.1 | 2008 | 9999 |  |  |  | 0.00175 | NEI 2019
Colorado Bend Energy Center | 56350_G_CT1A | 56350 | G | CT1A | 91260 | Combined Cycle | ERC_REST | Texas | Wharton | 70 | 2002 | 9999 | 2019 | 4.0182 | 257805 | 0.01935 | NEI 2019
Colorado Bend Energy Center | 56350_G_CT1B | 56350 | G | CT1B | 91261 | Combined Cycle | ERC_REST | Texas | Wharton | 62 | 2002 | 9999 | 2019 | 3.8868 | 227499 | 0.01935 | NEI 2019
Colorado Bend Energy Center | 56350_G_CT2A | 56350 | G | CT2A | 91264 | Combined Cycle | ERC_REST | Texas | Wharton | 69 | 2002 | 9999 | 2019 | 6.5963 | 401062 | 0.02138 | NEI 2019
Colorado Bend Energy Center | 56350_G_CT2B | 56350 | G | CT2B | 91265 | Combined Cycle | ERC_REST | Texas | Wharton | 63 | 2002 | 9999 | 2019 | 7.2349 | 356790 | 0.02138 | NEI 2019
Colorado Bend Energy Center | 56350_G_ST1 | 56350 | G | ST1 | 91260 | Combined Cycle | ERC_REST | Texas | Wharton | 101 | 2007 | 9999 |  |  |  | 0.01935 | NEI 2019
Colorado Bend Energy Center | 56350_G_ST2 | 56350 | G | ST2 | 91264 | Combined Cycle | ERC_REST | Texas | Wharton | 103 | 2008 | 9999 |  |  |  | 0.02138 | NEI 2019
Clearwater Power Plant | 56356_G_CT1 | 56356 | G | CT1 |  | Combined Cycle | WECC_SCE | California | Riverside | 21 | 2005 | 9999 | 2018 | 0.14524 | 11465 | 0.02594 | California Air Resources Board
Clearwater Power Plant | 56356_G_ST1 | 56356 | G | ST1 |  | Combined Cycle | WECC_SCE | California | Riverside | 7 | 2005 | 9999 | 2018 | 0.048414 | 3467 | 0.02594 | California Air Resources Board
Danville New Design Plant | 56363_G_GEN 1 | 56363 | G | GEN 1 |  | Combustion Turbine | PJM_Dom | Virginia | Danville City | 1.2 | 2005 | 9999 |  |  |  | 1.9821 | Default Emission Factor
Danville Kentuck Road Plant | 56364_G_GEN 1 | 56364 | G | GEN 1 |  | Combustion Turbine | PJM_Dom | Virginia | Pittsylvania | 1.2 | 2005 | 9999 |  |  |  | 1.9821 | Default Emission Factor
Electric Avenue Facility | 56367_G_1 | 56367 | G | 1 |  | Combustion Turbine | PJM_Dom | Virginia | Culpeper | 1.8 | 2004 | 9999 |  |  |  | 1.9821 | Default Emission Factor
Electric Avenue Facility | 56367_G_2 | 56367 | G | 2 |  | Combustion Turbine | PJM_Dom | Virginia | Culpeper | 1.8 | 2004 | 9999 |  |  |  | 1.9821 | Default Emission Factor
Electric Avenue Facility | 56367_G_3 | 56367 | G | 3 |  | Combustion Turbine | PJM_Dom | Virginia | Culpeper | 1.8 | 2004 | 9999 |  |  |  | 1.9821 | Default Emission Factor
Electric Avenue Facility | 56367_G_4 | 56367 | G | 4 |  | Combustion Turbine | PJM_Dom | Virginia | Culpeper | 1.5 | 1997 | 9999 |  |  |  | 1.9821 | Default Emission Factor
Water Treatment Plant Generators | 56368_G_WP1 | 56368 | G | WP1 |  | Combustion Turbine | PJM_Dom | Virginia | Prince William | 1.7 | 2007 | 9999 |  |  |  | 1.9821 | Default Emission Factor
Robert Mueller Energy Center | 56374_G_CT1 | 56374 | G | CT1 |  | Combustion Turbine | ERC_REST | Texas | Travis | 3.7 | 2006 | 9999 |  |  |  | 0.04322 | Default Emission Factor
Robert Mueller Energy Center | 56374_G_DG1 | 56374 | G | DG1 |  | Combustion Turbine | ERC_REST | Texas | Travis | 1.5 | 2006 | 9999 |  |  |  | 1.9821 | Default Emission Factor
Hunlock Unit 4 | 56397_G_4 | 56397 | G | 4 | 2176 | Combustion Turbine | PJM_WMAC | Pennsylvania | Luzerne | 45.9 | 2000 | 9999 | 2019 | 0.198 | 19446 | 0.02036 | NEI 2019
Stanton Energy Center | 564_G_B | 564 | G | B | 90549 | Combined Cycle | FRCC | Florida | Orange | 128 | 2010 | 9999 | 2019 | 8.06 | 1639575 | 0.00983 | NEI 2019
Stanton Energy Center | 564_G_B1 | 564 | G | B1 | 90549 | Combined Cycle | FRCC | Florida | Orange | 167 | 2010 | 9999 |  |  |  | 0.00983 | NEI 2019
Treasure Coast Energy Center | 56400_G_CT1 | 56400 | G | CT1 | 89720 | Combined Cycle | FRCC | Florida | St Lucie | 158.8 | 2008 | 9999 | 2019 | 13.7084 | 1787745 | 0.01534 | NEI 2019
Treasure Coast Energy Center | 56400_G_ST1 | 56400 | G | ST1 | 89720 | Combined Cycle | FRCC | Florida | St Lucie | 159.2 | 2008 | 9999 |  |  |  | 0.01534 | NEI 2019
Noble Hill Landfill | 56404_G_NHLC | 56404 | G | NHLC |  | Landfill Gas | SPP_N | Missouri | Greene | 3 | 2006 | 9999 |  |  |  | 1.5652 | Default Emission Factor
West County Energy Center | 56407_G_1A | 56407 | G | 1A | 89726 | Combined Cycle | FRCC | Florida | Palm Beach | 257.6 | 2009 | 9999 | 2017 | 2.5153 | 3876456 | 0.00358 | NEI 2019
West County Energy Center | 56407_G_1B | 56407 | G | 1B | 89727 | Combined Cycle | FRCC | Florida | Palm Beach | 257.6 | 2009 | 9999 | 2019 | 5.3383 | 1557251 | 0.00358 | NEI 2019
West County Energy Center | 56407_G_1C | 56407 | G | 1C | 89728 | Combined Cycle | FRCC | Florida | Palm Beach | 257.6 | 2009 | 9999 | 2017 | 4.6585 | 1368713 | 0.00358 | NEI 2019
West County Energy Center | 56407_G_1ST | 56407 | G | 1ST | 89726 | Combined Cycle | FRCC | Florida | Palm Beach | 486.2 | 2009 | 9999 |  |  |  | 0.00358 | NEI 2019
West County Energy Center | 56407_G_2A | 56407 | G | 2A | 89729 | Combined Cycle | FRCC | Florida | Palm Beach | 257.7 | 2009 | 9999 | 2019 | 8.402 | 3905141 | 0.00574 | NEI 2019
West County Energy Center | 56407_G_2B | 56407 | G | 2B | 89730 | Combined Cycle | FRCC | Florida | Palm Beach | 257.7 | 2009 | 9999 | 2019 | 9.3295 | 1551938 | 0.00574 | NEI 2019
West County Energy Center | 56407_G_2C | 56407 | G | 2C | 89731 | Combined Cycle | FRCC | Florida | Palm Beach | 257.7 | 2009 | 9999 | 2017 | 2.3032 | 1518672 | 0.00574 | NEI 2019
West County Energy Center | 56407_G_2ST | 56407 | G | 2ST | 89729 | Combined Cycle | FRCC | Florida | Palm Beach | 485.9 | 2009 | 9999 |  |  |  | 0.00574 | NEI 2019
West County Energy Center | 56407_G_3A | 56407 | G | 3A | 90654 | Combined Cycle | FRCC | Florida | Palm Beach | 257.7 | 2011 | 9999 | 2019 | 4.1079 | 4165760 | 0.00234 | NEI 2019
West County Energy Center | 56407_G_3B | 56407 | G | 3B | 90655 | Combined Cycle | FRCC | Florida | Palm Beach | 257.7 | 2011 | 9999 | 2019 | 4.017 | 1526379 | 0.00234 | NEI 2019
West County Energy Center | 56407_G_3C | 56407 | G | 3C | 90656 | Combined Cycle | FRCC | Florida | Palm Beach | 257.7 | 2011 | 9999 | 2019 | 0.4957 | 1686541 | 0.00234 | NEI 2019
West County Energy Center | 56407_G_3ST | 56407 | G | 3ST | 90654 | Combined Cycle | FRCC | Florida | Palm Beach | 485.9 | 2011 | 9999 |  |  |  | 0.00234 | NEI 2019
Beecher Gas Recovery | 56419_G_B1 | 56419 | G | B1 |  | Landfill Gas | PJM_COMD | Illinois | Will | 1.1 | 2006 | 9999 |  |  |  | 1.5652 | Default Emission Factor
Beecher Gas Recovery | 56419_G_B2 | 56419 | G | B2 |  | Landfill Gas | PJM_COMD | Illinois | Will | 1.1 | 2006 | 9999 |  |  |  | 1.5652 | Default Emission Factor
Beecher Gas Recovery | 56419_G_B3 | 56419 | G | B3 |  | Landfill Gas | PJM_COMD | Illinois | Will | 1.1 | 2008 | 9999 |  |  |  | 1.5652 | Default Emission Factor
Renick Run Pumping Station 03-04 | 56420_G_0003 | 56420 | G | 0003 |  | Combustion Turbine | PJM_West | Ohio | Franklin | 1.1 | 2006 | 9999 |  |  |  | 1.9821 | Default Emission Factor
Renick Run Pumping Station 03-04 | 56420_G_0004 | 56420 | G | 0004 |  | Combustion Turbine | PJM_West | Ohio | Franklin | 1.1 | 2006 | 9999 |  |  |  | 1.9821 | Default Emission Factor
PS ST-8 Engine No 1 | 56421_G_0005 | 56421 | G | 0005 |  | Combustion Turbine | PJM_West | Ohio | Franklin | 1.8 | 2008 | 9999 |  |  |  | 1.9821 | Default Emission Factor
ST-1/1A Engine No 1 | 56422_G_0006 | 56422 | G | 0006 |  | Combustion Turbine | PJM_West | Ohio | Franklin | 1.1 | 2008 | 9999 |  |  |  | 1.9821 | Default Emission Factor
Dodge Park Engine No 1 | 56423_G_0007 | 56423 | G | 0007 |  | Combustion Turbine | PJM_West | Ohio | Franklin | 1.8 | 2008 | 9999 |  |  |  | 1.9821 | Default Emission Factor
Ameresco Chicopee Energy | 56426_G_Unit1 | 56426 | G | Unit1 |  | Landfill Gas | NENGREST | Massachusetts | Hampden | 1.9 | 2004 | 9999 | 2019 | 6.78 | 10174.8701 | 1.3327 | NEI 2019
Ameresco Chicopee Energy | 56426_G_Unit2 | 56426 | G | Unit2 |  | Landfill Gas | NENGREST | Massachusetts | Hampden | 1.9 | 2004 | 9999 | 2019 | 6.43 | 10174.8701 | 1.2639 | NEI 2019
Ameresco Chicopee Energy | 56426_G_Unit3 | 56426 | G | Unit3 |  | Landfill Gas | NENGREST | Massachusetts | Hampden | 1.9 | 2004 | 9999 | 2019 | 4.86 | 10174.8701 | 0.9553 | NEI 2019
Ameresco Chicopee Energy | 56426_G_UNIT4 | 56426 | G | UNIT4 |  | Landfill Gas | NENGREST | Massachusetts | Hampden | 2 | 2010 | 9999 | 2019 | 9.37 | 10710.3896 | 1.7497 | NEI 2019
Ameresco Janesville | 56427_G_Unit1 | 56427 | G | Unit1 |  | Landfill Gas | MIS_WUMS | Wisconsin | Rock | 1 | 2004 | 9999 |  |  |  | 1.5652 | Default Emission Factor
Ameresco Janesville | 56427_G_Unit2 | 56427 | G | Unit2 |  | Landfill Gas | MIS_WUMS | Wisconsin | Rock | 1 | 2004 | 9999 |  |  |  | 1.5652 | Default Emission Factor
Ameresco Janesville | 56427_G_Unit3 | 56427 | G | Unit3 |  | Landfill Gas | MIS_WUMS | Wisconsin | Rock | 1 | 2004 | 9999 |  |  |  | 1.5652 | Default Emission Factor
Ameresco Santa Cruz Energy | 56428_G_Unit1 | 56428 | G | Unit1 |  | Landfill Gas | WEC_CALN | California | Santa Cruz | 1 | 2006 | 9999 | 2018 | 2.7413 | 6308.3333 | 0.86911 | California Air Resources Board
Ameresco Santa Cruz Energy | 56428_G_Unit2 | 56428 | G | Unit2 |  | Landfill Gas | WEC_CALN | California | Santa Cruz | 1 | 2006 | 9999 | 2018 | 2.7413 | 6308.3333 | 0.86911 | California Air Resources Board
Ameresco Santa Cruz Energy | 56428_G_Unit3 | 56428 | G | Unit3 |  | Landfill Gas | WEC_CALN | California | Santa Cruz | 1 | 2006 | 9999 | 2018 | 2.7413 | 6308.3333 | 0.86911 | California Air Resources Board
Ameresco Delaware South | 56429_G_1 | 56429 | G | 1 |  | Landfill Gas | PJM_EMAC | Delaware | Sussex | 1 | 2006 | 9999 | 2019 | 6.35 | 5771.2 | 2.2006 | NEI 2019
Ameresco Delaware South | 56429_G_2 | 56429 | G | 2 |  | Landfill Gas | PJM_EMAC | Delaware | Sussex | 1 | 2006 | 9999 | 2019 | 5.26 | 5771.2 | 1.8228 | NEI 2019
Ameresco Delaware South | 56429_G_3 | 56429 | G | 3 |  | Landfill Gas | PJM_EMAC | Delaware | Sussex | 1 | 2006 | 9999 | 2019 | 6.62 | 5771.2 | 2.2942 | NEI 2019
Ameresco Delaware South | 56429_G_4 | 56429 | G | 4 |  | Landfill Gas | PJM_EMAC | Delaware | Sussex | 1 | 2006 | 9999 | 2019 | 6.59 | 5771.2 | 2.2837 | NEI 2019
Ameresco Delaware South | 56429_G_5 | 56429 | G | 5 |  | Landfill Gas | PJM_EMAC | Delaware | Sussex | 1 | 2010 | 9999 | 2019 | 6.25 | 5771.2 | 2.1659 | NEI 2019
Ameresco Delaware Central | 56430_G_1C | 56430 | G | 1C |  | Landfill Gas | PJM_EMAC | Delaware | Kent | 1 | 2006 | 9999 | 2019 | 3.33 | 4544.2 | 1.4656 | NEI 2019
Ameresco Delaware Central | 56430_G_2C | 56430 | G | 2C |  | Landfill Gas | PJM_EMAC | Delaware | Kent | 1 | 2006 | 9999 | 2019 | 3.03 | 4544.2 | 1.3336 | NEI 2019
Ameresco Delaware Central | 56430_G_3C | 56430 | G | 3C |  | Landfill Gas | PJM_EMAC | Delaware | Kent | 1 | 2006 | 9999 | 2019 | 5.04 | 4544.2 | 2.2182 | NEI 2019
Ameresco Delaware Central | 56430_G_4C | 56430 | G | 4C |  | Landfill Gas | PJM_EMAC | Delaware | Kent | 1 | 2014 | 9999 | 2019 | 4.27 | 4544.2 | 1.8793 | NEI 2019
Ameresco Delaware Central | 56430_G_5C | 56430 | G | 5C |  | Landfill Gas | PJM_EMAC | Delaware | Kent | 1 | 2014 | 9999 | 2019 | 6.22 | 4544.2 | 2.7376 | NEI 2019
Spindle Hill Energy Center | 56445_G_GEN1 | 56445 | G | GEN1 | 89736 | Combustion Turbine | WECC_CO | Colorado | Weld | 135 | 2007 | 9999 | 2019 | 0.39 | 135092 | 0.00577 | NEI 2019
Spindle Hill Energy Center | 56445_G_GEN2 | 56445 | G | GEN2 | 89737 | Combustion Turbine | WECC_CO | Colorado | Weld | 135 | 2007 | 9999 | 2017 | 0.18 | 61093 | 0.00589 | NEI 2019
Hobbs Generating Station | 56458_G_CHW-T | 56458 | G | CHW-T |  | Combined Cycle | SPP_SPS | New Mexico | Lea | 4.3 | 2008 | 9999 |  |  |  | 0.00782 | NEI 2019
Hobbs Generating Station | 56458_G_GT1 | 56458 | G | GT1 | 89738 | Combined Cycle | SPP_SPS | New Mexico | Lea | 164.5 | 2008 | 9999 | 2019 | 7.8 | 978950 | 0.00782 | NEI 2019
Hobbs Generating Station | 56458_G_GT2 | 56458 | G | GT2 | 89739 | Combined Cycle | SPP_SPS | New Mexico | Lea | 164.9 | 2008 | 9999 | 2019 | 13.2 | 1031269 | 0.00782 | NEI 2019
Hobbs Generating Station | 56458_G_ST3 | 56458 | G | ST3 | 89738 | Combined Cycle | SPP_SPS | New Mexico | Lea | 251.3 | 2008 | 9999 |  |  |  | 0.00782 | NEI 2019
Dry Creek LFG to Energy Project | 56461_G_DC1 | 56461 | G | DC1 |  | Landfill Gas | WECC_PNW | Oregon | Jackson | 1.5 | 2007 | 9999 |  |  |  | 1.5652 | Default Emission Factor
Dry Creek LFG to Energy Project | 56461_G_DC2 | 56461 | G | DC2 |  | Landfill Gas | WECC_PNW | Oregon | Jackson | 1.5 | 2007 | 9999 |  |  |  | 1.5652 | Default Emission Factor
Geneva Generation Facility | 56462_G_GEN 1 | 56462 | G | GEN 1 |  | Combustion Turbine | PJM_COMD | Illinois | Kane | 5.4 | 2005 | 2045 | 2019 | 0.14783 | 828 | 0.35707 | NEI 2019
Geneva Generation Facility | 56462_G_GEN 2 | 56462 | G | GEN 2 |  | Combustion Turbine | PJM_COMD | Illinois | Kane | 5.4 | 2005 | 2045 | 2019 | 1.224 | 828 | 2.9566 | NEI 2019
Geneva Generation Facility | 56462_G_GEN 3 | 56462 | G | GEN 3 |  | Combustion Turbine | PJM_COMD | Illinois | Kane | 5.4 | 2005 | 2045 | 2017 | 0.11607 | 699.8 | 0.33172 | NEI 2019
Geneva Generation Facility | 56462_G_GEN 4 | 56462 | G | GEN 4 |  | Combustion Turbine | PJM_COMD | Illinois | Kane | 5.4 | 2005 | 2045 | 2019 | 0.98415 | 828 | 2.3772 | NEI 2019
Geneva Generation Facility | 56462_G_GEN 5 | 56462 | G | GEN 5 |  | Combustion Turbine | PJM_COMD | Illinois | Kane | 5.4 | 2005 | 2045 | 2019 | 1.0264 | 828 | 2.4792 | NEI 2019
Oak Ridge LFGTE | 56463_G_1 | 56463 | G | 1 |  | Landfill Gas | MIS_INKY | Indiana | Cass | 0.8 | 2003 | 9999 |  |  |  | 1.5652 | Default Emission Factor
Oak Ridge LFGTE | 56463_G_2 | 56463 | G | 2 |  | Landfill Gas | MIS_INKY | Indiana | Cass | 0.8 | 2003 | 9999 |  |  |  | 1.5652 | Default Emission Factor
Oak Ridge LFGTE | 56463_G_3 | 56463 | G | 3 |  | Landfill Gas | MIS_INKY | Indiana | Cass | 0.8 | 2003 | 9999 |  |  |  | 1.5652 | Default Emission Factor
Oak Ridge LFGTE | 56463_G_4 | 56463 | G | 4 |  | Landfill Gas | MIS_INKY | Indiana | Cass | 0.8 | 2003 | 9999 |  |  |  | 1.5652 | Default Emission Factor
Jay County LFGTE | 56464_G_1 | 56464 | G | 1 |  | Landfill Gas | MIS_INKY | Indiana | Jay | 0.8 | 2005 | 9999 |  |  |  | 1.5652 | Default Emission Factor
Jay County LFGTE | 56464_G_2 | 56464 | G | 2 |  | Landfill Gas | MIS_INKY | Indiana | Jay | 0.8 | 2005 | 9999 |  |  |  | 1.5652 | Default Emission Factor
Jay County LFGTE | 56464_G_3 | 56464 | G | 3 |  | Landfill Gas | MIS_INKY | Indiana | Jay | 0.8 | 2005 | 9999 |  |  |  | 1.5652 | Default Emission Factor
Jay County LFGTE | 56464_G_4 | 56464 | G | 4 |  | Landfill Gas | MIS_INKY | Indiana | Jay | 0.8 | 2005 | 9999 |  |  |  | 1.5652 | Default Emission Factor
Liberty I & II LFGTE | 56465_G_1 | 56465 | G | 1 |  | Landfill Gas | MIS_INKY | Indiana | White | 0.8 | 2005 | 9999 |  |  |  | 1.5652 | Default Emission Factor
Liberty I & II LFGTE | 56465_G_1-II | 56465 | G | 1-II |  | Landfill Gas | MIS_INKY | Indiana | White | 0.8 | 2010 | 9999 |  |  |  | 1.5652 | Default Emission Factor
Liberty I & II LFGTE | 56465_G_1-III | 56465 | G | 1-III |  | Landfill Gas | MIS_INKY | Indiana | White | 1.6 | 2017 | 9999 |  |  |  | 1.5652 | Default Emission Factor
Liberty I & II LFGTE | 56465_G_2 | 56465 | G | 2 |  | Landfill Gas | MIS_INKY | Indiana | White | 0.8 | 2005 | 9999 |  |  |  | 1.5652 | Default Emission Factor
Liberty I & II LFGTE | 56465_G_2-II | 56465 | G | 2-II |  | Landfill Gas | MIS_INKY | Indiana | White | 0.8 | 2010 | 9999 |  |  |  | 1.5652 | Default Emission Factor
Liberty I & II LFGTE | 56465_G_2-III | 56465 | G | 2-III |  | Landfill Gas | MIS_INKY | Indiana | White | 1.6 | 2017 | 9999 |  |  |  | 1.5652 | Default Emission Factor
Liberty I & II LFGTE | 56465_G_3 | 56465 | G | 3 |  | Landfill Gas | MIS_INKY | Indiana | White | 0.8 | 2005 | 9999 |  |  |  | 1.5652 | Default Emission Factor
Liberty I & II LFGTE | 56465_G_3-II | 56465 | G | 3-II |  | Landfill Gas | MIS_INKY | Indiana | White | 0.8 | 2010 | 9999 |  |  |  | 1.5652 | Default Emission Factor
Liberty I & II LFGTE | 56465_G_3-III | 56465 | G | 3-III |  | Landfill Gas | MIS_INKY | Indiana | White | 1.6 | 2017 | 9999 |  |  |  | 1.5652 | Default Emission Factor
Liberty I & II LFGTE | 56465_G_4 | 56465 | G | 4 |  | Landfill Gas | MIS_INKY | Indiana | White | 0.8 | 2005 | 9999 |  |  |  | 1.5652 | Default Emission Factor
Liberty I & II LFGTE | 56465_G_4-II | 56465 | G | 4-II |  | Landfill Gas | MIS_INKY | Indiana | White | 0.8 | 2010 | 9999 |  |  |  | 1.5652 | Default Emission Factor
Liberty I & II LFGTE | 56465_G_4-III | 56465 | G | 4-III |  | Landfill Gas | MIS_INKY | Indiana | White | 1.6 | 2017 | 9999 |  |  |  | 1.5652 | Default Emission Factor
Russell City Energy Center | 56467_G_CTG1 | 56467 | G | CTG1 | 89932 | Combined Cycle | WEC_CALN | California | Alameda | 185 | 2013 | 9999 | 2017 | 0.65918 | 272123 | 0.00284 | NEI 2019
Russell City Energy Center | 56467_G_CTG2 | 56467 | G | CTG2 | 89933 | Combined Cycle | WEC_CALN | California | Alameda | 185 | 2013 | 9999 | 2019 | 0.56886 | 271079 | 0.00284 | NEI 2019
Russell City Energy Center | 56467_G_STG1 | 56467 | G | STG1 | 89932 | Combined Cycle | WEC_CALN | California | Alameda | 245 | 2013 | 9999 |  |  |  | 0.00284 | NEI 2019
McGrath Peaker | 56471_G_1 | 56471 | G | 1 | 90074 | Combustion Turbine | WECC_SCE | California | Ventura | 49 | 2012 | 9999 | 2018 | 0.11322 | 23962 | 0.00945 | California Air Resources Board
Grapeland Hybrid | 56472_G_1 | 56472 | G | 1 | 90070 | Combustion Turbine | WECC_SCE | California | San Bernardino | 46 | 2007 | 9999 |  |  |  | 0.04322 | Default Emission Factor
Mira Loma Peaker | 56473_G_1 | 56473 | G | 1 | 90071 | Combustion Turbine | WECC_SCE | California | San Bernardino | 49 | 2007 | 9999 | 2018 | 0.34503 | 24008 | 0.02874 | California Air Resources Board
Barre Peaker | 56474_G_1 | 56474 | G | 1 | 90072 | Combustion Turbine | WECC_SCE | California | Orange | 49 | 2007 | 9999 | 2018 | 0.44431 | 33130 | 0.02682 | California Air Resources Board
Center Hybrid | 56475_G_1 | 56475 | G | 1 | 90073 | Combustion Turbine | WECC_SCE | California | Los Angeles | 47 | 2007 | 9999 |  |  |  | 0.04322 | Default Emission Factor
Gateway Generating Station | 56476_G_A | 56476 | G | A | 89759 | Combined Cycle | WEC_CALN | California | Contra Costa | 177 | 2009 | 9999 | 2017 | 1.1593 | 1913381 | 0.00168 | NEI 2019
Gateway Generating Station | 56476_G_B | 56476 | G | B | 89760 | Combined Cycle | WEC_CALN | California | Contra Costa | 177 | 2009 | 9999 | 2017 | 1.1793 | 866417 | 0.00168 | NEI 2019
Gateway Generating Station | 56476_G_C | 56476 | G | C | 89759 | Combined Cycle | WEC_CALN | California | Contra Costa | 209.4 | 2009 | 9999 |  |  |  | 0.00168 | NEI 2019
MJMEUC Generating Station #1 | 56478_G_0001 | 56478 | G | 0001 |  | Combustion Turbine | MIS_MO | Missouri | Audrain | 11.3 | 2007 | 9999 |  |  |  | 0.04322 | Default Emission Factor
Marshfield Utilities Gas Plant | 56480_G_M1 | 56480 | G | M1 | 89761 | Combustion Turbine | MIS_WUMS | Wisconsin | Wood | 53.3 | 2011 | 9999 |  |  |  | 0.04322 | Default Emission Factor
Black Mountain Generating Station | 56482_G_1 | 56482 | G | 1 | 89755 | Combustion Turbine | WECC_AZ | Arizona | Mohave | 45 | 2008 | 9999 | 2019 | 0.26895 | 49004.5 | 0.01098 | NEI 2019
Black Mountain Generating Station | 56482_G_2 | 56482 | G | 2 | 89756 | Combustion Turbine | WECC_AZ | Arizona | Mohave | 45 | 2008 | 9999 | 2019 | 0.79059 | 49004.5 | 0.03227 | NEI 2019
Elkins Generating Center | 56489_G_A | 56489 | G | A |  | Combustion Turbine | SPP_WEST | Arkansas | Washington | 20 | 2010 | 9999 |  |  |  | 0.04322 | Default Emission Factor
Elkins Generating Center | 56489_G_B | 56489 | G | B |  | Combustion Turbine | SPP_WEST | Arkansas | Washington | 20 | 2010 | 9999 |  |  |  | 0.04322 | Default Emission Factor
Elkins Generating Center | 56489_G_C | 56489 | G | C |  | Combustion Turbine | SPP_WEST | Arkansas | Washington | 20 | 2013 | 9999 |  |  |  | 0.04322 | Default Emission Factor
Phillips 66 Billings Refinery | 56496_G_3701 | 56496 | G | 3701 |  | Fossil Waste | WECC_MT | Montana | Yellowstone | 1.5 | 2007 | 9999 |  |  |  | 0.17237 | Default Emission Factor
Goodman Energy Center | 56497_G_1 | 56497 | G | 1 |  | Combustion Turbine | SPP_WEST | Kansas | Ellis | 8.2 | 2008 | 9999 | 2019 | 0.64166 | 8351.142 | 0.15367 | NEI 2019
Goodman Energy Center | 56497_G_10 | 56497 | G | 10 |  | Combustion Turbine | SPP_WEST | Kansas | Ellis | 9.2 | 2016 | 9999 |  |  |  | 1.1533 | Default Emission Factor
Goodman Energy Center | 56497_G_11 | 56497 | G | 11 |  | Combustion Turbine | SPP_WEST | Kansas | Ellis | 9.2 | 2016 | 9999 |  |  |  | 1.1533 | Default Emission Factor
Goodman Energy Center | 56497_G_12 | 56497 | G | 12 |  | Combustion Turbine | SPP_WEST | Kansas | Ellis | 9.2 | 2016 | 9999 |  |  |  | 1.1533 | Default Emission Factor
Goodman Energy Center | 56497_G_2 | 56497 | G | 2 |  | Combustion Turbine | SPP_WEST | Kansas | Ellis | 8.2 | 2008 | 9999 | 2019 | 0.6071 | 8351.142 | 0.14539 | NEI 2019
Goodman Energy Center | 56497_G_3 | 56497 | G | 3 |  | Combustion Turbine | SPP_WEST | Kansas | Ellis | 8.2 | 2008 | 9999 | 2019 | 0.50601 | 8351.142 | 0.12118 | NEI 2019
Goodman Energy Center | 56497_G_4 | 56497 | G | 4 |  | Combustion Turbine | SPP_WEST | Kansas | Ellis | 8.2 | 2008 | 9999 | 2019 | 0.48674 | 8351.142 | 0.11657 | NEI 2019
Goodman Energy Center | 56497_G_5 | 56497 | G | 5 |  | Combustion Turbine | SPP_WEST | Kansas | Ellis | 8.2 | 2008 | 9999 |  |  |  | 1.1533 | Default Emission Factor
Goodman Energy Center | 56497_G_6 | 56497 | G | 6 |  | Combustion Turbine | SPP_WEST | Kansas | Ellis | 8.2 | 2008 | 9999 |  |  |  | 1.1533 | Default Emission Factor
Goodman Energy Center | 56497_G_7 | 56497 | G | 7 |  | Combustion Turbine | SPP_WEST | Kansas | Ellis | 8.2 | 2008 | 9999 | 2019 | 0.42418 | 8351.142 | 0.10159 | NEI 2019
Goodman Energy Center | 56497_G_8 | 56497 | G | 8 |  | Combustion Turbine | SPP_WEST | Kansas | Ellis | 8.2 | 2008 | 9999 | 2019 | 0.46523 | 8351.142 | 0.11142 | NEI 2019
Goodman Energy Center | 56497_G_9 | 56497 | G | 9 |  | Combustion Turbine | SPP_WEST | Kansas | Ellis | 8.2 | 2008 | 9999 | 2019 | 0.64157 | 8351.142 | 0.15365 | NEI 2019
Torrington Terminal | 565_G_UN10 | 565 | G | UN10 | 370 | Combustion Turbine | NENG_CT | Connecticut | Litchfield | 17.4 | 1967 | 9999 |  |  |  | 0.02784 | Default Emission Factor
Western 102 Power Plant | 56500_G_A101 | 56500 | G | A101 |  | Combustion Turbine | WECC_NNV | Nevada | Storey | 7.9 | 2005 | 9999 | 2019 | 6.4299 | 22128.0714 | 0.58115 | NEI 2019
Western 102 Power Plant | 56500_G_B102 | 56500 | G | B102 |  | Combustion Turbine | WECC_NNV | Nevada | Storey | 7.9 | 2005 | 9999 |  |  |  | 1.1533 | Default Emission Factor
Western 102 Power Plant | 56500_G_B202 | 56500 | G | B202 |  | Combustion Turbine | WECC_NNV | Nevada | Storey | 7.9 | 2005 | 9999 |  |  |  | 1.1533 | Default Emission Factor
Western 102 Power Plant | 56500_G_C102 | 56500 | G | C102 |  | Combustion Turbine | WECC_NNV | Nevada | Storey | 7.9 | 2005 | 9999 |  |  |  | 1.1533 | Default Emission Factor
Western 102 Power Plant | 56500_G_C202 | 56500 | G | C202 |  | Combustion Turbine | WECC_NNV | Nevada | Storey | 7.9 | 2005 | 9999 |  |  |  | 1.1533 | Default Emission Factor
Western 102 Power Plant | 56500_G_D101 | 56500 | G | D101 |  | Combustion Turbine | WECC_NNV | Nevada | Storey | 7.9 | 2005 | 9999 |  |  |  | 1.1533 | Default Emission Factor
Western 102 Power Plant | 56500_G_E102 | 56500 | G | E102 |  | Combustion Turbine | WECC_NNV | Nevada | Storey | 7.9 | 2005 | 9999 |  |  |  | 1.1533 | Default Emission Factor
Western 102 Power Plant | 56500_G_E202 | 56500 | G | E202 |  | Combustion Turbine | WECC_NNV | Nevada | Storey | 7.9 | 2005 | 9999 |  |  |  | 1.1533 | Default Emission Factor
Western 102 Power Plant | 56500_G_F102 | 56500 | G | F102 |  | Combustion Turbine | WECC_NNV | Nevada | Storey | 7.9 | 2005 | 9999 |  |  |  | 1.1533 | Default Emission Factor
Western 102 Power Plant | 56500_G_F202 | 56500 | G | F202 |  | Combustion Turbine | WECC_NNV | Nevada | Storey | 7.9 | 2005 | 9999 |  |  |  | 1.1533 | Default Emission Factor
Western 102 Power Plant | 56500_G_G102 | 56500 | G | G102 |  | Combustion Turbine | WECC_NNV | Nevada | Storey | 7.9 | 2005 | 9999 |  |  |  | 1.1533 | Default Emission Factor
Western 102 Power Plant | 56500_G_G202 | 56500 | G | G202 |  | Combustion Turbine | WECC_NNV | Nevada | Storey | 7.9 | 2005 | 9999 |  |  |  | 1.1533 | Default Emission Factor
Western 102 Power Plant | 56500_G_H102 | 56500 | G | H102 |  | Combustion Turbine | WECC_NNV | Nevada | Storey | 7.9 | 2005 | 9999 |  |  |  | 1.1533 | Default Emission Factor
Western 102 Power Plant | 56500_G_H202 | 56500 | G | H202 |  | Combustion Turbine | WECC_NNV | Nevada | Storey | 7.9 | 2005 | 9999 |  |  |  | 1.1533 | Default Emission Factor
Emporia Energy Center | 56502_G_1 | 56502 | G | 1 | 89850 | Combustion Turbine | SPP_N | Kansas | Lyon | 45 | 2008 | 9999 | 2019 | 1.1976 | 48858.9241 | 0.04902 | NEI 2019
Emporia Energy Center | 56502_G_2 | 56502 | G | 2 | 89851 | Combustion Turbine | SPP_N | Kansas | Lyon | 44 | 2008 | 9999 | 2019 | 0.2251 | 47773.1703 | 0.00942 | NEI 2019
Emporia Energy Center | 56502_G_3 | 56502 | G | 3 | 89852 | Combustion Turbine | SPP_N | Kansas | Lyon | 43 | 2008 | 9999 | 2019 | 0.84814 | 46687.4164 | 0.03633 | NEI 2019
Emporia Energy Center | 56502_G_4 | 56502 | G | 4 | 89853 | Combustion Turbine | SPP_N | Kansas | Lyon | 44 | 2008 | 9999 | 2019 | 0.59717 | 47773.1703 | 0.025 | NEI 2019
Emporia Energy Center | 56502_G_5 | 56502 | G | 5 | 89854 | Combustion Turbine | SPP_N | Kansas | Lyon | 158 | 2008 | 9999 | 2019 | 2.2573 | 171549.1115 | 0.02632 | NEI 2019
Emporia Energy Center | 56502_G_6 | 56502 | G | 6 | 89855 | Combustion Turbine | SPP_N | Kansas | Lyon | 155 | 2009 | 9999 | 2019 | 1.6074 | 168291.8498 | 0.0191 | NEI 2019
Emporia Energy Center | 56502_G_7 | 56502 | G | 7 | 89856 | Combustion Turbine | SPP_N | Kansas | Lyon | 157 | 2009 | 9999 | 2019 | 1.8995 | 170463.3576 | 0.02229 | NEI 2019
Riley Generating Station | 56503_G_1 | 56503 | G | 1 |  | Combustion Turbine | MIS_LMI | Michigan | Ottawa | 2 | 2006 | 9999 |  |  |  | 1.1533 | Default Emission Factor
Riley Generating Station | 56503_G_2 | 56503 | G | 2 |  | Combustion Turbine | MIS_LMI | Michigan | Ottawa | 2 | 2006 | 9999 |  |  |  | 1.1533 | Default Emission Factor
Riley Generating Station | 56503_G_3 | 56503 | G | 3 |  | Combustion Turbine | MIS_LMI | Michigan | Ottawa | 2 | 2006 | 9999 |  |  |  | 1.1533 | Default Emission Factor
Riley Generating Station | 56503_G_4 | 56503 | G | 4 |  | Combustion Turbine | MIS_LMI | Michigan | Ottawa | 2 | 2006 | 9999 |  |  |  | 1.1533 | Default Emission Factor
Riley Generating Station | 56503_G_5 | 56503 | G | 5 |  | Combustion Turbine | MIS_LMI | Michigan | Ottawa | 2 | 2006 | 9999 |  |  |  | 1.1533 | Default Emission Factor
Municipal Power Plant | 56504_G_1 | 56504 | G | 1 |  | Combustion Turbine | MIS_LMI | Michigan | Ottawa | 1 | 2002 | 9999 |  |  |  | 1.1533 | Default Emission Factor
Municipal Power Plant | 56504_G_2 | 56504 | G | 2 |  | Combustion Turbine | MIS_LMI | Michigan | Ottawa | 1 | 2002 | 9999 |  |  |  | 1.1533 | Default Emission Factor
Jonesboro City Water & Light Plant | 56505_G_SN01 | 56505 | G | SN01 |  | Combustion Turbine | MIS_AR | Arkansas | Craighead | 20 | 1999 | 9999 | 2017 | 0.88295 | 5831.5254 | 0.30282 | NEI 2019
Jonesboro City Water & Light Plant | 56505_G_SN02 | 56505 | G | SN02 |  | Combustion Turbine | MIS_AR | Arkansas | Craighead | 19 | 1999 | 9999 | 2017 | 0.8089 | 5539.9492 | 0.29203 | NEI 2019
Jonesboro City Water & Light Plant | 56505_G_SN04 | 56505 | G | SN04 | 89827 | Combustion Turbine | MIS_AR | Arkansas | Craighead | 46 | 2000 | 9999 | 2017 | 2.1576 | 13412.5085 | 0.32173 | NEI 2019
Jonesboro City Water & Light Plant | 56505_G_SN06 | 56505 | G | SN06 | 89828 | Combustion Turbine | MIS_AR | Arkansas | Craighead | 46 | 2003 | 9999 | 2017 | 1.6713 | 13412.5085 | 0.24922 | NEI 2019
Jonesboro City Water & Light Plant | 56505_G_SN07 | 56505 | G | SN07 | 89829 | Combustion Turbine | MIS_AR | Arkansas | Craighead | 46 | 2007 | 9999 |  |  |  | 0.04322 | Default Emission Factor
Tesoro SLC Cogeneration Plant | 56509_G_1 | 56509 | G | 1 |  | Combustion Turbine | WECC_UT | Utah | Salt Lake | 11.6 | 2004 | 9999 |  |  |  | 0.04322 | Default Emission Factor
Tesoro SLC Cogeneration Plant | 56509_G_2 | 56509 | G | 2 |  | Combustion Turbine | WECC_UT | Utah | Salt Lake | 11.6 | 2004 | 9999 |  |  |  | 0.04322 | Default Emission Factor
Frey Farm Landfill | 56510_G_GEN2 | 56510 | G | GEN2 |  | Landfill Gas | PJM_EMAC | Pennsylvania | Lancaster | 1.6 | 2006 | 9999 |  |  |  | 1.5652 | Default Emission Factor
Pennsauken Landfill | 56511_G_GEN1 | 56511 | G | GEN1 |  | Landfill Gas | PJM_EMAC | New Jersey | Camden | 0.9 | 2004 | 9999 |  |  |  | 1.5652 | Default Emission Factor
Pennsauken Landfill | 56511_G_GEN2 | 56511 | G | GEN2 |  | Landfill Gas | PJM_EMAC | New Jersey | Camden | 0.9 | 2004 | 9999 |  |  |  | 1.5652 | Default Emission Factor
GLRA Landfill | 56512_G_GEN1 | 56512 | G | GEN1 |  | Landfill Gas | PJM_WMAC | Pennsylvania | Lebanon | 1.6 | 2007 | 9999 |  |  |  | 1.5652 | Default Emission Factor
GLRA Landfill | 56512_G_GEN2 | 56512 | G | GEN2 |  | Landfill Gas | PJM_WMAC | Pennsylvania | Lebanon | 1.6 | 2007 | 9999 |  |  |  | 1.5652 | Default Emission Factor
Whitemarsh Central Utility Plant | 56513_G_CGE | 56513 | G | CGE |  | Combustion Turbine | PJM_EMAC | Pennsylvania | Montgomery | 1.6 | 2007 | 9999 |  |  |  | 1.1533 | Default Emission Factor
Plains End II LLC | 56516_G_2G01 | 56516 | G | 2G01 |  | Combustion Turbine | WECC_CO | Colorado | Jefferson | 8.3 | 2008 | 9999 |  |  |  | 3.0372 | NEI 2019
Plains End II LLC | 56516_G_2G02 | 56516 | G | 2G02 |  | Combustion Turbine | WECC_CO | Colorado | Jefferson | 8.3 | 2008 | 9999 |  |  |  | 3.0372 | NEI 2019
Plains End II LLC | 56516_G_2G03 | 56516 | G | 2G03 |  | Combustion Turbine | WECC_CO | Colorado | Jefferson | 8.3 | 2008 | 9999 |  |  |  | 3.0372 | NEI 2019
Plains End II LLC | 56516_G_2G04 | 56516 | G | 2G04 |  | Combustion Turbine | WECC_CO | Colorado | Jefferson | 8.3 | 2008 | 9999 |  |  |  | 3.0372 | NEI 2019
Plains End II LLC | 56516_G_2G05 | 56516 | G | 2G05 |  | Combustion Turbine | WECC_CO | Colorado | Jefferson | 8.3 | 2008 | 9999 |  |  |  | 3.0372 | NEI 2019
Plains End II LLC | 56516_G_2G06 | 56516 | G | 2G06 |  | Combustion Turbine | WECC_CO | Colorado | Jefferson | 8.3 | 2008 | 9999 |  |  |  | 3.0372 | NEI 2019
Plains End II LLC | 56516_G_2G07 | 56516 | G | 2G07 |  | Combustion Turbine | WECC_CO | Colorado | Jefferson | 8.3 | 2008 | 9999 |  |  |  | 3.0372 | NEI 2019
Plains End II LLC | 56516_G_2G08 | 56516 | G | 2G08 |  | Combustion Turbine | WECC_CO | Colorado | Jefferson | 8.3 | 2008 | 9999 |  |  |  | 3.0372 | NEI 2019
Plains End II LLC | 56516_G_2G09 | 56516 | G | 2G09 |  | Combustion Turbine | WECC_CO | Colorado | Jefferson | 8.3 | 2008 | 9999 |  |  |  | 3.0372 | NEI 2019
Plains End II LLC | 56516_G_2G10 | 56516 | G | 2G10 |  | Combustion Turbine | WECC_CO | Colorado | Jefferson | 8.3 | 2008 | 9999 |  |  |  | 3.0372 | NEI 2019
Plains End II LLC | 56516_G_2G11 | 56516 | G | 2G11 |  | Combustion Turbine | WECC_CO | Colorado | Jefferson | 8.3 | 2008 | 9999 |  |  |  | 3.0372 | NEI 2019
Plains End II LLC | 56516_G_2G12 | 56516 | G | 2G12 |  | Combustion Turbine | WECC_CO | Colorado | Jefferson | 8.3 | 2008 | 9999 |  |  |  | 3.0372 | NEI 2019
Plains End II LLC | 56516_G_2G13 | 56516 | G | 2G13 |  | Combustion Turbine | WECC_CO | Colorado | Jefferson | 8.3 | 2008 | 9999 |  |  |  | 3.0372 | NEI 2019
Plains End II LLC | 56516_G_2G14 | 56516 | G | 2G14 |  | Combustion Turbine | WECC_CO | Colorado | Jefferson | 8.3 | 2008 | 9999 | 2017 | 14.65 | 9647 | 3.0372 | NEI 2019
West Diesel Generation Unit | 56517_G_East | 56517 | G | East |  | Combustion Turbine | MIS_MIDA | Iowa | Pocahontas | 1.9 | 2006 | 9999 |  |  |  | 1.9821 | Default Emission Factor
West Diesel Generation Unit | 56517_G_West | 56517 | G | West |  | Combustion Turbine | MIS_MIDA | Iowa | Pocahontas | 1.9 | 2006 | 9999 |  |  |  | 1.9821 | Default Emission Factor
South Energy Center | 56518_G_GT1 | 56518 | G | GT1 |  | Combustion Turbine | FRCC | Florida | Alachua | 4.3 | 2009 | 9999 | 2018 | 0.39814 | 19647 | 0.04053 | Florida State Emissions Inventory
South Energy Center | 56518_G_REG1 | 56518 | G | REG1 |  | Combustion Turbine | FRCC | Florida | Alachua | 7.4 | 2017 | 9999 | 2018 | 0.68517 | 32879 | 0.04168 | Florida State Emissions Inventory
Salem Electric Department | 56519_G_1 | 56519 | G | 1 |  | Combustion Turbine | PJM_West | Virginia | Salem City | 1.3 | 2007 | 9999 |  |  |  | 1.9821 | Default Emission Factor
Deertrack Park Gas Recovery | 56520_G_GEN1 | 56520 | G | GEN1 |  | Landfill Gas | MIS_WUMS | Wisconsin | Jefferson | 0.8 | 2006 | 9999 |  |  |  | 1.5652 | Default Emission Factor
Deertrack Park Gas Recovery | 56520_G_GEN2 | 56520 | G | GEN2 |  | Landfill Gas | MIS_WUMS | Wisconsin | Jefferson | 0.8 | 2006 | 9999 |  |  |  | 1.5652 | Default Emission Factor
Deertrack Park Gas Recovery | 56520_G_GEN3 | 56520 | G | GEN3 |  | Landfill Gas | MIS_WUMS | Wisconsin | Jefferson | 0.8 | 2006 | 9999 |  |  |  | 1.5652 | Default Emission Factor
Deertrack Park Gas Recovery | 56520_G_GEN4 | 56520 | G | GEN4 |  | Landfill Gas | MIS_WUMS | Wisconsin | Jefferson | 0.8 | 2006 | 9999 |  |  |  | 1.5652 | Default Emission Factor
Deertrack Park Gas Recovery | 56520_G_GEN5 | 56520 | G | GEN5 |  | Landfill Gas | MIS_WUMS | Wisconsin | Jefferson | 0.8 | 2007 | 9999 |  |  |  | 1.5652 | Default Emission Factor
Deertrack Park Gas Recovery | 56520_G_GEN6 | 56520 | G | GEN6 |  | Landfill Gas | MIS_WUMS | Wisconsin | Jefferson | 0.8 | 2007 | 9999 |  |  |  | 1.5652 | Default Emission Factor
Deertrack Park Gas Recovery | 56520_G_GEN7 | 56520 | G | GEN7 |  | Landfill Gas | MIS_WUMS | Wisconsin | Jefferson | 0.8 | 2007 | 9999 |  |  |  | 1.5652 | Default Emission Factor
Deertrack Park Gas Recovery | 56520_G_GEN8 | 56520 | G | GEN8 |  | Landfill Gas | MIS_WUMS | Wisconsin | Jefferson | 0.8 | 2007 | 9999 |  |  |  | 1.5652 | Default Emission Factor
Lake Mills Gas Recovery | 56521_G_GEN1 | 56521 | G | GEN1 |  | Landfill Gas | MIS_IA | Iowa | Winnebago | 0.8 | 2006 | 9999 |  |  |  | 1.5652 | Default Emission Factor
Lake Mills Gas Recovery | 56521_G_GEN2 | 56521 | G | GEN2 |  | Landfill Gas | MIS_IA | Iowa | Winnebago | 0.8 | 2006 | 9999 |  |  |  | 1.5652 | Default Emission Factor
Lake Mills Gas Recovery | 56521_G_GEN3 | 56521 | G | GEN3 |  | Landfill Gas | MIS_IA | Iowa | Winnebago | 0.8 | 2006 | 9999 |  |  |  | 1.5652 | Default Emission Factor
Lake Mills Gas Recovery | 56521_G_GEN4 | 56521 | G | GEN4 |  | Landfill Gas | MIS_IA | Iowa | Winnebago | 0.8 | 2006 | 9999 |  |  |  | 1.5652 | Default Emission Factor
Lake Mills Gas Recovery | 56521_G_GEN5 | 56521 | G | GEN5 |  | Landfill Gas | MIS_IA | Iowa | Winnebago | 0.8 | 2006 | 9999 |  |  |  | 1.5652 | Default Emission Factor
Springhill Gas Recovery Plant | 56522_G_GEN1 | 56522 | G | GEN1 |  | Landfill Gas | S_SOU | Florida | Jackson | 0.8 | 2006 | 9999 | 2018 | 1.5 | 5881.8333 | 0.51005 | Florida State Emissions Inventory
Springhill Gas Recovery Plant | 56522_G_GEN2 | 56522 | G | GEN2 |  | Landfill Gas | S_SOU | Florida | Jackson | 0.8 | 2006 | 9999 | 2018 | 1.5 | 5881.8333 | 0.51005 | Florida State Emissions Inventory
Springhill Gas Recovery Plant | 56522_G_GEN3 | 56522 | G | GEN3 |  | Landfill Gas | S_SOU | Florida | Jackson | 0.8 | 2006 | 9999 | 2018 | 1.5 | 5881.8333 | 0.51005 | Florida State Emissions Inventory
Springhill Gas Recovery Plant | 56522_G_GEN4 | 56522 | G | GEN4 |  | Landfill Gas | S_SOU | Florida | Jackson | 0.8 | 2006 | 9999 | 2018 | 1.5 | 5881.8333 | 0.51005 | Florida State Emissions Inventory
Springhill Gas Recovery Plant | 56522_G_GEN5 | 56522 | G | GEN5 |  | Landfill Gas | S_SOU | Florida | Jackson | 0.8 | 2006 | 9999 | 2018 | 1.5 | 5881.8333 | 0.51005 | Florida State Emissions Inventory
Springhill Gas Recovery Plant | 56522_G_GEN6 | 56522 | G | GEN6 |  | Landfill Gas | S_SOU | Florida | Jackson | 0.8 | 2006 | 9999 | 2018 | 1.5 | 5881.8333 | 0.51005 | Florida State Emissions Inventory
Two Pine Landfill Gas Recovery | 56523_G_GEN1 | 56523 | G | GEN1 |  | Landfill Gas | MIS_AR | Arkansas | Pulaski | 0.8 | 2006 | 9999 | 2017 | 0.41431 | 33520 | 0.02472 | NEI 2019
Two Pine Landfill Gas Recovery | 56523_G_GEN2 | 56523 | G | GEN2 |  | Landfill Gas | MIS_AR | Arkansas | Pulaski | 0.8 | 2006 | 9999 |  |  |  | 0.02472 | NEI 2019
Two Pine Landfill Gas Recovery | 56523_G_GEN3 | 56523 | G | GEN3 |  | Landfill Gas | MIS_AR | Arkansas | Pulaski | 0.8 | 2006 | 9999 |  |  |  | 0.02472 | NEI 2019
Two Pine Landfill Gas Recovery | 56523_G_GEN4 | 56523 | G | GEN4 |  | Landfill Gas | MIS_AR | Arkansas | Pulaski | 0.8 | 2006 | 9999 |  |  |  | 0.02472 | NEI 2019
Two Pine Landfill Gas Recovery | 56523_G_GEN5 | 56523 | G | GEN5 |  | Landfill Gas | MIS_AR | Arkansas | Pulaski | 0.8 | 2006 | 9999 |  |  |  | 0.02472 | NEI 2019
Austin Gas Recovery | 56524_G_GEN1 | 56524 | G | GEN1 |  | Landfill Gas | ERC_REST | Texas | Travis | 1.6 | 2007 | 9999 |  |  |  | 1.5652 | Default Emission Factor
Austin Gas Recovery | 56524_G_GEN2 | 56524 | G | GEN2 |  | Landfill Gas | ERC_REST | Texas | Travis | 1.6 | 2007 | 9999 |  |  |  | 1.5652 | Default Emission Factor
Austin Gas Recovery | 56524_G_GEN3 | 56524 | G | GEN3 |  | Landfill Gas | ERC_REST | Texas | Travis | 1.6 | 2007 | 9999 |  |  |  | 1.5652 | Default Emission Factor
Timberline Trail Gas Recovery | 56525_G_GEN1 | 56525 | G | GEN1 |  | Landfill Gas | MIS_MNWI | Wisconsin | Rusk | 0.8 | 2006 | 9999 |  |  |  | 1.5652 | Default Emission Factor
Timberline Trail Gas Recovery | 56525_G_GEN2 | 56525 | G | GEN2 |  | Landfill Gas | MIS_MNWI | Wisconsin | Rusk | 0.8 | 2006 | 9999 |  |  |  | 1.5652 | Default Emission Factor
Timberline Trail Gas Recovery | 56525_G_GEN3 | 56525 | G | GEN3 |  | Landfill Gas | MIS_MNWI | Wisconsin | Rusk | 0.8 | 2006 | 9999 |  |  |  | 1.5652 | Default Emission Factor
Timberline Trail Gas Recovery | 56525_G_GEN4 | 56525 | G | GEN4 |  | Landfill Gas | MIS_MNWI | Wisconsin | Rusk | 0.8 | 2006 | 9999 |  |  |  | 1.5652 | Default Emission Factor
Timberline Trail Gas Recovery | 56525_G_GEN5 | 56525 | G | GEN5 |  | Landfill Gas | MIS_MNWI | Wisconsin | Rusk | 0.8 | 2007 | 9999 |  |  |  | 1.5652 | Default Emission Factor
Chaffee Gas Recovery | 56526_G_GEN1 | 56526 | G | GEN1 |  | Landfill Gas | NY_Z_A | New York | Erie | 0.8 | 2007 | 9999 | 2018 | 3.1675 | 6334.125 | 1.0001 | New York Emission Inventory
Chaffee Gas Recovery | 56526_G_GEN2 | 56526 | G | GEN2 |  | Landfill Gas | NY_Z_A | New York | Erie | 0.8 | 2007 | 9999 | 2018 | 3.1675 | 6334.125 | 1.0001 | New York Emission Inventory
Chaffee Gas Recovery | 56526_G_GEN3 | 56526 | G | GEN3 |  | Landfill Gas | NY_Z_A | New York | Erie | 0.8 | 2007 | 9999 | 2018 | 3.1675 | 6334.125 | 1.0001 | New York Emission Inventory
Chaffee Gas Recovery | 56526_G_GEN4 | 56526 | G | GEN4 |  | Landfill Gas | NY_Z_A | New York | Erie | 0.8 | 2007 | 9999 | 2018 | 3.1675 | 6334.125 | 1.0001 | New York Emission Inventory
Chaffee Gas Recovery | 56526_G_GEN5 | 56526 | G | GEN5 |  | Landfill Gas | NY_Z_A | New York | Erie | 0.8 | 2007 | 9999 | 2018 | 3.1675 | 6334.125 | 1.0001 | New York Emission Inventory
Chaffee Gas Recovery | 56526_G_GEN6 | 56526 | G | GEN6 |  | Landfill Gas | NY_Z_A | New York | Erie | 0.8 | 2007 | 9999 | 2018 | 3.1675 | 6334.125 | 1.0001 | New York Emission Inventory
Chaffee Gas Recovery | 56526_G_GEN7 | 56526 | G | GEN7 |  | Landfill Gas | NY_Z_A | New York | Erie | 0.8 | 2009 | 9999 | 2018 | 3.1675 | 6334.125 | 1.0001 | New York Emission Inventory
Chaffee Gas Recovery | 56526_G_GEN8 | 56526 | G | GEN8 |  | Landfill Gas | NY_Z_A | New York | Erie | 0.8 | 2009 | 9999 | 2018 | 3.1675 | 6334.125 | 1.0001 | New York Emission Inventory
Fitchburg Gas Recovery | 56527_G_GEN1 | 56527 | G | GEN1 |  | Landfill Gas | NENGREST | Massachusetts | Worcester | 1.6 | 2007 | 9999 | 2019 | 8.64 | 12547 | 1.3772 | NEI 2019
Fitchburg Gas Recovery | 56527_G_GEN2 | 56527 | G | GEN2 |  | Landfill Gas | NENGREST | Massachusetts | Worcester | 1.6 | 2007 | 9999 | 2019 | 8.77 | 12547 | 1.3979 | NEI 2019
Fitchburg Gas Recovery | 56527_G_GEN3 | 56527 | G | GEN3 |  | Landfill Gas | NENGREST | Massachusetts | Worcester | 1.6 | 2009 | 9999 | 2019 | 7.96 | 12547 | 1.2688 | NEI 2019
Five Oaks Gas Recovery | 56529_G_GEN1 | 56529 | G | GEN1 |  | Landfill Gas | MIS_IL | Illinois | Christian | 0.8 | 2008 | 9999 |  |  |  | 1.5652 | Default Emission Factor
Five Oaks Gas Recovery | 56529_G_GEN2 | 56529 | G | GEN2 |  | Landfill Gas | MIS_IL | Illinois | Christian | 0.8 | 2008 | 9999 |  |  |  | 1.5652 | Default Emission Factor
Five Oaks Gas Recovery | 56529_G_GEN3 | 56529 | G | GEN3 |  | Landfill Gas | MIS_IL | Illinois | Christian | 0.8 | 2008 | 9999 |  |  |  | 1.5652 | Default Emission Factor
Five Oaks Gas Recovery | 56529_G_GEN4 | 56529 | G | GEN4 |  | Landfill Gas | MIS_IL | Illinois | Christian | 0.8 | 2008 | 9999 |  |  |  | 1.5652 | Default Emission Factor
DADS Gas Recovery | 56530_G_GEN1 | 56530 | G | GEN1 |  | Landfill Gas | WECC_CO | Colorado | Arapahoe | 0.8 | 2008 | 9999 |  |  |  | 1.5652 | Default Emission Factor
DADS Gas Recovery | 56530_G_GEN2 | 56530 | G | GEN2 |  | Landfill Gas | WECC_CO | Colorado | Arapahoe | 0.8 | 2008 | 9999 |  |  |  | 1.5652 | Default Emission Factor
DADS Gas Recovery | 56530_G_GEN3 | 56530 | G | GEN3 |  | Landfill Gas | WECC_CO | Colorado | Arapahoe | 0.8 | 2008 | 9999 |  |  |  | 1.5652 | Default Emission Factor
DADS Gas Recovery | 56530_G_GEN4 | 56530 | G | GEN4 |  | Landfill Gas | WECC_CO | Colorado | Arapahoe | 0.8 | 2008 | 9999 |  |  |  | 1.5652 | Default Emission Factor
Waste Management Bethel LFGTE | 56531_G_GEN1 | 56531 | G | GEN1 |  | Landfill Gas | PJM_Dom | Virginia | Hampton City | 0.8 | 2008 | 9999 | 2019 | 0.81548 | 36945 | 0.04415 | NEI 2019
Waste Management Bethel LFGTE | 56531_G_GEN2 | 56531 | G | GEN2 |  | Landfill Gas | PJM_Dom | Virginia | Hampton City | 0.8 | 2008 | 9999 |  |  |  | 0.04415 | NEI 2019
Waste Management Bethel LFGTE | 56531_G_GEN3 | 56531 | G | GEN3 |  | Landfill Gas | PJM_Dom | Virginia | Hampton City | 0.8 | 2008 | 9999 |  |  |  | 0.04415 | NEI 2019
Waste Management Bethel LFGTE | 56531_G_GEN4 | 56531 | G | GEN4 |  | Landfill Gas | PJM_Dom | Virginia | Hampton City | 0.8 | 2008 | 9999 |  |  |  | 0.04415 | NEI 2019
Waste Management Bethel LFGTE | 56531_G_GEN5 | 56531 | G | GEN5 |  | Landfill Gas | PJM_Dom | Virginia | Hampton City | 0.8 | 2008 | 9999 |  |  |  | 0.04415 | NEI 2019
Waste Management Bethel LFGTE | 56531_G_GEN6 | 56531 | G | GEN6 |  | Landfill Gas | PJM_Dom | Virginia | Hampton City | 0.8 | 2008 | 9999 |  |  |  | 0.04415 | NEI 2019
Colusa Generating Station | 56532_G_A | 56532 | G | A | 90561 | Combined Cycle | WEC_CALN | California | Colusa | 167 | 2010 | 9999 | 2017 | 3.04 | 1782282 | 0.00425 | NEI 2019
Colusa Generating Station | 56532_G_B | 56532 | G | B | 90562 | Combined Cycle | WEC_CALN | California | Colusa | 167 | 2010 | 9999 | 2017 | 2.25 | 708343 | 0.00425 | NEI 2019
Colusa Generating Station | 56532_G_C | 56532 | G | C | 90561 | Combined Cycle | WEC_CALN | California | Colusa | 306 | 2010 | 9999 |  |  |  | 0.00425 | NEI 2019
Seneca City of | 56545_G_PPG1 | 56545 | G | PPG1 |  | Combustion Turbine | S_VACA | South Carolina | Oconee | 1.8 | 2004 | 9999 |  |  |  | 1.9821 | Default Emission Factor
Seneca City of | 56545_G_PPG2 | 56545 | G | PPG2 |  | Combustion Turbine | S_VACA | South Carolina | Oconee | 1.8 | 2004 | 9999 |  |  |  | 1.9821 | Default Emission Factor
Seneca City of | 56545_G_PPG3 | 56545 | G | PPG3 |  | Combustion Turbine | S_VACA | South Carolina | Oconee | 1.8 | 2004 | 9999 |  |  |  | 1.9821 | Default Emission Factor
Seneca City of | 56545_G_WPG1 | 56545 | G | WPG1 |  | Combustion Turbine | S_VACA | South Carolina | Oconee | 1.8 | 2004 | 9999 |  |  |  | 1.9821 | Default Emission Factor
Seneca City of | 56545_G_WPG2 | 56545 | G | WPG2 |  | Combustion Turbine | S_VACA | South Carolina | Oconee | 1.8 | 2004 | 9999 |  |  |  | 1.9821 | Default Emission Factor
Cornelius Delivery No 1 | 56546_G_1 | 56546 | G | 1 |  | Combustion Turbine | S_VACA | North Carolina | Mecklenburg | 2 | 2007 | 9999 |  |  |  | 1.9821 | Default Emission Factor
Bostic Delivery No 2 | 56547_G_1 | 56547 | G | 1 |  | Combustion Turbine | S_VACA | North Carolina | Rutherford | 1 | 2007 | 9999 |  |  |  | 1.9821 | Default Emission Factor
Drexel Operations Center | 56548_G_1 | 56548 | G | 1 |  | Combustion Turbine | S_VACA | North Carolina | Burke | 2 | 2007 | 9999 |  |  |  | 1.9821 | Default Emission Factor
Granite Falls Walmart | 56549_G_1 | 56549 | G | 1 |  | Combustion Turbine | S_VACA | North Carolina | Caldwell | 2 | 2007 | 9999 |  |  |  | 1.9821 | Default Emission Factor
Huntersville Delivery No 2 | 56550_G_1 | 56550 | G | 1 |  | Combustion Turbine | S_VACA | North Carolina | Mecklenburg | 2 | 2007 | 9999 |  |  |  | 1.9821 | Default Emission Factor
Landis Delivery No 2 | 56551_G_1 | 56551 | G | 1 |  | Combustion Turbine | S_VACA | North Carolina | Rowan | 2 | 2007 | 9999 |  |  |  | 1.9821 | Default Emission Factor
Statesville Delivery No 3 | 56552_G_1 | 56552 | G | 1 |  | Combustion Turbine | S_VACA | North Carolina | Iredell | 2 | 2007 | 9999 |  |  |  | 1.9821 | Default Emission Factor
Catawba River Pollution Control | 56553_G_1234 | 56553 | G | 1234 |  | Combustion Turbine | S_VACA | North Carolina | Burke | 1.1 | 2009 | 9999 |  |  |  | 1.9821 | Default Emission Factor
Salt Lake Energy Systems | 56554_G_Unit1 | 56554 | G | Unit1 |  | Landfill Gas | WECC_UT | Utah | Salt Lake | 0.8 | 2006 | 9999 |  |  |  | 1.5652 | Default Emission Factor
Salt Lake Energy Systems | 56554_G_Unit2 | 56554 | G | Unit2 |  | Landfill Gas | WECC_UT | Utah | Salt Lake | 0.8 | 2006 | 9999 |  |  |  | 1.5652 | Default Emission Factor
Salt Lake Energy Systems | 56554_G_Unit3 | 56554 | G | Unit3 |  | Landfill Gas | WECC_UT | Utah | Salt Lake | 1.5 | 2006 | 9999 |  |  |  | 1.5652 | Default Emission Factor
PPS Power Plant No 1 | 56556_G_1 | 56556 | G | 1 | 90590 | Combustion Turbine | S_C_KY | Kentucky | McCracken | 55 | 2010 | 9999 |  |  |  | 0.05902 | NEI 2019
PPS Power Plant No 1 | 56556_G_2 | 56556 | G | 2 | 90592 | Combustion Turbine | S_C_KY | Kentucky | McCracken | 55 | 2010 | 9999 | 2017 | 1.0824 | 36679 | 0.05902 | NEI 2019
J Lamar Stall Unit | 56565_G_6A | 56565 | G | 6A | 90566 | Combined Cycle | SPP_WEST | Louisiana | Caddo | 160 | 2010 | 9999 | 2019 | 9.2 | 790083 | 0.01447 | NEI 2019
J Lamar Stall Unit | 56565_G_6B | 56565 | G | 6B | 90567 | Combined Cycle | SPP_WEST | Louisiana | Caddo | 160 | 2010 | 9999 | 2019 | 9.1 | 781624 | 0.01447 | NEI 2019
J Lamar Stall Unit | 56565_G_6STG | 56565 | G | 6STG | 90566 | Combined Cycle | SPP_WEST | Louisiana | Caddo | 187 | 2010 | 9999 |  |  |  | 0.01447 | NEI 2019
Niland Gas Turbine Plant | 56569_G_1 | 56569 | G | 1 | 90279 | Combustion Turbine | WECC_IID | California | Imperial | 47.5 | 2008 | 9999 | 2019 | 0.13513 | 42703 | 0.00633 | NEI 2019
Niland Gas Turbine Plant | 56569_G_2 | 56569 | G | 2 | 90280 | Combustion Turbine | WECC_IID | California | Imperial | 47.5 | 2008 | 9999 | 2017 | 0.052305 | 36962 | 0.00283 | NEI 2019
Eastern Landfill Gas LLC | 56571_G_1 | 56571 | G | 1 |  | Landfill Gas | PJM_SMAC | Maryland | Baltimore | 1.3 | 2006 | 9999 |  |  |  | 1.5652 | Default Emission Factor
Eastern Landfill Gas LLC | 56571_G_2 | 56571 | G | 2 |  | Landfill Gas | PJM_SMAC | Maryland | Baltimore | 1.3 | 2006 | 9999 |  |  |  | 1.5652 | Default Emission Factor
Eastern Landfill Gas LLC | 56571_G_3 | 56571 | G | 3 |  | Landfill Gas | PJM_SMAC | Maryland | Baltimore | 1.3 | 2006 | 9999 |  |  |  | 1.5652 | Default Emission Factor
Elm Street Substation Generators | 56597_G_EP01 | 56597 | G | EP01 |  | Combustion Turbine | MIS_MO | Missouri | St Francois | 1.3 | 2002 | 9999 |  |  |  | 1.9821 | Default Emission Factor
Elm Street Substation Generators | 56597_G_EP02 | 56597 | G | EP02 |  | Combustion Turbine | MIS_MO | Missouri | St Francois | 1.3 | 2002 | 9999 |  |  |  | 1.9821 | Default Emission Factor
Elm Street Substation Generators | 56597_G_EP03 | 56597 | G | EP03 |  | Combustion Turbine | MIS_MO | Missouri | St Francois | 1.3 | 2002 | 9999 |  |  |  | 1.9821 | Default Emission Factor
Walton Street Substation | 56598_G_EP07 | 56598 | G | EP07 |  | Combustion Turbine | MIS_MO | Missouri | St Francois | 1.3 | 2003 | 9999 |  |  |  | 1.9821 | Default Emission Factor
Overall Road Station | 56600_G_EP11 | 56600 | G | EP11 |  | Combustion Turbine | MIS_MO | Missouri | St Francois | 1.3 | 2003 | 9999 |  |  |  | 1.9821 | Default Emission Factor
Overall Road Station | 56600_G_EP12 | 56600 | G | EP12 |  | Combustion Turbine | MIS_MO | Missouri | St Francois | 1.3 | 2003 | 9999 |  |  |  | 1.9821 | Default Emission Factor
Overall Road Station | 56600_G_EP13 | 56600 | G | EP13 |  | Combustion Turbine | MIS_MO | Missouri | St Francois | 1.3 | 2003 | 9999 |  |  |  | 1.9821 | Default Emission Factor
Overall Road Station | 56600_G_EP14 | 56600 | G | EP14 |  | Combustion Turbine | MIS_MO | Missouri | St Francois | 1.3 | 2003 | 9999 |  |  |  | 1.9821 | Default Emission Factor
San Jacinto County Peaking Facility | 56603_G_SJC1 | 56603 | G | SJC1 | 91257 | Combustion Turbine | MIS_WOTA | Texas | San Jacinto | 73 | 2001 | 9999 | 2019 | 2.1836 | 77771.5 | 0.05615 | NEI 2019
San Jacinto County Peaking Facility | 56603_G_SJC2 | 56603 | G | SJC2 | 91258 | Combustion Turbine | MIS_WOTA | Texas | San Jacinto | 73 | 2001 | 9999 | 2019 | 2.714 | 77771.5 | 0.06979 | NEI 2019
Hardin County Peaking Facility | 56604_G_HC1 | 56604 | G | HC1 | 91256 | Combustion Turbine | MIS_WOTA | Texas | Hardin | 73 | 2001 | 9999 | 2019 | 2.1063 | 19420.5 | 0.21692 | NEI 2019
Hardin County Peaking Facility | 56604_G_HC2 | 56604 | G | HC2 | 91259 | Combustion Turbine | MIS_WOTA | Texas | Hardin | 73 | 2001 | 9999 | 2019 | 1.7389 | 19420.5 | 0.17908 | NEI 2019
Culbertson Generation Station | 56606_G_01 | 56606 | G | 01 | 90550 | Combustion Turbine | SPP_WAUE | Montana | Roosevelt | 90.8 | 2010 | 9999 | 2019 | 1.7899 | 116337 | 0.03077 | NEI 2019
Deer Creek Station | 56610_G_01 | 56610 | G | 01 | 90691 | Combined Cycle | SPP_WAUE | South Dakota | Brookings | 150 | 2012 | 9999 | 2017 | 4.92 | 556424 | 0.01768 | NEI 2019
Deer Creek Station | 56610_G_02 | 56610 | G | 02 | 90691 | Combined Cycle | SPP_WAUE | South Dakota | Brookings | 140 | 2012 | 9999 |  |  |  | 0.01768 | NEI 2019
Waterbury Generation | 56629_G_10 | 56629 | G | 10 | 90207 | Combustion Turbine | NENG_CT | Connecticut | New Haven | 95 | 2009 | 9999 | 2019 | 0.049899 | 11393 | 0.00876 | NEI 2019
Midway Peaking LLC | 56639_G_1 | 56639 | G | 1 | 90382 | Combustion Turbine | WEC_CALN | California | Fresno | 55.6 | 2009 | 9999 | 2017 | 0.16778 | 33357 | 0.01006 | NEI 2019
Midway Peaking LLC | 56639_G_2 | 56639 | G | 2 | 90383 | Combustion Turbine | WEC_CALN | California | Fresno | 55.6 | 2009 | 9999 | 2017 | 0.16635 | 33357 | 0.00997 | NEI 2019
NIH Cogeneration Facility | 56668_G_CGT | 56668 | G | CGT |  | Combustion Turbine | PJM_SMAC | Maryland | Montgomery | 27.6 | 2018 | 9999 |  |  |  | 0.04322 | Default Emission Factor
Winchester Power Park | 56674_G_CGT1 | 56674 | G | CGT1 | 90317 | Combustion Turbine | ERC_REST | Texas | Fayette | 44 | 2010 | 9999 | 2019 | 0.1599 | 11530.75 | 0.02774 | NEI 2019
Winchester Power Park | 56674_G_CGT2 | 56674 | G | CGT2 | 90318 | Combustion Turbine | ERC_REST | Texas | Fayette | 44 | 2010 | 9999 | 2019 | 0.2134 | 11530.75 | 0.03701 | NEI 2019
Winchester Power Park | 56674_G_CGT3 | 56674 | G | CGT3 | 90319 | Combustion Turbine | ERC_REST | Texas | Fayette | 44 | 2010 | 9999 | 2019 | 0.1442 | 11530.75 | 0.02501 | NEI 2019
Winchester Power Park | 56674_G_CGT4 | 56674 | G | CGT4 | 90320 | Combustion Turbine | ERC_REST | Texas | Fayette | 44 | 2010 | 9999 | 2019 | 0.1453 | 11530.75 | 0.0252 | NEI 2019
Wicomico | 56680_G_1 | 56680 | G | 1 |  | Landfill Gas | PJM_EMAC | Maryland | Wicomico | 0.3 | 2007 | 9999 |  |  |  | 1.5652 | Default Emission Factor
Wicomico | 56680_G_10 | 56680 | G | 10 |  | Landfill Gas | PJM_EMAC | Maryland | Wicomico | 0.3 | 2007 | 9999 |  |  |  | 1.5652 | Default Emission Factor
Wicomico | 56680_G_11 | 56680 | G | 11 |  | Landfill Gas | PJM_EMAC | Maryland | Wicomico | 0.3 | 2007 | 9999 |  |  |  | 1.5652 | Default Emission Factor
Wicomico | 56680_G_12 | 56680 | G | 12 |  | Landfill Gas | PJM_EMAC | Maryland | Wicomico | 0.3 | 2007 | 9999 |  |  |  | 1.5652 | Default Emission Factor
Wicomico | 56680_G_13 | 56680 | G | 13 |  | Landfill Gas | PJM_EMAC | Maryland | Wicomico | 0.3 | 2007 | 9999 |  |  |  | 1.5652 | Default Emission Factor
Wicomico | 56680_G_14 | 56680 | G | 14 |  | Landfill Gas | PJM_EMAC | Maryland | Wicomico | 0.3 | 2007 | 9999 |  |  |  | 1.5652 | Default Emission Factor
Wicomico | 56680_G_15 | 56680 | G | 15 |  | Landfill Gas | PJM_EMAC | Maryland | Wicomico | 0.3 | 2007 | 9999 |  |  |  | 1.5652 | Default Emission Factor
Wicomico | 56680_G_16 | 56680 | G | 16 |  | Landfill Gas | PJM_EMAC | Maryland | Wicomico | 0.3 | 2007 | 9999 |  |  |  | 1.5652 | Default Emission Factor
Wicomico | 56680_G_17 | 56680 | G | 17 |  | Landfill Gas | PJM_EMAC | Maryland | Wicomico | 0.3 | 2007 | 9999 |  |  |  | 1.5652 | Default Emission Factor
Wicomico | 56680_G_18 | 56680 | G | 18 |  | Landfill Gas | PJM_EMAC | Maryland | Wicomico | 0.3 | 2007 | 9999 |  |  |  | 1.5652 | Default Emission Factor
Wicomico | 56680_G_2 | 56680 | G | 2 |  | Landfill Gas | PJM_EMAC | Maryland | Wicomico | 0.3 | 2007 | 9999 |  |  |  | 1.5652 | Default Emission Factor
Wicomico | 56680_G_3 | 56680 | G | 3 |  | Landfill Gas | PJM_EMAC | Maryland | Wicomico | 0.3 | 2007 | 9999 |  |  |  | 1.5652 | Default Emission Factor
Wicomico | 56680_G_4 | 56680 | G | 4 |  | Landfill Gas | PJM_EMAC | Maryland | Wicomico | 0.3 | 2007 | 9999 |  |  |  | 1.5652 | Default Emission Factor
Wicomico | 56680_G_5 | 56680 | G | 5 |  | Landfill Gas | PJM_EMAC | Maryland | Wicomico | 0.3 | 2007 | 9999 |  |  |  | 1.5652 | Default Emission Factor
Wicomico | 56680_G_6 | 56680 | G | 6 |  | Landfill Gas | PJM_EMAC | Maryland | Wicomico | 0.3 | 2007 | 9999 |  |  |  | 1.5652 | Default Emission Factor
Wicomico | 56680_G_7 | 56680 | G | 7 |  | Landfill Gas | PJM_EMAC | Maryland | Wicomico | 0.3 | 2007 | 9999 |  |  |  | 1.5652 | Default Emission Factor
Wicomico | 56680_G_8 | 56680 | G | 8 |  | Landfill Gas | PJM_EMAC | Maryland | Wicomico | 0.3 | 2007 | 9999 |  |  |  | 1.5652 | Default Emission Factor
Wicomico | 56680_G_9 | 56680 | G | 9 |  | Landfill Gas | PJM_EMAC | Maryland | Wicomico | 0.3 | 2007 | 9999 |  |  |  | 1.5652 | Default Emission Factor
Amelia | 56681_G_1 | 56681 | G | 1 |  | Landfill Gas | PJM_Dom | Virginia | Amelia | 0.3 | 2001 | 9999 | 2019 | 51.1897 | 45875 | 2.2317 | NEI 2019
Amelia | 56681_G_10 | 56681 | G | 10 |  | Landfill Gas | PJM_Dom | Virginia | Amelia | 0.3 | 2001 | 9999 |  |  |  | 2.2317 | NEI 2019
Amelia | 56681_G_11 | 56681 | G | 11 |  | Landfill Gas | PJM_Dom | Virginia | Amelia | 0.3 | 2001 | 9999 |  |  |  | 2.2317 | NEI 2019
Amelia | 56681_G_12 | 56681 | G | 12 |  | Landfill Gas | PJM_Dom | Virginia | Amelia | 0.3 | 2001 | 9999 |  |  |  | 2.2317 | NEI 2019
Amelia | 56681_G_13 | 56681 | G | 13 |  | Landfill Gas | PJM_Dom | Virginia | Amelia | 0.3 | 2001 | 9999 |  |  |  | 2.2317 | NEI 2019
Amelia | 56681_G_14 | 56681 | G | 14 |  | Landfill Gas | PJM_Dom | Virginia | Amelia | 0.3 | 2001 | 9999 |  |  |  | 2.2317 | NEI 2019
Amelia | 56681_G_15 | 56681 | G | 15 |  | Landfill Gas | PJM_Dom | Virginia | Amelia | 0.3 | 2001 | 9999 |  |  |  | 2.2317 | NEI 2019
Amelia | 56681_G_16 | 56681 | G | 16 |  | Landfill Gas | PJM_Dom | Virginia | Amelia | 0.3 | 2001 | 9999 |  |  |  | 2.2317 | NEI 2019
Amelia | 56681_G_17 | 56681 | G | 17 |  | Landfill Gas | PJM_Dom | Virginia | Amelia | 0.3 | 2001 | 9999 |  |  |  | 2.2317 | NEI 2019
Amelia | 56681_G_18 | 56681 | G | 18 |  | Landfill Gas | PJM_Dom | Virginia | Amelia | 0.3 | 2001 | 9999 |  |  |  | 2.2317 | NEI 2019
Amelia | 56681_G_19 | 56681 | G | 19 |  | Landfill Gas | PJM_Dom | Virginia | Amelia | 0.3 | 2001 | 9999 |  |  |  | 2.2317 | NEI 2019
Amelia | 56681_G_2 | 56681 | G | 2 |  | Landfill Gas | PJM_Dom | Virginia | Amelia | 0.3 | 2001 | 9999 |  |  |  | 2.2317 | NEI 2019
Amelia | 56681_G_20 | 56681 | G | 20 |  | Landfill Gas | PJM_Dom | Virginia | Amelia | 0.3 | 2001 | 9999 |  |  |  | 2.2317 | NEI 2019
Amelia | 56681_G_21 | 56681 | G | 21 |  | Landfill Gas | PJM_Dom | Virginia | Amelia | 0.3 | 2001 | 9999 |  |  |  | 2.2317 | NEI 2019
Amelia | 56681_G_22 | 56681 | G | 22 |  | Landfill Gas | PJM_Dom | Virginia | Amelia | 0.3 | 2001 | 9999 |  |  |  | 2.2317 | NEI 2019
Amelia | 56681_G_23 | 56681 | G | 23 |  | Landfill Gas | PJM_Dom | Virginia | Amelia | 0.3 | 2001 | 9999 |  |  |  | 2.2317 | NEI 2019
Amelia | 56681_G_24 | 56681 | G | 24 |  | Landfill Gas | PJM_Dom | Virginia | Amelia | 0.3 | 2001 | 9999 |  |  |  | 2.2317 | NEI 2019
Amelia | 56681_G_25 | 56681 | G | 25 |  | Landfill Gas | PJM_Dom | Virginia | Amelia | 0.3 | 2001 | 9999 |  |  |  | 2.2317 | NEI 2019
Amelia | 56681_G_26 | 56681 | G | 26 |  | Landfill Gas | PJM_Dom | Virginia | Amelia | 0.3 | 2001 | 9999 |  |  |  | 2.2317 | NEI 2019
Amelia | 56681_G_27 | 56681 | G | 27 |  | Landfill Gas | PJM_Dom | Virginia | Amelia | 0.3 | 2001 | 9999 |  |  |  | 2.2317 | NEI 2019
Amelia | 56681_G_28 | 56681 | G | 28 |  | Landfill Gas | PJM_Dom | Virginia | Amelia | 0.3 | 2001 | 9999 |  |  |  | 2.2317 | NEI 2019
Amelia | 56681_G_29 | 56681 | G | 29 |  | Landfill Gas | PJM_Dom | Virginia | Amelia | 0.3 | 2001 | 9999 |  |  |  | 2.2317 | NEI 2019
Amelia | 56681_G_3 | 56681 | G | 3 |  | Landfill Gas | PJM_Dom | Virginia | Amelia | 0.3 | 2001 | 9999 |  |  |  | 2.2317 | NEI 2019
Amelia | 56681_G_30 | 56681 | G | 30 |  | Landfill Gas | PJM_Dom | Virginia | Amelia | 0.3 | 2001 | 9999 |  |  |  | 2.2317 | NEI 2019
Amelia | 56681_G_31 | 56681 | G | 31 |  | Landfill Gas | PJM_Dom | Virginia | Amelia | 0.3 | 2001 | 9999 |  |  |  | 2.2317 | NEI 2019
Amelia | 56681_G_32 | 56681 | G | 32 |  | Landfill Gas | PJM_Dom | Virginia | Amelia | 0.3 | 2001 | 9999 |  |  |  | 2.2317 | NEI 2019
Amelia | 56681_G_33 | 56681 | G | 33 |  | Landfill Gas | PJM_Dom | Virginia | Amelia | 0.3 | 2001 | 9999 |  |  |  | 2.2317 | NEI 2019
Amelia | 56681_G_34 | 56681 | G | 34 |  | Landfill Gas | PJM_Dom | Virginia | Amelia | 0.3 | 2001 | 9999 |  |  |  | 2.2317 | NEI 2019
Amelia | 56681_G_35 | 56681 | G | 35 |  | Landfill Gas | PJM_Dom | Virginia | Amelia | 0.3 | 2001 | 9999 |  |  |  | 2.2317 | NEI 2019
Amelia | 56681_G_36 | 56681 | G | 36 |  | Landfill Gas | PJM_Dom | Virginia | Amelia | 0.3 | 2001 | 9999 |  |  |  | 2.2317 | NEI 2019
Amelia | 56681_G_37 | 56681 | G | 37 |  | Landfill Gas | PJM_Dom | Virginia | Amelia | 0.3 | 2001 | 9999 |  |  |  | 2.2317 | NEI 2019
Amelia | 56681_G_38 | 56681 | G | 38 |  | Landfill Gas | PJM_Dom | Virginia | Amelia | 0.3 | 2001 | 9999 |  |  |  | 2.2317 | NEI 2019
Amelia | 56681_G_39 | 56681 | G | 39 |  | Landfill Gas | PJM_Dom | Virginia | Amelia | 0.3 | 2001 | 9999 |  |  |  | 2.2317 | NEI 2019
Amelia | 56681_G_4 | 56681 | G | 4 |  | Landfill Gas | PJM_Dom | Virginia | Amelia | 0.3 | 2001 | 9999 |  |  |  | 2.2317 | NEI 2019
Amelia | 56681_G_40 | 56681 | G | 40 |  | Landfill Gas | PJM_Dom | Virginia | Amelia | 0.3 | 2001 | 9999 |  |  |  | 2.2317 | NEI 2019
Amelia | 56681_G_41 | 56681 | G | 41 |  | Landfill Gas | PJM_Dom | Virginia | Amelia | 0.3 | 2001 | 9999 |  |  |  | 2.2317 | NEI 2019
Amelia | 56681_G_42 | 56681 | G | 42 |  | Landfill Gas | PJM_Dom | Virginia | Amelia | 0.3 | 2001 | 9999 |  |  |  | 2.2317 | NEI 2019
Amelia | 56681_G_43 | 56681 | G | 43 |  | Landfill Gas | PJM_Dom | Virginia | Amelia | 0.3 | 2001 | 9999 |  |  |  | 2.2317 | NEI 2019
Amelia | 56681_G_44 | 56681 | G | 44 |  | Landfill Gas | PJM_Dom | Virginia | Amelia | 0.3 | 2001 | 9999 |  |  |  | 2.2317 | NEI 2019
Amelia | 56681_G_45 | 56681 | G | 45 |  | Landfill Gas | PJM_Dom | Virginia | Amelia | 0.3 | 2001 | 9999 |  |  |  | 2.2317 | NEI 2019
Amelia | 56681_G_46 | 56681 | G | 46 |  | Landfill Gas | PJM_Dom | Virginia | Amelia | 0.3 | 2001 | 9999 |  |  |  | 2.2317 | NEI 2019
Amelia | 56681_G_47 | 56681 | G | 47 |  | Landfill Gas | PJM_Dom | Virginia | Amelia | 0.3 | 2001 | 9999 |  |  |  | 2.2317 | NEI 2019
Amelia | 56681_G_48 | 56681 | G | 48 |  | Landfill Gas | PJM_Dom | Virginia | Amelia | 0.3 | 2001 | 9999 |  |  |  | 2.2317 | NEI 2019
Amelia | 56681_G_5 | 56681 | G | 5 |  | Landfill Gas | PJM_Dom | Virginia | Amelia | 0.3 | 2001 | 9999 |  |  |  | 2.2317 | NEI 2019
Amelia | 56681_G_6 | 56681 | G | 6 |  | Landfill Gas | PJM_Dom | Virginia | Amelia | 0.3 | 2001 | 9999 |  |  |  | 2.2317 | NEI 2019
Amelia | 56681_G_7 | 56681 | G | 7 |  | Landfill Gas | PJM_Dom | Virginia | Amelia | 0.3 | 2001 | 9999 |  |  |  | 2.2317 | NEI 2019
Amelia | 56681_G_8 | 56681 | G | 8 |  | Landfill Gas | PJM_Dom | Virginia | Amelia | 0.3 | 2001 | 9999 |  |  |  | 2.2317 | NEI 2019
Amelia | 56681_G_9 | 56681 | G | 9 |  | Landfill Gas | PJM_Dom | Virginia | Amelia | 0.3 | 2001 | 9999 |  |  |  | 2.2317 | NEI 2019
Brunswick Landfill Gas | 56682_G_10 | 56682 | G | 10 |  | Landfill Gas | PJM_Dom | Virginia | Brunswick | 0.3 | 2007 | 9999 | 2019 | 51.0782 | 46454 | 2.1991 | NEI 2019
Brunswick Landfill Gas | 56682_G_11 | 56682 | G | 11 |  | Landfill Gas | PJM_Dom | Virginia | Brunswick | 0.3 | 2007 | 9999 |  |  |  | 2.1991 | NEI 2019
Brunswick Landfill Gas | 56682_G_12 | 56682 | G | 12 |  | Landfill Gas | PJM_Dom | Virginia | Brunswick | 0.3 | 2007 | 9999 |  |  |  | 2.1991 | NEI 2019
Brunswick Landfill Gas | 56682_G_13 | 56682 | G | 13 |  | Landfill Gas | PJM_Dom | Virginia | Brunswick | 0.3 | 2007 | 9999 |  |  |  | 2.1991 | NEI 2019
Brunswick Landfill Gas | 56682_G_14 | 56682 | G | 14 |  | Landfill Gas | PJM_Dom | Virginia | Brunswick | 0.3 | 2007 | 9999 |  |  |  | 2.1991 | NEI 2019
Brunswick Landfill Gas | 56682_G_15 | 56682 | G | 15 |  | Landfill Gas | PJM_Dom | Virginia | Brunswick | 0.3 | 2007 | 9999 |  |  |  | 2.1991 | NEI 2019
Brunswick Landfill Gas | 56682_G_16 | 56682 | G | 16 |  | Landfill Gas | PJM_Dom | Virginia | Brunswick | 0.3 | 2007 | 9999 |  |  |  | 2.1991 | NEI 2019
Brunswick Landfill Gas | 56682_G_17 | 56682 | G | 17 |  | Landfill Gas | PJM_Dom | Virginia | Brunswick | 0.3 | 2007 | 9999 |  |  |  | 2.1991 | NEI 2019
Brunswick Landfill Gas | 56682_G_18 | 56682 | G | 18 |  | Landfill Gas | PJM_Dom | Virginia | Brunswick | 0.3 | 2007 | 9999 |  |  |  | 2.1991 | NEI 2019
Brunswick Landfill Gas | 56682_G_19 | 56682 | G | 19 |  | Landfill Gas | PJM_Dom | Virginia | Brunswick | 0.3 | 2007 | 9999 |  |  |  | 2.1991 | NEI 2019
Brunswick Landfill Gas | 56682_G_2 | 56682 | G | 2 |  | Landfill Gas | PJM_Dom | Virginia | Brunswick | 0.3 | 2007 | 9999 |  |  |  | 2.1991 | NEI 2019
Brunswick Landfill Gas | 56682_G_20 | 56682 | G | 20 |  | Landfill Gas | PJM_Dom | Virginia | Brunswick | 0.3 | 2007 | 9999 |  |  |  | 2.1991 | NEI 2019
Brunswick Landfill Gas | 56682_G_21 | 56682 | G | 21 |  | Landfill Gas | PJM_Dom | Virginia | Brunswick | 0.3 | 2007 | 9999 |  |  |  | 2.1991 | NEI 2019
Brunswick Landfill Gas | 56682_G_22 | 56682 | G | 22 |  | Landfill Gas | PJM_Dom | Virginia | Brunswick | 0.3 | 2007 | 9999 |  |  |  | 2.1991 | NEI 2019
Brunswick Landfill Gas | 56682_G_23 | 56682 | G | 23 |  | Landfill Gas | PJM_Dom | Virginia | Brunswick | 0.3 | 2007 | 9999 |  |  |  | 2.1991 | NEI 2019
Brunswick Landfill Gas | 56682_G_24 | 56682 | G | 24 |  | Landfill Gas | PJM_Dom | Virginia | Brunswick | 0.3 | 2007 | 9999 |  |  |  | 2.1991 | NEI 2019
Brunswick Landfill Gas | 56682_G_25 | 56682 | G | 25 |  | Landfill Gas | PJM_Dom | Virginia | Brunswick | 0.3 | 2007 | 9999 |  |  |  | 2.1991 | NEI 2019
Brunswick Landfill Gas | 56682_G_26 | 56682 | G | 26 |  | Landfill Gas | PJM_Dom | Virginia | Brunswick | 0.3 | 2007 | 9999 |  |  |  | 2.1991 | NEI 2019
Brunswick Landfill Gas | 56682_G_27 | 56682 | G | 27 |  | Landfill Gas | PJM_Dom | Virginia | Brunswick | 0.3 | 2007 | 9999 |  |  |  | 2.1991 | NEI 2019
Brunswick Landfill Gas | 56682_G_28 | 56682 | G | 28 |  | Landfill Gas | PJM_Dom | Virginia | Brunswick | 0.3 | 2007 | 9999 |  |  |  | 2.1991 | NEI 2019
Brunswick Landfill Gas | 56682_G_29 | 56682 | G | 29 |  | Landfill Gas | PJM_Dom | Virginia | Brunswick | 0.3 | 2007 | 9999 |  |  |  | 2.1991 | NEI 2019
Brunswick Landfill Gas | 56682_G_3 | 56682 | G | 3 |  | Landfill Gas | PJM_Dom | Virginia | Brunswick | 0.3 | 2007 | 9999 |  |  |  | 2.1991 | NEI 2019
Brunswick Landfill Gas | 56682_G_30 | 56682 | G | 30 |  | Landfill Gas | PJM_Dom | Virginia | Brunswick | 0.3 | 2007 | 9999 |  |  |  | 2.1991 | NEI 2019
Brunswick Landfill Gas | 56682_G_31 | 56682 | G | 31 |  | Landfill Gas | PJM_Dom | Virginia | Brunswick | 0.3 | 2007 | 9999 |  |  |  | 2.1991 | NEI 2019
Brunswick Landfill Gas | 56682_G_32 | 56682 | G | 32 |  | Landfill Gas | PJM_Dom | Virginia | Brunswick | 0.3 | 2007 | 9999 |  |  |  | 2.1991 | NEI 2019
Brunswick Landfill Gas | 56682_G_33 | 56682 | G | 33 |  | Landfill Gas | PJM_Dom | Virginia | Brunswick | 0.3 | 2007 | 9999 |  |  |  | 2.1991 | NEI 2019
Brunswick Landfill Gas | 56682_G_34 | 56682 | G | 34 |  | Landfill Gas | PJM_Dom | Virginia | Brunswick | 0.3 | 2007 | 9999 |  |  |  | 2.1991 | NEI 2019
Brunswick Landfill Gas | 56682_G_35 | 56682 | G | 35 |  | Landfill Gas | PJM_Dom | Virginia | Brunswick | 0.3 | 2007 | 9999 |  |  |  | 2.1991 | NEI 2019
Brunswick Landfill Gas | 56682_G_36 | 56682 | G | 36 |  | Landfill Gas | PJM_Dom | Virginia | Brunswick | 0.3 | 2007 | 9999 |  |  |  | 2.1991 | NEI 2019
Brunswick Landfill Gas | 56682_G_4 | 56682 | G | 4 |  | Landfill Gas | PJM_Dom | Virginia | Brunswick | 0.3 | 2007 | 9999 |  |  |  | 2.1991 | NEI 2019
Brunswick Landfill Gas | 56682_G_5 | 56682 | G | 5 |  | Landfill Gas | PJM_Dom | Virginia | Brunswick | 0.3 | 2007 | 9999 |  |  |  | 2.1991 | NEI 2019
Brunswick Landfill Gas | 56682_G_6 | 56682 | G | 6 |  | Landfill Gas | PJM_Dom | Virginia | Brunswick | 0.3 | 2007 | 9999 |  |  |  | 2.1991 | NEI 2019
Brunswick Landfill Gas | 56682_G_7 | 56682 | G | 7 |  | Landfill Gas | PJM_Dom | Virginia | Brunswick | 0.3 | 2007 | 9999 |  |  |  | 2.1991 | NEI 2019
Brunswick Landfill Gas | 56682_G_8 | 56682 | G | 8 |  | Landfill Gas | PJM_Dom | Virginia | Brunswick | 0.3 | 2007 | 9999 |  |  |  | 2.1991 | NEI 2019
Brunswick Landfill Gas | 56682_G_9 | 56682 | G | 9 |  | Landfill Gas | PJM_Dom | Virginia | Brunswick | 0.3 | 2007 | 9999 |  |  |  | 2.1991 | NEI 2019
Charles City | 56683_G_1 | 56683 | G | 1 |  | Landfill Gas | PJM_Dom | Virginia | Charles City | 0.3 | 2003 | 9999 | 2019 | 51.7115 | 61290 | 1.6874 | NEI 2019
Charles City | 56683_G_10 | 56683 | G | 10 |  | Landfill Gas | PJM_Dom | Virginia | Charles City | 0.3 | 2003 | 9999 |  |  |  | 1.6874 | NEI 2019
Charles City | 56683_G_11 | 56683 | G | 11 |  | Landfill Gas | PJM_Dom | Virginia | Charles City | 0.3 | 2003 | 9999 |  |  |  | 1.6874 | NEI 2019
Charles City | 56683_G_12 | 56683 | G | 12 |  | Landfill Gas | PJM_Dom | Virginia | Charles City | 0.3 | 2003 | 9999 |  |  |  | 1.6874 | NEI 2019
Charles City | 56683_G_13 | 56683 | G | 13 |  | Landfill Gas | PJM_Dom | Virginia | Charles City | 0.3 | 2003 | 9999 |  |  |  | 1.6874 | NEI 2019
Charles City | 56683_G_14 | 56683 | G | 14 |  | Landfill Gas | PJM_Dom | Virginia | Charles City | 0.3 | 2003 | 9999 |  |  |  | 1.6874 | NEI 2019
Charles City | 56683_G_15 | 56683 | G | 15 |  | Landfill Gas | PJM_Dom | Virginia | Charles City | 0.3 | 2003 | 9999 |  |  |  | 1.6874 | NEI 2019
Charles City | 56683_G_16 | 56683 | G | 16 |  | Landfill Gas | PJM_Dom | Virginia | Charles City | 0.3 | 2003 | 9999 |  |  |  | 1.6874 | NEI 2019
Charles City | 56683_G_17 | 56683 | G | 17 |  | Landfill Gas | PJM_Dom | Virginia | Charles City | 0.3 | 2003 | 9999 |  |  |  | 1.6874 | NEI 2019
Charles City | 56683_G_18 | 56683 | G | 18 |  | Landfill Gas | PJM_Dom | Virginia | Charles City | 0.3 | 2003 | 9999 |  |  |  | 1.6874 | NEI 2019
Charles City | 56683_G_19 | 56683 | G | 19 |  | Landfill Gas | PJM_Dom | Virginia | Charles City | 0.3 | 2003 | 9999 |  |  |  | 1.6874 | NEI 2019
Charles City | 56683_G_2 | 56683 | G | 2 |  | Landfill Gas | PJM_Dom | Virginia | Charles City | 0.3 | 2003 | 9999 |  |  |  | 1.6874 | NEI 2019
Charles City | 56683_G_20 | 56683 | G | 20 |  | Landfill Gas | PJM_Dom | Virginia | Charles City | 0.3 | 2003 | 9999 |  |  |  | 1.6874 | NEI 2019
Charles City | 56683_G_21 | 56683 | G | 21 |  | Landfill Gas | PJM_Dom | Virginia | Charles City | 0.3 | 2003 | 9999 |  |  |  | 1.6874 | NEI 2019
Charles City | 56683_G_22 | 56683 | G | 22 |  | Landfill Gas | PJM_Dom | Virginia | Charles City | 0.3 | 2003 | 9999 |  |  |  | 1.6874 | NEI 2019
Charles City | 56683_G_23 | 56683 | G | 23 |  | Landfill Gas | PJM_Dom | Virginia | Charles City | 0.3 | 2003 | 9999 |  |  |  | 1.6874 | NEI 2019
Charles City | 56683_G_24 | 56683 | G | 24 |  | Landfill Gas | PJM_Dom | Virginia | Charles City | 0.3 | 2003 | 9999 |  |  |  | 1.6874 | NEI 2019
Charles City | 56683_G_25 | 56683 | G | 25 |  | Landfill Gas | PJM_Dom | Virginia | Charles City | 0.3 | 2003 | 9999 |  |  |  | 1.6874 | NEI 2019
Charles City | 56683_G_26 | 56683 | G | 26 |  | Landfill Gas | PJM_Dom | Virginia | Charles City | 0.3 | 2003 | 9999 |  |  |  | 1.6874 | NEI 2019
Charles City | 56683_G_27 | 56683 | G | 27 |  | Landfill Gas | PJM_Dom | Virginia | Charles City | 0.3 | 2003 | 9999 |  |  |  | 1.6874 | NEI 2019
Charles City | 56683_G_28 | 56683 | G | 28 |  | Landfill Gas | PJM_Dom | Virginia | Charles City | 0.3 | 2003 | 9999 |  |  |  | 1.6874 | NEI 2019
Charles City | 56683_G_29 | 56683 | G | 29 |  | Landfill Gas | PJM_Dom | Virginia | Charles City | 0.3 | 2003 | 9999 |  |  |  | 1.6874 | NEI 2019
Charles City | 56683_G_3 | 56683 | G | 3 |  | Landfill Gas | PJM_Dom | Virginia | Charles City | 0.3 | 2003 | 9999 |  |  |  | 1.6874 | NEI 2019
Charles City | 56683_G_30 | 56683 | G | 30 |  | Landfill Gas | PJM_Dom | Virginia | Charles City | 0.3 | 2003 | 9999 |  |  |  | 1.6874 | NEI 2019
Charles City | 56683_G_31 | 56683 | G | 31 |  | Landfill Gas | PJM_Dom | Virginia | Charles City | 0.3 | 2003 | 9999 |  |  |  | 1.6874 | NEI 2019
Charles City | 56683_G_32 | 56683 | G | 32 |  | Landfill Gas | PJM_Dom | Virginia | Charles City | 0.3 | 2003 | 9999 |  |  |  | 1.6874 | NEI 2019
Charles City | 56683_G_33 | 56683 | G | 33 |  | Landfill Gas | PJM_Dom | Virginia | Charles City | 0.3 | 2003 | 9999 |  |  |  | 1.6874 | NEI 2019
Charles City | 56683_G_34 | 56683 | G | 34 |  | Landfill Gas | PJM_Dom | Virginia | Charles City | 0.3 | 2003 | 9999 |  |  |  | 1.6874 | NEI 2019
Charles City | 56683_G_35 | 56683 | G | 35 |  | Landfill Gas | PJM_Dom | Virginia | Charles City | 0.3 | 2003 | 9999 |  |  |  | 1.6874 | NEI 2019
Charles City | 56683_G_36 | 56683 | G | 36 |  | Landfill Gas | PJM_Dom | Virginia | Charles City | 0.3 | 2003 | 9999 |  |  |  | 1.6874 | NEI 2019
Charles City | 56683_G_37 | 56683 | G | 37 |  | Landfill Gas | PJM_Dom | Virginia | Charles City | 0.3 | 2003 | 9999 |  |  |  | 1.6874 | NEI 2019
Charles City | 56683_G_38 | 56683 | G | 38 |  | Landfill Gas | PJM_Dom | Virginia | Charles City | 0.3 | 2003 | 9999 |  |  |  | 1.6874 | NEI 2019
Charles City | 56683_G_39 | 56683 | G | 39 |  | Landfill Gas | PJM_Dom | Virginia | Charles City | 0.3 | 2003 | 9999 |  |  |  | 1.6874 | NEI 2019
Charles City | 56683_G_4 | 56683 | G | 4 |  | Landfill Gas | PJM_Dom | Virginia | Charles City | 0.3 | 2003 | 9999 |  |  |  | 1.6874 | NEI 2019
Charles City | 56683_G_40 | 56683 | G | 40 |  | Landfill Gas | PJM_Dom | Virginia | Charles City | 0.3 | 2003 | 9999 |  |  |  | 1.6874 | NEI 2019
Charles City | 56683_G_41 | 56683 | G | 41 |  | Landfill Gas | PJM_Dom | Virginia | Charles City | 0.3 | 2003 | 9999 |  |  |  | 1.6874 | NEI 2019
Charles City | 56683_G_42 | 56683 | G | 42 |  | Landfill Gas | PJM_Dom | Virginia | Charles City | 0.3 | 2003 | 9999 |  |  |  | 1.6874 | NEI 2019
Charles City | 56683_G_43 | 56683 | G | 43 |  | Landfill Gas | PJM_Dom | Virginia | Charles City | 0.3 | 2003 | 9999 |  |  |  | 1.6874 | NEI 2019
Charles City | 56683_G_44 | 56683 | G | 44 |  | Landfill Gas | PJM_Dom | Virginia | Charles City | 0.3 | 2003 | 9999 |  |  |  | 1.6874 | NEI 2019
Charles City | 56683_G_45 | 56683 | G | 45 |  | Landfill Gas | PJM_Dom | Virginia | Charles City | 0.3 | 2003 | 9999 |  |  |  | 1.6874 | NEI 2019
Charles City | 56683_G_46 | 56683 | G | 46 |  | Landfill Gas | PJM_Dom | Virginia | Charles City | 0.3 | 2003 | 9999 |  |  |  | 1.6874 | NEI 2019
Charles City | 56683_G_47 | 56683 | G | 47 |  | Landfill Gas | PJM_Dom | Virginia | Charles City | 0.3 | 2003 | 9999 |  |  |  | 1.6874 | NEI 2019
Charles City | 56683_G_48 | 56683 | G | 48 |  | Landfill Gas | PJM_Dom | Virginia | Charles City | 0.3 | 2003 | 9999 |  |  |  | 1.6874 | NEI 2019
Charles City | 56683_G_5 | 56683 | G | 5 |  | Landfill Gas | PJM_Dom | Virginia | Charles City | 0.3 | 2003 | 9999 |  |  |  | 1.6874 | NEI 2019
Charles City | 56683_G_6 | 56683 | G | 6 |  | Landfill Gas | PJM_Dom | Virginia | Charles City | 0.3 | 2003 | 9999 |  |  |  | 1.6874 | NEI 2019
Charles City | 56683_G_7 | 56683 | G | 7 |  | Landfill Gas | PJM_Dom | Virginia | Charles City | 0.3 | 2003 | 9999 |  |  |  | 1.6874 | NEI 2019
Charles City | 56683_G_8 | 56683 | G | 8 |  | Landfill Gas | PJM_Dom | Virginia | Charles City | 0.3 | 2003 | 9999 |  |  |  | 1.6874 | NEI 2019
Charles City | 56683_G_9 | 56683 | G | 9 |  | Landfill Gas | PJM_Dom | Virginia | Charles City | 0.3 | 2003 | 9999 |  |  |  | 1.6874 | NEI 2019
Chesterfield Landfill Gas | 56684_G_1 | 56684 | G | 1 |  | Landfill Gas | PJM_Dom | Virginia | Chesterfield | 0.3 | 2004 | 9999 | 2019 | 62.221 | 56382 | 2.2071 | NEI 2019
Chesterfield Landfill Gas | 56684_G_10 | 56684 | G | 10 |  | Landfill Gas | PJM_Dom | Virginia | Chesterfield | 0.3 | 2004 | 9999 |  |  |  | 2.2071 | NEI 2019
Chesterfield Landfill Gas | 56684_G_11 | 56684 | G | 11 |  | Landfill Gas | PJM_Dom | Virginia | Chesterfield | 0.3 | 2004 | 9999 |  |  |  | 2.2071 | NEI 2019
Chesterfield Landfill Gas | 56684_G_12 | 56684 | G | 12 |  | Landfill Gas | PJM_Dom | Virginia | Chesterfield | 0.3 | 2004 | 9999 |  |  |  | 2.2071 | NEI 2019
Chesterfield Landfill Gas | 56684_G_13 | 56684 | G | 13 |  | Landfill Gas | PJM_Dom | Virginia | Chesterfield | 0.3 | 2004 | 9999 |  |  |  | 2.2071 | NEI 2019
Chesterfield Landfill Gas | 56684_G_14 | 56684 | G | 14 |  | Landfill Gas | PJM_Dom | Virginia | Chesterfield | 0.3 | 2004 | 9999 |  |  |  | 2.2071 | NEI 2019
Chesterfield Landfill Gas | 56684_G_15 | 56684 | G | 15 |  | Landfill Gas | PJM_Dom | Virginia | Chesterfield | 0.3 | 2004 | 9999 |  |  |  | 2.2071 | NEI 2019
Chesterfield Landfill Gas | 56684_G_16 | 56684 | G | 16 |  | Landfill Gas | PJM_Dom | Virginia | Chesterfield | 0.3 | 2004 | 9999 |  |  |  | 2.2071 | NEI 2019
Chesterfield Landfill Gas | 56684_G_17 | 56684 | G | 17 |  | Landfill Gas | PJM_Dom | Virginia | Chesterfield | 0.3 | 2004 | 9999 |  |  |  | 2.2071 | NEI 2019
Chesterfield Landfill Gas | 56684_G_18 | 56684 | G | 18 |  | Landfill Gas | PJM_Dom | Virginia | Chesterfield | 0.3 | 2004 | 9999 |  |  |  | 2.2071 | NEI 2019
Chesterfield Landfill Gas | 56684_G_19 | 56684 | G | 19 |  | Landfill Gas | PJM_Dom | Virginia | Chesterfield | 0.3 | 2004 | 9999 |  |  |  | 2.2071 | NEI 2019
Chesterfield Landfill Gas | 56684_G_2 | 56684 | G | 2 |  | Landfill Gas | PJM_Dom | Virginia | Chesterfield | 0.3 | 2004 | 9999 |  |  |  | 2.2071 | NEI 2019
Chesterfield Landfill Gas | 56684_G_20 | 56684 | G | 20 |  | Landfill Gas | PJM_Dom | Virginia | Chesterfield | 0.3 | 2004 | 9999 |  |  |  | 2.2071 | NEI 2019
Chesterfield Landfill Gas | 56684_G_21 | 56684 | G | 21 |  | Landfill Gas | PJM_Dom | Virginia | Chesterfield | 0.3 | 2004 | 9999 |  |  |  | 2.2071 | NEI 2019
Chesterfield Landfill Gas | 56684_G_22 | 56684 | G | 22 |  | Landfill Gas | PJM_Dom | Virginia | Chesterfield | 0.3 | 2004 | 9999 |  |  |  | 2.2071 | NEI 2019
Chesterfield Landfill Gas | 56684_G_23 | 56684 | G | 23 |  | Landfill Gas | PJM_Dom | Virginia | Chesterfield | 0.3 | 2004 | 9999 |  |  |  | 2.2071 | NEI 2019
Chesterfield Landfill Gas | 56684_G_24 | 56684 | G | 24 |  | Landfill Gas | PJM_Dom | Virginia | Chesterfield | 0.3 | 2004 | 9999 |  |  |  | 2.2071 | NEI 2019
Chesterfield Landfill Gas | 56684_G_25 | 56684 | G | 25 |  | Landfill Gas | PJM_Dom | Virginia | Chesterfield | 0.3 | 2004 | 9999 |  |  |  | 2.2071 | NEI 2019
Chesterfield Landfill Gas | 56684_G_26 | 56684 | G | 26 |  | Landfill Gas | PJM_Dom | Virginia | Chesterfield | 0.3 | 2004 | 9999 |  |  |  | 2.2071 | NEI 2019
Chesterfield Landfill Gas | 56684_G_27 | 56684 | G | 27 |  | Landfill Gas | PJM_Dom | Virginia | Chesterfield | 0.3 | 2004 | 9999 |  |  |  | 2.2071 | NEI 2019
Chesterfield Landfill Gas | 56684_G_28 | 56684 | G | 28 |  | Landfill Gas | PJM_Dom | Virginia | Chesterfield | 0.3 | 2004 | 9999 |  |  |  | 2.2071 | NEI 2019
Chesterfield Landfill Gas | 56684_G_29 | 56684 | G | 29 |  | Landfill Gas | PJM_Dom | Virginia | Chesterfield | 0.3 | 2004 | 9999 |  |  |  | 2.2071 | NEI 2019
Chesterfield Landfill Gas | 56684_G_3 | 56684 | G | 3 |  | Landfill Gas | PJM_Dom | Virginia | Chesterfield | 0.3 | 2004 | 9999 |  |  |  | 2.2071 | NEI 2019
Chesterfield Landfill Gas | 56684_G_30 | 56684 | G | 30 |  | Landfill Gas | PJM_Dom | Virginia | Chesterfield | 0.3 | 2004 | 9999 |  |  |  | 2.2071 | NEI 2019
Chesterfield Landfill Gas | 56684_G_31 | 56684 | G | 31 |  | Landfill Gas | PJM_Dom | Virginia | Chesterfield | 0.3 | 2004 | 9999 |  |  |  | 2.2071 | NEI 2019
Chesterfield Landfill Gas | 56684_G_32 | 56684 | G | 32 |  | Landfill Gas | PJM_Dom | Virginia | Chesterfield | 0.3 | 2004 | 9999 |  |  |  | 2.2071 | NEI 2019
Chesterfield Landfill Gas | 56684_G_33 | 56684 | G | 33 |  | Landfill Gas | PJM_Dom | Virginia | Chesterfield | 0.3 | 2004 | 9999 |  |  |  | 2.2071 | NEI 2019
Chesterfield Landfill Gas | 56684_G_34 | 56684 | G | 34 |  | Landfill Gas | PJM_Dom | Virginia | Chesterfield | 0.3 | 2004 | 9999 |  |  |  | 2.2071 | NEI 2019
Chesterfield Landfill Gas | 56684_G_35 | 56684 | G | 35 |  | Landfill Gas | PJM_Dom | Virginia | Chesterfield | 0.3 | 2004 | 9999 |  |  |  | 2.2071 | NEI 2019
Chesterfield Landfill Gas | 56684_G_36 | 56684 | G | 36 |  | Landfill Gas | PJM_Dom | Virginia | Chesterfield | 0.3 | 2004 | 9999 |  |  |  | 2.2071 | NEI 2019
Chesterfield Landfill Gas | 56684_G_37 | 56684 | G | 37 |  | Landfill Gas | PJM_Dom | Virginia | Chesterfield | 0.3 | 2004 | 9999 |  |  |  | 2.2071 | NEI 2019
Chesterfield Landfill Gas | 56684_G_38 | 56684 | G | 38 |  | Landfill Gas | PJM_Dom | Virginia | Chesterfield | 0.3 | 2004 | 9999 |  |  |  | 2.2071 | NEI 2019
Chesterfield Landfill Gas | 56684_G_39 | 56684 | G | 39 |  | Landfill Gas | PJM_Dom | Virginia | Chesterfield | 0.3 | 2004 | 9999 |  |  |  | 2.2071 | NEI 2019
Chesterfield Landfill Gas | 56684_G_4 | 56684 | G | 4 |  | Landfill Gas | PJM_Dom | Virginia | Chesterfield | 0.3 | 2004 | 9999 |  |  |  | 2.2071 | NEI 2019
Chesterfield Landfill Gas | 56684_G_40 | 56684 | G | 40 |  | Landfill Gas | PJM_Dom | Virginia | Chesterfield | 0.3 | 2004 | 9999 |  |  |  | 2.2071 | NEI 2019
Chesterfield Landfill Gas | 56684_G_41 | 56684 | G | 41 |  | Landfill Gas | PJM_Dom | Virginia | Chesterfield | 0.3 | 2004 | 9999 |  |  |  | 2.2071 | NEI 2019
Chesterfield Landfill Gas | 56684_G_42 | 56684 | G | 42 |  | Landfill Gas | PJM_Dom | Virginia | Chesterfield | 0.3 | 2004 | 9999 |  |  |  | 2.2071 | NEI 2019
Chesterfield Landfill Gas | 56684_G_43 | 56684 | G | 43 |  | Landfill Gas | PJM_Dom | Virginia | Chesterfield | 0.3 | 2004 | 9999 |  |  |  | 2.2071 | NEI 2019
Chesterfield Landfill Gas | 56684_G_44 | 56684 | G | 44 |  | Landfill Gas | PJM_Dom | Virginia | Chesterfield | 0.3 | 2004 | 9999 |  |  |  | 2.2071 | NEI 2019
Chesterfield Landfill Gas | 56684_G_45 | 56684 | G | 45 |  | Landfill Gas | PJM_Dom | Virginia | Chesterfield | 0.3 | 2004 | 9999 |  |  |  | 2.2071 | NEI 2019
Chesterfield Landfill Gas | 56684_G_46 | 56684 | G | 46 |  | Landfill Gas | PJM_Dom | Virginia | Chesterfield | 0.3 | 2004 | 9999 |  |  |  | 2.2071 | NEI 2019
Chesterfield Landfill Gas | 56684_G_47 | 56684 | G | 47 |  | Landfill Gas | PJM_Dom | Virginia | Chesterfield | 0.3 | 2004 | 9999 |  |  |  | 2.2071 | NEI 2019
Chesterfield Landfill Gas | 56684_G_48 | 56684 | G | 48 |  | Landfill Gas | PJM_Dom | Virginia | Chesterfield | 0.3 | 2004 | 9999 |  |  |  | 2.2071 | NEI 2019
Chesterfield Landfill Gas | 56684_G_5 | 56684 | G | 5 |  | Landfill Gas | PJM_Dom | Virginia | Chesterfield | 0.3 | 2004 | 9999 |  |  |  | 2.2071 | NEI 2019
Chesterfield Landfill Gas | 56684_G_6 | 56684 | G | 6 |  | Landfill Gas | PJM_Dom | Virginia | Chesterfield | 0.3 | 2004 | 9999 |  |  |  | 2.2071 | NEI 2019
Chesterfield Landfill Gas | 56684_G_7 | 56684 | G | 7 |  | Landfill Gas | PJM_Dom | Virginia | Chesterfield | 0.3 | 2004 | 9999 |  |  |  | 2.2071 | NEI 2019
Chesterfield Landfill Gas | 56684_G_8 | 56684 | G | 8 |  | Landfill Gas | PJM_Dom | Virginia | Chesterfield | 0.3 | 2004 | 9999 |  |  |  | 2.2071 | NEI 2019
Chesterfield Landfill Gas | 56684_G_9 | 56684 | G | 9 |  | Landfill Gas | PJM_Dom | Virginia | Chesterfield | 0.3 | 2004 | 9999 |  |  |  | 2.2071 | NEI 2019
King & Queen | 56686_G_1 | 56686 | G | 1 |  | Landfill Gas | PJM_Dom | Virginia | King and Queen | 0.3 | 2008 | 9999 | 2017 | 64.0034 | 64400 | 1.9877 | NEI 2019
King & Queen | 56686_G_10 | 56686 | G | 10 |  | Landfill Gas | PJM_Dom | Virginia | King and Queen | 0.3 | 2008 | 9999 |  |  |  | 1.9877 | NEI 2019
King & Queen | 56686_G_11 | 56686 | G | 11 |  | Landfill Gas | PJM_Dom | Virginia | King and Queen | 0.3 | 2008 | 9999 |  |  |  | 1.9877 | NEI 2019
King & Queen | 56686_G_12 | 56686 | G | 12 |  | Landfill Gas | PJM_Dom | Virginia | King and Queen | 0.3 | 2008 | 9999 |  |  |  | 1.9877 | NEI 2019
King & Queen | 56686_G_13 | 56686 | G | 13 |  | Landfill Gas | PJM_Dom | Virginia | King and Queen | 0.3 | 2008 | 9999 |  |  |  | 1.9877 | NEI 2019
King & Queen | 56686_G_14 | 56686 | G | 14 |  | Landfill Gas | PJM_Dom | Virginia | King and Queen | 0.3 | 2008 | 9999 |  |  |  | 1.9877 | NEI 2019
King & Queen | 56686_G_15 | 56686 | G | 15 |  | Landfill Gas | PJM_Dom | Virginia | King and Queen | 0.3 | 2008 | 9999 |  |  |  | 1.9877 | NEI 2019
King & Queen | 56686_G_16 | 56686 | G | 16 |  | Landfill Gas | PJM_Dom | Virginia | King and Queen | 0.3 | 2008 | 9999 |  |  |  | 1.9877 | NEI 2019
King & Queen | 56686_G_17 | 56686 | G | 17 |  | Landfill Gas | PJM_Dom | Virginia | King and Queen | 0.3 | 2008 | 9999 |  |  |  | 1.9877 | NEI 2019
King & Queen | 56686_G_18 | 56686 | G | 18 |  | Landfill Gas | PJM_Dom | Virginia | King and Queen | 0.3 | 2008 | 9999 |  |  |  | 1.9877 | NEI 2019
King & Queen | 56686_G_19 | 56686 | G | 19 |  | Landfill Gas | PJM_Dom | Virginia | King and Queen | 0.3 | 2008 | 9999 |  |  |  | 1.9877 | NEI 2019
King & Queen | 56686_G_2 | 56686 | G | 2 |  | Landfill Gas | PJM_Dom | Virginia | King and Queen | 0.3 | 2008 | 9999 |  |  |  | 1.9877 | NEI 2019
King & Queen | 56686_G_20 | 56686 | G | 20 |  | Landfill Gas | PJM_Dom | Virginia | King and Queen | 0.3 | 2008 | 9999 |  |  |  | 1.9877 | NEI 2019
King & Queen | 56686_G_21 | 56686 | G | 21 |  | Landfill Gas | PJM_Dom | Virginia | King and Queen | 0.3 | 2008 | 9999 |  |  |  | 1.9877 | NEI 2019
King & Queen | 56686_G_22 | 56686 | G | 22 |  | Landfill Gas | PJM_Dom | Virginia | King and Queen | 0.3 | 2008 | 9999 |  |  |  | 1.9877 | NEI 2019
King & Queen | 56686_G_23 | 56686 | G | 23 |  | Landfill Gas | PJM_Dom | Virginia | King and Queen | 0.3 | 2008 | 9999 |  |  |  | 1.9877 | NEI 2019
King & Queen | 56686_G_24 | 56686 | G | 24 |  | Landfill Gas | PJM_Dom | Virginia | King and Queen | 0.3 | 2008 | 9999 |  |  |  | 1.9877 | NEI 2019
King & Queen | 56686_G_25 | 56686 | G | 25 |  | Landfill Gas | PJM_Dom | Virginia | King and Queen | 0.3 | 2008 | 9999 |  |  |  | 1.9877 | NEI 2019
King & Queen | 56686_G_26 | 56686 | G | 26 |  | Landfill Gas | PJM_Dom | Virginia | King and Queen | 0.3 | 2008 | 9999 |  |  |  | 1.9877 | NEI 2019
King & Queen | 56686_G_27 | 56686 | G | 27 |  | Landfill Gas | PJM_Dom | Virginia | King and Queen | 0.3 | 2008 | 9999 |  |  |  | 1.9877 | NEI 2019
King & Queen | 56686_G_28 | 56686 | G | 28 |  | Landfill Gas | PJM_Dom | Virginia | King and Queen | 0.3 | 2008 | 9999 |  |  |  | 1.9877 | NEI 2019
King & Queen | 56686_G_29 | 56686 | G | 29 |  | Landfill Gas | PJM_Dom | Virginia | King and Queen | 0.3 | 2008 | 9999 |  |  |  | 1.9877 | NEI 2019
King & Queen | 56686_G_3 | 56686 | G | 3 |  | Landfill Gas | PJM_Dom | Virginia | King and Queen | 0.3 | 2008 | 9999 |  |  |  | 1.9877 | NEI 2019
King & Queen | 56686_G_30 | 56686 | G | 30 |  | Landfill Gas | PJM_Dom | Virginia | King and Queen | 0.3 | 2008 | 9999 |  |  |  | 1.9877 | NEI 2019
King & Queen | 56686_G_31 | 56686 | G | 31 |  | Landfill Gas | PJM_Dom | Virginia | King and Queen | 0.3 | 2008 | 9999 |  |  |  | 1.9877 | NEI 2019
King & Queen | 56686_G_32 | 56686 | G | 32 |  | Landfill Gas | PJM_Dom | Virginia | King and Queen | 0.3 | 2008 | 9999 |  |  |  | 1.9877 | NEI 2019
King & Queen | 56686_G_33 | 56686 | G | 33 |  | Landfill Gas | PJM_Dom | Virginia | King and Queen | 0.3 | 2008 | 9999 |  |  |  | 1.9877 | NEI 2019
King & Queen | 56686_G_34 | 56686 | G | 34 |  | Landfill Gas | PJM_Dom | Virginia | King and Queen | 0.3 | 2008 | 9999 |  |  |  | 1.9877 | NEI 2019
King & Queen | 56686_G_35 | 56686 | G | 35 |  | Landfill Gas | PJM_Dom | Virginia | King and Queen | 0.3 | 2008 | 9999 |  |  |  | 1.9877 | NEI 2019
King & Queen | 56686_G_36 | 56686 | G | 36 |  | Landfill Gas | PJM_Dom | Virginia | King and Queen | 0.3 | 2008 | 9999 |  |  |  | 1.9877 | NEI 2019
King & Queen | 56686_G_4 | 56686 | G | 4 |  | Landfill Gas | PJM_Dom | Virginia | King and Queen | 0.3 | 2008 | 9999 |  |  |  | 1.9877 | NEI 2019
King & Queen | 56686_G_5 | 56686 | G | 5 |  | Landfill Gas | PJM_Dom | Virginia | King and Queen | 0.3 | 2008 | 9999 |  |  |  | 1.9877 | NEI 2019
King & Queen | 56686_G_6 | 56686 | G | 6 |  | Landfill Gas | PJM_Dom | Virginia | King and Queen | 0.3 | 2008 | 9999 |  |  |  | 1.9877 | NEI 2019
King & Queen | 56686_G_7 | 56686 | G | 7 |  | Landfill Gas | PJM_Dom | Virginia | King and Queen | 0.3 | 2008 | 9999 |  |  |  | 1.9877 | NEI 2019
King & Queen | 56686_G_8 | 56686 | G | 8 |  | Landfill Gas | PJM_Dom | Virginia | King and Queen | 0.3 | 2008 | 9999 |  |  |  | 1.9877 | NEI 2019
King & Queen | 56686_G_9 | 56686 | G | 9 |  | Landfill Gas | PJM_Dom | Virginia | King and Queen | 0.3 | 2008 | 9999 |  |  |  | 1.9877 | NEI 2019
Mountain View | 56687_G_1 | 56687 | G | 1 |  | Landfill Gas | PJM_AP | Pennsylvania | Franklin | 0.3 | 2003 | 9999 |  |  |  | 1.5652 | Default Emission Factor
Mountain View | 56687_G_10 | 56687 | G | 10 |  | Landfill Gas | PJM_AP | Pennsylvania | Franklin | 0.3 | 2003 | 9999 |  |  |  | 1.5652 | Default Emission Factor
Mountain View | 56687_G_11 | 56687 | G | 11 |  | Landfill Gas | PJM_AP | Pennsylvania | Franklin | 0.3 | 2003 | 9999 |  |  |  | 1.5652 | Default Emission Factor
Mountain View | 56687_G_12 | 56687 | G | 12 |  | Landfill Gas | PJM_AP | Pennsylvania | Franklin | 0.3 | 2003 | 9999 |  |  |  | 1.5652 | Default Emission Factor
Mountain View | 56687_G_13 | 56687 | G | 13 |  | Landfill Gas | PJM_AP | Pennsylvania | Franklin | 0.3 | 2003 | 9999 |  |  |  | 1.5652 | Default Emission Factor
Mountain View | 56687_G_14 | 56687 | G | 14 |  | Landfill Gas | PJM_AP | Pennsylvania | Franklin | 0.3 | 2003 | 9999 |  |  |  | 1.5652 | Default Emission Factor
Mountain View | 56687_G_15 | 56687 | G | 15 |  | Landfill Gas | PJM_AP | Pennsylvania | Franklin | 0.3 | 2003 | 9999 |  |  |  | 1.5652 | Default Emission Factor
Mountain View | 56687_G_16 | 56687 | G | 16 |  | Landfill Gas | PJM_AP | Pennsylvania | Franklin | 0.3 | 2003 | 9999 |  |  |  | 1.5652 | Default Emission Factor
Mountain View | 56687_G_17 | 56687 | G | 17 |  | Landfill Gas | PJM_AP | Pennsylvania | Franklin | 0.3 | 2003 | 9999 |  |  |  | 1.5652 | Default Emission Factor
Mountain View | 56687_G_18 | 56687 | G | 18 |  | Landfill Gas | PJM_AP | Pennsylvania | Franklin | 0.3 | 2003 | 9999 |  |  |  | 1.5652 | Default Emission Factor
Mountain View | 56687_G_19 | 56687 | G | 19 |  | Landfill Gas | PJM_AP | Pennsylvania | Franklin | 0.3 | 2003 | 9999 |  |  |  | 1.5652 | Default Emission Factor
Mountain View | 56687_G_2 | 56687 | G | 2 |  | Landfill Gas | PJM_AP | Pennsylvania | Franklin | 0.3 | 2003 | 9999 |  |  |  | 1.5652 | Default Emission Factor
Mountain View | 56687_G_20 | 56687 | G | 20 |  | Landfill Gas | PJM_AP | Pennsylvania | Franklin | 0.3 | 2003 | 9999 |  |  |  | 1.5652 | Default Emission Factor
Mountain View | 56687_G_21 | 56687 | G | 21 |  | Landfill Gas | PJM_AP | Pennsylvania | Franklin | 0.3 | 2003 | 9999 |  |  |  | 1.5652 | Default Emission Factor
Mountain View | 56687_G_22 | 56687 | G | 22 |  | Landfill Gas | PJM_AP | Pennsylvania | Franklin | 0.3 | 2003 | 9999 |  |  |  | 1.5652 | Default Emission Factor
Mountain View | 56687_G_23 | 56687 | G | 23 |  | Landfill Gas | PJM_AP | Pennsylvania | Franklin | 0.3 | 2003 | 9999 |  |  |  | 1.5652 | Default Emission Factor
Mountain View | 56687_G_24 | 56687 | G | 24 |  | Landfill Gas | PJM_AP | Pennsylvania | Franklin | 0.3 | 2003 | 9999 |  |  |  | 1.5652 | Default Emission Factor
Mountain View | 56687_G_25 | 56687 | G | 25 |  | Landfill Gas | PJM_AP | Pennsylvania | Franklin | 0.3 | 2003 | 9999 |  |  |  | 1.5652 | Default Emission Factor
Mountain View | 56687_G_26 | 56687 | G | 26 |  | Landfill Gas | PJM_AP | Pennsylvania | Franklin | 0.3 | 2003 | 9999 |  |  |  | 1.5652 | Default Emission Factor
Mountain View | 56687_G_27 | 56687 | G | 27 |  | Landfill Gas | PJM_AP | Pennsylvania | Franklin | 0.3 | 2003 | 9999 |  |  |  | 1.5652 | Default Emission Factor
Mountain View | 56687_G_28 | 56687 | G | 28 |  | Landfill Gas | PJM_AP | Pennsylvania | Franklin | 0.3 | 2003 | 9999 |  |  |  | 1.5652 | Default Emission Factor
Mountain View | 56687_G_29 | 56687 | G | 29 |  | Landfill Gas | PJM_AP | Pennsylvania | Franklin | 0.3 | 2003 | 9999 |  |  |  | 1.5652 | Default Emission Factor
Mountain View | 56687_G_3 | 56687 | G | 3 |  | Landfill Gas | PJM_AP | Pennsylvania | Franklin | 0.3 | 2003 | 9999 |  |  |  | 1.5652 | Default Emission Factor
Mountain View | 56687_G_30 | 56687 | G | 30 |  | Landfill Gas | PJM_AP | Pennsylvania | Franklin | 0.3 | 2003 | 9999 |  |  |  | 1.5652 | Default Emission Factor
Mountain View | 56687_G_31 | 56687 | G | 31 |  | Landfill Gas | PJM_AP | Pennsylvania | Franklin | 0.3 | 2003 | 9999 |  |  |  | 1.5652 | Default Emission Factor
Mountain View | 56687_G_32 | 56687 | G | 32 |  | Landfill Gas | PJM_AP | Pennsylvania | Franklin | 0.3 | 2003 | 9999 |  |  |  | 1.5652 | Default Emission Factor
Mountain View | 56687_G_33 | 56687 | G | 33 |  | Landfill Gas | PJM_AP | Pennsylvania | Franklin | 0.3 | 2003 | 9999 |  |  |  | 1.5652 | Default Emission Factor
Mountain View | 56687_G_34 | 56687 | G | 34 |  | Landfill Gas | PJM_AP | Pennsylvania | Franklin | 0.3 | 2003 | 9999 |  |  |  | 1.5652 | Default Emission Factor
Mountain View | 56687_G_35 | 56687 | G | 35 |  | Landfill Gas | PJM_AP | Pennsylvania | Franklin | 0.3 | 2003 | 9999 |  |  |  | 1.5652 | Default Emission Factor
Mountain View | 56687_G_36 | 56687 | G | 36 |  | Landfill Gas | PJM_AP | Pennsylvania | Franklin | 0.3 | 2003 | 9999 |  |  |  | 1.5652 | Default Emission Factor
Mountain View | 56687_G_37 | 56687 | G | 37 |  | Landfill Gas | PJM_AP | Pennsylvania | Franklin | 0.3 | 2003 | 9999 |  |  |  | 1.5652 | Default Emission Factor
Mountain View | 56687_G_38 | 56687 | G | 38 |  | Landfill Gas | PJM_AP | Pennsylvania | Franklin | 0.3 | 2003 | 9999 |  |  |  | 1.5652 | Default Emission Factor
Mountain View | 56687_G_39 | 56687 | G | 39 |  | Landfill Gas | PJM_AP | Pennsylvania | Franklin | 0.3 | 2003 | 9999 |  |  |  | 1.5652 | Default Emission Factor
Mountain View | 56687_G_4 | 56687 | G | 4 |  | Landfill Gas | PJM_AP | Pennsylvania | Franklin | 0.3 | 2003 | 9999 |  |  |  | 1.5652 | Default Emission Factor
Mountain View | 56687_G_40 | 56687 | G | 40 |  | Landfill Gas | PJM_AP | Pennsylvania | Franklin | 0.3 | 2003 | 9999 |  |  |  | 1.5652 | Default Emission Factor
Mountain View | 56687_G_41 | 56687 | G | 41 |  | Landfill Gas | PJM_AP | Pennsylvania | Franklin | 0.3 | 2003 | 9999 |  |  |  | 1.5652 | Default Emission Factor
Mountain View | 56687_G_42 | 56687 | G | 42 |  | Landfill Gas | PJM_AP | Pennsylvania | Franklin | 0.3 | 2003 | 9999 |  |  |  | 1.5652 | Default Emission Factor
Mountain View | 56687_G_43 | 56687 | G | 43 |  | Landfill Gas | PJM_AP | Pennsylvania | Franklin | 0.3 | 2003 | 9999 |  |  |  | 1.5652 | Default Emission Factor
Mountain View | 56687_G_44 | 56687 | G | 44 |  | Landfill Gas | PJM_AP | Pennsylvania | Franklin | 0.3 | 2003 | 9999 |  |  |  | 1.5652 | Default Emission Factor
Mountain View | 56687_G_45 | 56687 | G | 45 |  | Landfill Gas | PJM_AP | Pennsylvania | Franklin | 0.3 | 2003 | 9999 |  |  |  | 1.5652 | Default Emission Factor
Mountain View | 56687_G_46 | 56687 | G | 46 |  | Landfill Gas | PJM_AP | Pennsylvania | Franklin | 0.3 | 2003 | 9999 |  |  |  | 1.5652 | Default Emission Factor
Mountain View | 56687_G_47 | 56687 | G | 47 |  | Landfill Gas | PJM_AP | Pennsylvania | Franklin | 0.3 | 2003 | 9999 |  |  |  | 1.5652 | Default Emission Factor
Mountain View | 56687_G_48 | 56687 | G | 48 |  | Landfill Gas | PJM_AP | Pennsylvania | Franklin | 0.3 | 2003 | 9999 |  |  |  | 1.5652 | Default Emission Factor
Mountain View | 56687_G_5 | 56687 | G | 5 |  | Landfill Gas | PJM_AP | Pennsylvania | Franklin | 0.3 | 2003 | 9999 |  |  |  | 1.5652 | Default Emission Factor
Mountain View | 56687_G_6 | 56687 | G | 6 |  | Landfill Gas | PJM_AP | Pennsylvania | Franklin | 0.3 | 2003 | 9999 |  |  |  | 1.5652 | Default Emission Factor
Mountain View | 56687_G_7 | 56687 | G | 7 |  | Landfill Gas | PJM_AP | Pennsylvania | Franklin | 0.3 | 2003 | 9999 |  |  |  | 1.5652 | Default Emission Factor
Mountain View | 56687_G_8 | 56687 | G | 8 |  | Landfill Gas | PJM_AP | Pennsylvania | Franklin | 0.3 | 2003 | 9999 |  |  |  | 1.5652 | Default Emission Factor
Mountain View | 56687_G_9 | 56687 | G | 9 |  | Landfill Gas | PJM_AP | Pennsylvania | Franklin | 0.3 | 2003 | 9999 |  |  |  | 1.5652 | Default Emission Factor
New Bern | 56688_G_1 | 56688 | G | 1 |  | Landfill Gas | S_VACA | North Carolina | Craven | 0.3 | 2007 | 9999 | 2018 | 1.8439 | 1275.8333 | 2.8905 | North Carolina State Emissions Inventory
New Bern | 56688_G_10 | 56688 | G | 10 |  | Landfill Gas | S_VACA | North Carolina | Craven | 0.3 | 2007 | 9999 | 2018 | 1.8439 | 1275.8333 | 2.8905 | North Carolina State Emissions Inventory
New Bern | 56688_G_11 | 56688 | G | 11 |  | Landfill Gas | S_VACA | North Carolina | Craven | 0.3 | 2007 | 9999 | 2018 | 1.8439 | 1275.8333 | 2.8905 | North Carolina State Emissions Inventory
New Bern | 56688_G_12 | 56688 | G | 12 |  | Landfill Gas | S_VACA | North Carolina | Craven | 0.3 | 2007 | 9999 | 2018 | 1.8439 | 1275.8333 | 2.8905 | North Carolina State Emissions Inventory
New Bern | 56688_G_13 | 56688 | G | 13 |  | Landfill Gas | S_VACA | North Carolina | Craven | 0.3 | 2011 | 9999 | 2018 | 1.8439 | 1275.8333 | 2.8905 | North Carolina State Emissions Inventory
New Bern | 56688_G_14 | 56688 | G | 14 |  | Landfill Gas | S_VACA | North Carolina | Craven | 0.3 | 2011 | 9999 | 2018 | 1.8439 | 1275.8333 | 2.8905 | North Carolina State Emissions Inventory
New Bern | 56688_G_15 | 56688 | G | 15 |  | Landfill Gas | S_VACA | North Carolina | Craven | 0.3 | 2011 | 9999 | 2018 | 1.8439 | 1275.8333 | 2.8905 | North Carolina State Emissions Inventory
New Bern | 56688_G_16 | 56688 | G | 16 |  | Landfill Gas | S_VACA | North Carolina | Craven | 0.3 | 2011 | 9999 | 2018 | 1.8439 | 1275.8333 | 2.8905 | North Carolina State Emissions Inventory
New Bern | 56688_G_17 | 56688 | G | 17 |  | Landfill Gas | S_VACA | North Carolina | Craven | 0.3 | 2011 | 9999 | 2018 | 1.8439 | 1275.8333 | 2.8905 | North Carolina State Emissions Inventory
New Bern | 56688_G_18 | 56688 | G | 18 |  | Landfill Gas | S_VACA | North Carolina | Craven | 0.3 | 2011 | 9999 | 2018 | 1.8439 | 1275.8333 | 2.8905 | North Carolina State Emissions Inventory
New Bern | 56688_G_2 | 56688 | G | 2 |  | Landfill Gas | S_VACA | North Carolina | Craven | 0.3 | 2007 | 9999 | 2018 | 1.8439 | 1275.8333 | 2.8905 | North Carolina State Emissions Inventory
New Bern | 56688_G_3 | 56688 | G | 3 |  | Landfill Gas | S_VACA | North Carolina | Craven | 0.3 | 2007 | 9999 | 2018 | 1.8439 | 1275.8333 | 2.8905 | North Carolina State Emissions Inventory
New Bern | 56688_G_4 | 56688 | G | 4 |  | Landfill Gas | S_VACA | North Carolina | Craven | 0.3 | 2007 | 9999 | 2018 | 1.8439 | 1275.8333 | 2.8905 | North Carolina State Emissions Inventory
New Bern | 56688_G_5 | 56688 | G | 5 |  | Landfill Gas | S_VACA | North Carolina | Craven | 0.3 | 2007 | 9999 | 2018 | 1.8439 | 1275.8333 | 2.8905 | North Carolina State Emissions Inventory
New Bern | 56688_G_6 | 56688 | G | 6 |  | Landfill Gas | S_VACA | North Carolina | Craven | 0.3 | 2007 | 9999 | 2018 | 1.8439 | 1275.8333 | 2.8905 | North Carolina State Emissions Inventory
New Bern | 56688_G_7 | 56688 | G | 7 |  | Landfill Gas | S_VACA | North Carolina | Craven | 0.3 | 2007 | 9999 | 2018 | 1.8439 | 1275.8333 | 2.8905 | North Carolina State Emissions Inventory
New Bern | 56688_G_8 | 56688 | G | 8 |  | Landfill Gas | S_VACA | North Carolina | Craven | 0.3 | 2007 | 9999 | 2018 | 1.8439 | 1275.8333 | 2.8905 | North Carolina State Emissions Inventory
New Bern | 56688_G_9 | 56688 | G | 9 |  | Landfill Gas | S_VACA | North Carolina | Craven | 0.3 | 2007 | 9999 | 2018 | 1.8439 | 1275.8333 | 2.8905 | North Carolina State Emissions Inventory
Pine Grove | 56690_G_1 | 56690 | G | 1 |  | Landfill Gas | PJM_WMAC | Pennsylvania | Schuylkill | 0.3 | 2008 | 9999 |  |  |  | 1.5652 | Default Emission Factor
Pine Grove | 56690_G_10 | 56690 | G | 10 |  | Landfill Gas | PJM_WMAC | Pennsylvania | Schuylkill | 0.3 | 2008 | 9999 |  |  |  | 1.5652 | Default Emission Factor
Pine Grove | 56690_G_11 | 56690 | G | 11 |  | Landfill Gas | PJM_WMAC | Pennsylvania | Schuylkill | 0.3 | 2008 | 9999 |  |  |  | 1.5652 | Default Emission Factor
Pine Grove | 56690_G_12 | 56690 | G | 12 |  | Landfill Gas | PJM_WMAC | Pennsylvania | Schuylkill | 0.3 | 2008 | 9999 |  |  |  | 1.5652 | Default Emission Factor
Pine Grove | 56690_G_13 | 56690 | G | 13 |  | Landfill Gas | PJM_WMAC | Pennsylvania | Schuylkill | 0.3 | 2008 | 9999 |  |  |  | 1.5652 | Default Emission Factor
Pine Grove | 56690_G_14 | 56690 | G | 14 |  | Landfill Gas | PJM_WMAC | Pennsylvania | Schuylkill | 0.3 | 2008 | 9999 |  |  |  | 1.5652 | Default Emission Factor
Pine Grove | 56690_G_15 | 56690 | G | 15 |  | Landfill Gas | PJM_WMAC | Pennsylvania | Schuylkill | 0.3 | 2008 | 9999 |  |  |  | 1.5652 | Default Emission Factor
Pine Grove | 56690_G_16 | 56690 | G | 16 |  | Landfill Gas | PJM_WMAC | Pennsylvania | Schuylkill | 0.3 | 2008 | 9999 |  |  |  | 1.5652 | Default Emission Factor
Pine Grove | 56690_G_17 | 56690 | G | 17 |  | Landfill Gas | PJM_WMAC | Pennsylvania | Schuylkill | 0.3 | 2008 | 9999 |  |  |  | 1.5652 | Default Emission Factor
Pine Grove | 56690_G_18 | 56690 | G | 18 |  | Landfill Gas | PJM_WMAC | Pennsylvania | Schuylkill | 0.3 | 2008 | 9999 |  |  |  | 1.5652 | Default Emission Factor
Pine Grove | 56690_G_2 | 56690 | G | 2 |  | Landfill Gas | PJM_WMAC | Pennsylvania | Schuylkill | 0.3 | 2008 | 9999 |  |  |  | 1.5652 | Default Emission Factor
Pine Grove | 56690_G_3 | 56690 | G | 3 |  | Landfill Gas | PJM_WMAC | Pennsylvania | Schuylkill | 0.3 | 2008 | 9999 |  |  |  | 1.5652 | Default Emission Factor
Pine Grove | 56690_G_4 | 56690 | G | 4 |  | Landfill Gas | PJM_WMAC | Pennsylvania | Schuylkill | 0.3 | 2008 | 9999 |  |  |  | 1.5652 | Default Emission Factor
Pine Grove | 56690_G_5 | 56690 | G | 5 |  | Landfill Gas | PJM_WMAC | Pennsylvania | Schuylkill | 0.3 | 2008 | 9999 |  |  |  | 1.5652 | Default Emission Factor
Pine Grove | 56690_G_6 | 56690 | G | 6 |  | Landfill Gas | PJM_WMAC | Pennsylvania | Schuylkill | 0.3 | 2008 | 9999 |  |  |  | 1.5652 | Default Emission Factor
Pine Grove | 56690_G_7 | 56690 | G | 7 |  | Landfill Gas | PJM_WMAC | Pennsylvania | Schuylkill | 0.3 | 2008 | 9999 |  |  |  | 1.5652 | Default Emission Factor
Pine Grove | 56690_G_8 | 56690 | G | 8 |  | Landfill Gas | PJM_WMAC | Pennsylvania | Schuylkill | 0.3 | 2008 | 9999 |  |  |  | 1.5652 | Default Emission Factor
Pine Grove | 56690_G_9 | 56690 | G | 9 |  | Landfill Gas | PJM_WMAC | Pennsylvania | Schuylkill | 0.3 | 2008 | 9999 |  |  |  | 1.5652 | Default Emission Factor
Virginia Beach | 56693_G_1 | 56693 | G | 1 |  | Landfill Gas | PJM_Dom | Virginia | Virginia Beach City | 0.3 | 2001 | 9999 |  |  |  | 1.5652 | Default Emission Factor
Virginia Beach | 56693_G_10 | 56693 | G | 10 |  | Landfill Gas | PJM_Dom | Virginia | Virginia Beach City | 0.3 | 2001 | 9999 |  |  |  | 1.5652 | Default Emission Factor
Virginia Beach | 56693_G_11 | 56693 | G | 11 |  | Landfill Gas | PJM_Dom | Virginia | Virginia Beach City | 0.3 | 2001 | 9999 |  |  |  | 1.5652 | Default Emission Factor
Virginia Beach | 56693_G_12 | 56693 | G | 12 |  | Landfill Gas | PJM_Dom | Virginia | Virginia Beach City | 0.3 | 2001 | 9999 |  |  |  | 1.5652 | Default Emission Factor
Virginia Beach | 56693_G_13 | 56693 | G | 13 |  | Landfill Gas | PJM_Dom | Virginia | Virginia Beach City | 0.3 | 2001 | 9999 |  |  |  | 1.5652 | Default Emission Factor
Virginia Beach | 56693_G_14 | 56693 | G | 14 |  | Landfill Gas | PJM_Dom | Virginia | Virginia Beach City | 0.3 | 2001 | 9999 |  |  |  | 1.5652 | Default Emission Factor
Virginia Beach | 56693_G_15 | 56693 | G | 15 |  | Landfill Gas | PJM_Dom | Virginia | Virginia Beach City | 0.3 | 2001 | 9999 |  |  |  | 1.5652 | Default Emission Factor
Virginia Beach | 56693_G_16 | 56693 | G | 16 |  | Landfill Gas | PJM_Dom | Virginia | Virginia Beach City | 0.3 | 2001 | 9999 |  |  |  | 1.5652 | Default Emission Factor
Virginia Beach | 56693_G_17 | 56693 | G | 17 |  | Landfill Gas | PJM_Dom | Virginia | Virginia Beach City | 0.3 | 2001 | 9999 |  |  |  | 1.5652 | Default Emission Factor
Virginia Beach | 56693_G_18 | 56693 | G | 18 |  | Landfill Gas | PJM_Dom | Virginia | Virginia Beach City | 0.3 | 2001 | 9999 |  |  |  | 1.5652 | Default Emission Factor
Virginia Beach | 56693_G_19 | 56693 | G | 19 |  | Landfill Gas | PJM_Dom | Virginia | Virginia Beach City | 0.3 | 2001 | 9999 |  |  |  | 1.5652 | Default Emission Factor
Virginia Beach | 56693_G_2 | 56693 | G | 2 |  | Landfill Gas | PJM_Dom | Virginia | Virginia Beach City | 0.3 | 2001 | 9999 |  |  |  | 1.5652 | Default Emission Factor
Virginia Beach | 56693_G_20 | 56693 | G | 20 |  | Landfill Gas | PJM_Dom | Virginia | Virginia Beach City | 0.3 | 2001 | 9999 |  |  |  | 1.5652 | Default Emission Factor
Virginia Beach | 56693_G_21 | 56693 | G | 21 |  | Landfill Gas | PJM_Dom | Virginia | Virginia Beach City | 0.3 | 2001 | 9999 |  |  |  | 1.5652 | Default Emission Factor
Virginia Beach | 56693_G_22 | 56693 | G | 22 |  | Landfill Gas | PJM_Dom | Virginia | Virginia Beach City | 0.3 | 2001 | 9999 |  |  |  | 1.5652 | Default Emission Factor
Virginia Beach | 56693_G_23 | 56693 | G | 23 |  | Landfill Gas | PJM_Dom | Virginia | Virginia Beach City | 0.3 | 2001 | 9999 |  |  |  | 1.5652 | Default Emission Factor
Virginia Beach | 56693_G_24 | 56693 | G | 24 |  | Landfill Gas | PJM_Dom | Virginia | Virginia Beach City | 0.3 | 2001 | 9999 |  |  |  | 1.5652 | Default Emission Factor
Virginia Beach | 56693_G_25 | 56693 | G | 25 |  | Landfill Gas | PJM_Dom | Virginia | Virginia Beach City | 0.3 | 2001 | 9999 |  |  |  | 1.5652 | Default Emission Factor
Virginia Beach | 56693_G_26 | 56693 | G | 26 |  | Landfill Gas | PJM_Dom | Virginia | Virginia Beach City | 0.3 | 2001 | 9999 |  |  |  | 1.5652 | Default Emission Factor
Virginia Beach | 56693_G_27 | 56693 | G | 27 |  | Landfill Gas | PJM_Dom | Virginia | Virginia Beach City | 0.3 | 2001 | 9999 |  |  |  | 1.5652 | Default Emission Factor
Virginia Beach | 56693_G_28 | 56693 | G | 28 |  | Landfill Gas | PJM_Dom | Virginia | Virginia Beach City | 0.3 | 2001 | 9999 |  |  |  | 1.5652 | Default Emission Factor
Virginia Beach | 56693_G_29 | 56693 | G | 29 |  | Landfill Gas | PJM_Dom | Virginia | Virginia Beach City | 0.3 | 2001 | 9999 |  |  |  | 1.5652 | Default Emission Factor
Virginia Beach | 56693_G_3 | 56693 | G | 3 |  | Landfill Gas | PJM_Dom | Virginia | Virginia Beach City | 0.3 | 2001 | 9999 |  |  |  | 1.5652 | Default Emission Factor
Virginia Beach | 56693_G_30 | 56693 | G | 30 |  | Landfill Gas | PJM_Dom | Virginia | Virginia Beach City | 0.3 | 2001 | 9999 |  |  |  | 1.5652 | Default Emission Factor
Virginia Beach | 56693_G_31 | 56693 | G | 31 |  | Landfill Gas | PJM_Dom | Virginia | Virginia Beach City | 0.3 | 2001 | 9999 |  |  |  | 1.5652 | Default Emission Factor
Virginia Beach | 56693_G_32 | 56693 | G | 32 |  | Landfill Gas | PJM_Dom | Virginia | Virginia Beach City | 0.3 | 2001 | 9999 |  |  |  | 1.5652 | Default Emission Factor
Virginia Beach | 56693_G_33 | 56693 | G | 33 |  | Landfill Gas | PJM_Dom | Virginia | Virginia Beach City | 0.3 | 2001 | 9999 |  |  |  | 1.5652 | Default Emission Factor
Virginia Beach | 56693_G_34 | 56693 | G | 34 |  | Landfill Gas | PJM_Dom | Virginia | Virginia Beach City | 0.3 | 2001 | 9999 |  |  |  | 1.5652 | Default Emission Factor
Virginia Beach | 56693_G_35 | 56693 | G | 35 |  | Landfill Gas | PJM_Dom | Virginia | Virginia Beach City | 0.3 | 2001 | 9999 |  |  |  | 1.5652 | Default Emission Factor
Virginia Beach | 56693_G_36 | 56693 | G | 36 |  | Landfill Gas | PJM_Dom | Virginia | Virginia Beach City | 0.3 | 2001 | 9999 |  |  |  | 1.5652 | Default Emission Factor
Virginia Beach | 56693_G_4 | 56693 | G | 4 |  | Landfill Gas | PJM_Dom | Virginia | Virginia Beach City | 0.3 | 2001 | 9999 |  |  |  | 1.5652 | Default Emission Factor
Virginia Beach | 56693_G_5 | 56693 | G | 5 |  | Landfill Gas | PJM_Dom | Virginia | Virginia Beach City | 0.3 | 2001 | 9999 |  |  |  | 1.5652 | Default Emission Factor
Virginia Beach | 56693_G_6 | 56693 | G | 6 |  | Landfill Gas | PJM_Dom | Virginia | Virginia Beach City | 0.3 | 2001 | 9999 |  |  |  | 1.5652 | Default Emission Factor
Virginia Beach | 56693_G_7 | 56693 | G | 7 |  | Landfill Gas | PJM_Dom | Virginia | Virginia Beach City | 0.3 | 2001 | 9999 |  |  |  | 1.5652 | Default Emission Factor
Virginia Beach | 56693_G_8 | 56693 | G | 8 |  | Landfill Gas | PJM_Dom | Virginia | Virginia Beach City | 0.3 | 2001 | 9999 |  |  |  | 1.5652 | Default Emission Factor
Virginia Beach | 56693_G_9 | 56693 | G | 9 |  | Landfill Gas | PJM_Dom | Virginia | Virginia Beach City | 0.3 | 2001 | 9999 |  |  |  | 1.5652 | Default Emission Factor
Haworth Water Treatment Plant | 56701_G_GEN1 | 56701 | G | GEN1 |  | Combustion Turbine | PJM_EMAC | New Jersey | Bergen | 2 | 2004 | 9999 |  |  |  | 1.1533 | Default Emission Factor
Haworth Water Treatment Plant | 56701_G_GEN2 | 56701 | G | GEN2 |  | Combustion Turbine | PJM_EMAC | New Jersey | Bergen | 2 | 2004 | 9999 |  |  |  | 1.1533 | Default Emission Factor
Haworth Water Treatment Plant | 56701_G_GEN3 | 56701 | G | GEN3 |  | Combustion Turbine | PJM_EMAC | New Jersey | Bergen | 2 | 2004 | 9999 |  |  |  | 1.1533 | Default Emission Factor
Haworth Water Treatment Plant | 56701_G_GEN4 | 56701 | G | GEN4 |  | Combustion Turbine | PJM_EMAC | New Jersey | Bergen | 2 | 2004 | 9999 |  |  |  | 1.1533 | Default Emission Factor
Haworth Water Treatment Plant | 56701_G_GEN5 | 56701 | G | GEN5 |  | Combustion Turbine | PJM_EMAC | New Jersey | Bergen | 3.9 | 2018 | 9999 |  |  |  | 1.9821 | Default Emission Factor
Haworth Water Treatment Plant | 56701_G_GEN6 | 56701 | G | GEN6 |  | Combustion Turbine | PJM_EMAC | New Jersey | Bergen | 3.9 | 2018 | 9999 |  |  |  | 1.9821 | Default Emission Factor
Virginia Tech Power Plant | 56785_G_WG01 | 56785 | G | WG01 |  | O/G Steam | PJM_West | Virginia | Montgomery | 2.5 | 1976 | 9999 |  |  |  | 0.13352 | Default Emission Factor
Geismar Cogen | 56787_G_GTG | 56787 | G | GTG |  | Combustion Turbine | MIS_LA | Louisiana | Ascension | 72.5 | 2000 | 2024 |  |  |  | 0.04322 | Default Emission Factor
Kleen Energy Systems Project | 56798_G_ST | 56798 | G | ST | 90386 | Combined Cycle | NENG_CT | Connecticut | Middlesex | 268 | 2011 | 9999 |  |  |  | 0.00281 | NEI 2019
Kleen Energy Systems Project | 56798_G_U1 | 56798 | G | U1 | 90386 | Combined Cycle | NENG_CT | Connecticut | Middlesex | 177 | 2011 | 9999 | 2019 | 1.14 | 1505910 | 0.00281 | NEI 2019
Kleen Energy Systems Project | 56798_G_U2 | 56798 | G | U2 | 90387 | Combined Cycle | NENG_CT | Connecticut | Middlesex | 177 | 2011 | 9999 | 2019 | 1.83 | 609530 | 0.00281 | NEI 2019
Greenland Energy Center | 56799_G_1 | 56799 | G | 1 | 90380 | Combustion Turbine | FRCC | Florida | Duval | 148 | 2011 | 9999 | 2019 | 1.9379 | 228120.0005 | 0.01699 | NEI 2019
Greenland Energy Center | 56799_G_2 | 56799 | G | 2 | 90381 | Combustion Turbine | FRCC | Florida | Duval | 148 | 2011 | 9999 | 2019 | 3.2817 | 228120.0005 | 0.02877 | NEI 2019
Bridgeport Station | 568_G_4 | 568 | G | 4 |  | Combustion Turbine | NENG_CT | Connecticut | Fairfield | 17 | 1967 | 2024 | 2019 | 0.00099221 | 189 | 0.0105 | NEI 2019
Bridgeport Station | 568_G_501 | 568 | G | 501 | 91155 | Combined Cycle | NENG_CT | Connecticut | Fairfield | 375.7 | 2019 | 9999 | 2019 | 1.3032 | 2047190 | 0.00127 | NEI 2019
Bridgeport Station | 568_G_502 | 568 | G | 502 | 91155 | Combined Cycle | NENG_CT | Connecticut | Fairfield | 200.6 | 2019 | 9999 |  |  |  | 0.00127 | NEI 2019
Panoche Energy Center | 56803_G_1 | 56803 | G | 1 | 90388 | Combustion Turbine | WEC_CALN | California | Fresno | 97 | 2009 | 9999 | 2017 | 0.17988 | 132643.25 | 0.00271 | NEI 2019
Panoche Energy Center | 56803_G_2 | 56803 | G | 2 | 90389 | Combustion Turbine | WEC_CALN | California | Fresno | 97 | 2009 | 9999 | 2019 | 0.20237 | 158208 | 0.00256 | NEI 2019
Panoche Energy Center | 56803_G_3 | 56803 | G | 3 | 90390 | Combustion Turbine | WEC_CALN | California | Fresno | 97 | 2009 | 9999 | 2017 | 0.19012 | 132643.25 | 0.00287 | NEI 2019
Panoche Energy Center | 56803_G_4 | 56803 | G | 4 | 90391 | Combustion Turbine | WEC_CALN | California | Fresno | 97 | 2009 | 9999 | 2019 | 0.18207 | 158208 | 0.0023 | NEI 2019
Cedar Bayou 4 | 56806_G_4 | 56806 | G | 4 | 90407 | Combined Cycle | ERC_REST | Texas | Chambers | 172 | 2009 | 9999 |  |  |  | 0.03188 | NEI 2019
Cedar Bayou 4 | 56806_G_41 | 56806 | G | 41 | 90407 | Combined Cycle | ERC_REST | Texas | Chambers | 165 | 2009 | 9999 | 2019 | 4.5354 | 395763 | 0.03188 | NEI 2019
Cedar Bayou 4 | 56806_G_42 | 56806 | G | 42 | 90408 | Combined Cycle | ERC_REST | Texas | Chambers | 165 | 2009 | 9999 | 2019 | 5.3261 | 222869 | 0.03188 | NEI 2019
Bear Garden | 56807_G_1A | 56807 | G | 1A | 90440 | Combined Cycle | PJM_Dom | Virginia | Buckingham | 190 | 2011 | 9999 | 2019 | 0.39415 | 3211634 | 0.00142 | NEI 2019
Bear Garden | 56807_G_1B | 56807 | G | 1B | 90441 | Combined Cycle | PJM_Dom | Virginia | Buckingham | 190 | 2011 | 9999 | 2019 | 2.1348 | 346806 | 0.00142 | NEI 2019
Bear Garden | 56807_G_1C | 56807 | G | 1C | 90440 | Combined Cycle | PJM_Dom | Virginia | Buckingham | 242 | 2011 | 9999 |  |  |  | 0.00142 | NEI 2019
OREG 1 Inc | 56833_G_CS10 | 56833 | G | CS10 |  | Non-Fossil Waste | SPP_WAUE | Montana | Roosevelt | 5 | 2006 | 9999 |  |  |  | 0.42147 | Default Emission Factor
OREG 1 Inc | 56833_G_CS11 | 56833 | G | CS11 |  | Non-Fossil Waste | SPP_WAUE | Montana | Roosevelt | 5 | 2006 | 9999 |  |  |  | 0.42147 | Default Emission Factor
OREG 1 Inc | 56833_G_CS7 | 56833 | G | CS7 |  | Non-Fossil Waste | SPP_WAUE | Montana | Roosevelt | 5 | 2006 | 9999 |  |  |  | 0.42147 | Default Emission Factor
OREG 1 Inc | 56833_G_CS9 | 56833 | G | CS9 |  | Non-Fossil Waste | SPP_WAUE | Montana | Roosevelt | 5 | 2006 | 9999 |  |  |  | 0.42147 | Default Emission Factor
CPV St Charles Energy Center | 56846_G_GTG1 | 56846 | G | GTG1 | 91104 | Combined Cycle | PJM_SMAC | Maryland | Charles | 205 | 2017 | 9999 |  |  |  | 0.01609 | Default Emission Factor
CPV St Charles Energy Center | 56846_G_GTG2 | 56846 | G | GTG2 | 91105 | Combined Cycle | PJM_SMAC | Maryland | Charles | 205 | 2017 | 9999 |  |  |  | 0.01609 | Default Emission Factor
CPV St Charles Energy Center | 56846_G_STGEN | 56846 | G | STGEN | 91104 | Combined Cycle | PJM_SMAC | Maryland | Charles | 316 | 2017 | 9999 |  |  |  | 0.01609 | Default Emission Factor
Lanchester Generating Station | 56850_G_1 | 56850 | G | 1 |  | Landfill Gas | PJM_EMAC | Pennsylvania | Lancaster | 1.6 | 2006 | 9999 |  |  |  | 1.5652 | Default Emission Factor
Lanchester Generating Station | 56850_G_2 | 56850 | G | 2 |  | Landfill Gas | PJM_EMAC | Pennsylvania | Lancaster | 1.6 | 2010 | 9999 |  |  |  | 1.5652 | Default Emission Factor
Bryon Center | 56851_G_1 | 56851 | G | 1 |  | Landfill Gas | MIS_LMI | Michigan | KENT | 1.5 | 2009 | 9999 |  |  |  | 1.5652 | Default Emission Factor
Bryon Center | 56851_G_2 | 56851 | G | 2 |  | Landfill Gas | MIS_LMI | Michigan | KENT | 1.5 | 2009 | 9999 |  |  |  | 1.5652 | Default Emission Factor
Pinconning White Feather | 56852_G_1 | 56852 | G | 1 |  | Landfill Gas | MIS_LMI | Michigan | BAY | 1.5 | 2009 | 9999 | 2018 | 2.3007 | 11177 | 0.41169 | Michigan Point Source Emission
Pinconning White Feather | 56852_G_2 | 56852 | G | 2 |  | Landfill Gas | MIS_LMI | Michigan | BAY | 1.5 | 2009 | 9999 | 2018 | 2.3007 | 11177 | 0.41169 | Michigan Point Source Emission
Trans-Jordan Generating Station | 56853_G_1 | 56853 | G | 1 |  | Landfill Gas | WECC_UT | Utah | Salt Lake | 1.5 | 2009 | 9999 |  |  |  | 1.5652 | Default Emission Factor
Trans-Jordan Generating Station | 56853_G_2 | 56853 | G | 2 |  | Landfill Gas | WECC_UT | Utah | Salt Lake | 1.5 | 2009 | 9999 |  |  |  | 1.5652 | Default Emission Factor
Trans-Jordan Generating Station | 56853_G_3 | 56853 | G | 3 |  | Landfill Gas | WECC_UT | Utah | Salt Lake | 1.5 | 2009 | 9999 |  |  |  | 1.5652 | Default Emission Factor
Covel Gardens Gas Recovery | 56864_G_1 | 56864 | G | 1 |  | Landfill Gas | ERC_REST | Texas | Bexar | 1.6 | 2005 | 9999 | 2018 | 2.7448 | 5105.1667 | 1.0753 | Texas Emissions Inventory
Covel Gardens Gas Recovery | 56864_G_2 | 56864 | G | 2 |  | Landfill Gas | ERC_REST | Texas | Bexar | 1.6 | 2005 | 9999 | 2018 | 2.7448 | 5105.1667 | 1.0753 | Texas Emissions Inventory
Covel Gardens Gas Recovery | 56864_G_3 | 56864 | G | 3 |  | Landfill Gas | ERC_REST | Texas | Bexar | 1.6 | 2005 | 9999 | 2018 | 2.7448 | 5105.1667 | 1.0753 | Texas Emissions Inventory
Covel Gardens Gas Recovery | 56864_G_4 | 56864 | G | 4 |  | Landfill Gas | ERC_REST | Texas | Bexar | 1.6 | 2005 | 9999 | 2018 | 2.7448 | 5105.1667 | 1.0753 | Texas Emissions Inventory
Covel Gardens Gas Recovery | 56864_G_5 | 56864 | G | 5 |  | Landfill Gas | ERC_REST | Texas | Bexar | 1.6 | 2005 | 9999 | 2018 | 2.7448 | 5105.1667 | 1.0753 | Texas Emissions Inventory
Covel Gardens Gas Recovery | 56864_G_6 | 56864 | G | 6 |  | Landfill Gas | ERC_REST | Texas | Bexar | 1.6 | 2005 | 9999 | 2018 | 2.7448 | 5105.1667 | 1.0753 | Texas Emissions Inventory
Loraine County Project | 56869_G_1 | 56869 | G | 1 |  | Landfill Gas | PJM_ATSI | Ohio | Lorain | 1.4 | 2001 | 9999 |  |  |  | 1.5652 | Default Emission Factor
Loraine County Project | 56869_G_10 | 56869 | G | 10 |  | Landfill Gas | PJM_ATSI | Ohio | Lorain | 1.6 | 2012 | 9999 |  |  |  | 1.5652 | Default Emission Factor
Loraine County Project | 56869_G_11 | 56869 | G | 11 |  | Landfill Gas | PJM_ATSI | Ohio | Lorain | 1.6 | 2012 | 9999 |  |  |  | 1.5652 | Default Emission Factor
Loraine County Project | 56869_G_12 | 56869 | G | 12 |  | Landfill Gas | PJM_ATSI | Ohio | Lorain | 1.6 | 2012 | 9999 |  |  |  | 1.5652 | Default Emission Factor
Loraine County Project | 56869_G_13 | 56869 | G | 13 |  | Landfill Gas | PJM_ATSI | Ohio | Lorain | 1.6 | 2012 | 9999 |  |  |  | 1.5652 | Default Emission Factor
Loraine County Project | 56869_G_14 | 56869 | G | 14 |  | Landfill Gas | PJM_ATSI | Ohio | Lorain | 1.6 | 2012 | 9999 |  |  |  | 1.5652 | Default Emission Factor
Loraine County Project | 56869_G_15 | 56869 | G | 15 |  | Landfill Gas | PJM_ATSI | Ohio | Lorain | 1.6 | 2012 | 9999 |  |  |  | 1.5652 | Default Emission Factor
Loraine County Project | 56869_G_16 | 56869 | G | 16 |  | Landfill Gas | PJM_ATSI | Ohio | Lorain | 1.6 | 2012 | 9999 |  |  |  | 1.5652 | Default Emission Factor
Loraine County Project | 56869_G_17 | 56869 | G | 17 |  | Landfill Gas | PJM_ATSI | Ohio | Lorain | 1.6 | 2012 | 9999 |  |  |  | 1.5652 | Default Emission Factor
Loraine County Project | 56869_G_18 | 56869 | G | 18 |  | Landfill Gas | PJM_ATSI | Ohio | Lorain | 1.6 | 2012 | 9999 |  |  |  | 1.5652 | Default Emission Factor
Loraine County Project | 56869_G_2 | 56869 | G | 2 |  | Landfill Gas | PJM_ATSI | Ohio | Lorain | 1.4 | 2001 | 9999 |  |  |  | 1.5652 | Default Emission Factor
Loraine County Project | 56869_G_3 | 56869 | G | 3 |  | Landfill Gas | PJM_ATSI | Ohio | Lorain | 1.4 | 2001 | 9999 |  |  |  | 1.5652 | Default Emission Factor
Loraine County Project | 56869_G_4 | 56869 | G | 4 |  | Landfill Gas | PJM_ATSI | Ohio | Lorain | 1.4 | 2001 | 9999 |  |  |  | 1.5652 | Default Emission Factor
Loraine County Project | 56869_G_5 | 56869 | G | 5 |  | Landfill Gas | PJM_ATSI | Ohio | Lorain | 1.4 | 2001 | 9999 |  |  |  | 1.5652 | Default Emission Factor
Loraine County Project | 56869_G_6 | 56869 | G | 6 |  | Landfill Gas | PJM_ATSI | Ohio | Lorain | 1.4 | 2001 | 9999 |  |  |  | 1.5652 | Default Emission Factor
Loraine County Project | 56869_G_7 | 56869 | G | 7 |  | Landfill Gas | PJM_ATSI | Ohio | Lorain | 1.4 | 2003 | 9999 |  |  |  | 1.5652 | Default Emission Factor
Loraine County Project | 56869_G_8 | 56869 | G | 8 |  | Landfill Gas | PJM_ATSI | Ohio | Lorain | 1.4 | 2003 | 9999 |  |  |  | 1.5652 | Default Emission Factor
Loraine County Project | 56869_G_9 | 56869 | G | 9 |  | Landfill Gas | PJM_ATSI | Ohio | Lorain | 1.6 | 2012 | 9999 |  |  |  | 1.5652 | Default Emission Factor
Taylor | 56870_G_1 | 56870 | G | 1 |  | Landfill Gas | S_SOU | Georgia | Taylor | 1 | 2003 | 9999 |  |  |  | 1.5652 | Default Emission Factor
Taylor | 56870_G_2 | 56870 | G | 2 |  | Landfill Gas | S_SOU | Georgia | Taylor | 1 | 2003 | 9999 |  |  |  | 1.5652 | Default Emission Factor
Taylor | 56870_G_3 | 56870 | G | 3 |  | Landfill Gas | S_SOU | Georgia | Taylor | 1 | 2003 | 9999 |  |  |  | 1.5652 | Default Emission Factor
Taylor | 56870_G_4 | 56870 | G | 4 |  | Landfill Gas | S_SOU | Georgia | Taylor | 1 | 2003 | 9999 |  |  |  | 1.5652 | Default Emission Factor
Taylor | 56870_G_5 | 56870 | G | 5 |  | Landfill Gas | S_SOU | Georgia | Taylor | 1 | 2011 | 9999 |  |  |  | 1.5652 | Default Emission Factor
Taylor | 56870_G_6 | 56870 | G | 6 |  | Landfill Gas | S_SOU | Georgia | Taylor | 1 | 2011 | 9999 |  |  |  | 1.5652 | Default Emission Factor
Taylor | 56870_G_7 | 56870 | G | 7 |  | Landfill Gas | S_SOU | Georgia | Taylor | 1 | 2011 | 9999 |  |  |  | 1.5652 | Default Emission Factor
Taylor | 56870_G_8 | 56870 | G | 8 |  | Landfill Gas | S_SOU | Georgia | Taylor | 1 | 2011 | 9999 |  |  |  | 1.5652 | Default Emission Factor
SECCRA Community Landfill | 56873_G_1 | 56873 | G | 1 |  | Landfill Gas | PJM_EMAC | Pennsylvania | Chester | 0.9 | 2007 | 9999 |  |  |  | 1.5652 | Default Emission Factor
SECCRA Community Landfill | 56873_G_3 | 56873 | G | 3 |  | Landfill Gas | PJM_EMAC | Pennsylvania | Chester | 1.6 | 2010 | 9999 |  |  |  | 1.5652 | Default Emission Factor
OREG 2 Inc | 56880_G_CS12 | 56880 | G | CS12 |  | Non-Fossil Waste | SPP_WAUE | Montana | Roosevelt | 5 | 2009 | 9999 |  |  |  | 0.42147 | Default Emission Factor
OREG 2 Inc | 56880_G_CS3 | 56880 | G | CS3 |  | Non-Fossil Waste | SPP_WAUE | Montana | Roosevelt | 5 | 2009 | 9999 |  |  |  | 0.42147 | Default Emission Factor
OREG 2 Inc | 56880_G_CS5 | 56880 | G | CS5 |  | Non-Fossil Waste | SPP_WAUE | Montana | Roosevelt | 5 | 2009 | 9999 |  |  |  | 0.42147 | Default Emission Factor
OREG 2 Inc | 56880_G_CS8 | 56880 | G | CS8 |  | Non-Fossil Waste | SPP_WAUE | Montana | Roosevelt | 5 | 2008 | 9999 |  |  |  | 0.42147 | Default Emission Factor
Cumberland County Solid Waste Complex | 56884_G_GEN 2 | 56884 | G | GEN 2 |  | Landfill Gas | PJM_EMAC | New Jersey | Cumberland | 1.6 | 2008 | 9999 |  |  |  | 0.70035 | NEI 2019
Cumberland County Solid Waste Complex | 56884_G_GEN 3 | 56884 | G | GEN 3 |  | Landfill Gas | PJM_EMAC | New Jersey | Cumberland | 1.6 | 2008 | 9999 |  |  |  | 0.70035 | NEI 2019
Cumberland County Solid Waste Complex | 56884_G_GEN1 | 56884 | G | GEN1 |  | Landfill Gas | PJM_EMAC | New Jersey | Cumberland | 1.6 | 2008 | 9999 | 2019 | 5.76 | 16449 | 0.70035 | NEI 2019
Cumberland County PA LFG Recovery | 56887_G_GEN 1 | 56887 | G | GEN 1 |  | Landfill Gas | PJM_PENE | Pennsylvania | Cumberland | 1.6 | 2009 | 9999 |  |  |  | 1.5652 | Default Emission Factor
Cumberland County PA LFG Recovery | 56887_G_GEN 2 | 56887 | G | GEN 2 |  | Landfill Gas | PJM_PENE | Pennsylvania | Cumberland | 1.6 | 2009 | 9999 |  |  |  | 1.5652 | Default Emission Factor
Cumberland County PA LFG Recovery | 56887_G_GEN 3 | 56887 | G | GEN 3 |  | Landfill Gas | PJM_PENE | Pennsylvania | Cumberland | 1.6 | 2009 | 9999 |  |  |  | 1.5652 | Default Emission Factor
Cumberland County PA LFG Recovery | 56887_G_GEN 4 | 56887 | G | GEN 4 |  | Landfill Gas | PJM_PENE | Pennsylvania | Cumberland | 1.6 | 2009 | 9999 |  |  |  | 1.5652 | Default Emission Factor
Norther Tier Landfill | 56890_G_GEN 1 | 56890 | G | GEN 1 |  | Landfill Gas | PJM_PENE | Pennsylvania | Bradford | 1.6 | 2009 | 9999 |  |  |  | 1.5652 | Default Emission Factor
Moretown | 56891_G_GEN 2 | 56891 | G | GEN 2 |  | Landfill Gas | NENGREST | Vermont | Washington | 1.6 | 2008 | 9999 |  |  |  | 1.5652 | Default Emission Factor
Ameresco Stafford | 56894_G_1 | 56894 | G | 1 |  | Landfill Gas | PJM_Dom | Virginia | Stafford | 1 | 2009 | 9999 | 2018 | 0.78965 | 5479.5 | 0.28822 | Virginia State Emissions
Ameresco Stafford | 56894_G_2 | 56894 | G | 2 |  | Landfill Gas | PJM_Dom | Virginia | Stafford | 1 | 2009 | 9999 | 2018 | 0.78965 | 5479.5 | 0.28822 | Virginia State Emissions
Ameresco Ox Mountain | 56895_G_1 | 56895 | G | 1 |  | Landfill Gas | WEC_CALN | California | San Mateo | 1.8 | 2008 | 9999 |  |  |  | 1.5652 | Default Emission Factor
Ameresco Ox Mountain | 56895_G_2 | 56895 | G | 2 |  | Landfill Gas | WEC_CALN | California | San Mateo | 1.8 | 2008 | 9999 |  |  |  | 1.5652 | Default Emission Factor
Ameresco Ox Mountain | 56895_G_3 | 56895 | G | 3 |  | Landfill Gas | WEC_CALN | California | San Mateo | 1.8 | 2008 | 9999 |  |  |  | 1.5652 | Default Emission Factor
Ameresco Ox Mountain | 56895_G_4 | 56895 | G | 4 |  | Landfill Gas | WEC_CALN | California | San Mateo | 1.8 | 2008 | 9999 |  |  |  | 1.5652 | Default Emission Factor
Ameresco Ox Mountain | 56895_G_5 | 56895 | G | 5 |  | Landfill Gas | WEC_CALN | California | San Mateo | 1.8 | 2008 | 9999 |  |  |  | 1.5652 | Default Emission Factor
Ameresco Ox Mountain | 56895_G_6 | 56895 | G | 6 |  | Landfill Gas | WEC_CALN | California | San Mateo | 1.8 | 2008 | 9999 |  |  |  | 1.5652 | Default Emission Factor
Ameresco Jefferson City | 56896_G_1 | 56896 | G | 1 |  | Landfill Gas | MIS_MO | Missouri | Cole | 0.9 | 2009 | 9999 | 2019 | 0.834 | 7467.3333 | 0.22337 | NEI 2019
Ameresco Jefferson City | 56896_G_2 | 56896 | G | 2 |  | Landfill Gas | MIS_MO | Missouri | Cole | 0.9 | 2009 | 9999 | 2019 | 0.9683 | 7467.3333 | 0.25934 | NEI 2019
Ameresco Jefferson City | 56896_G_3 | 56896 | G | 3 |  | Landfill Gas | MIS_MO | Missouri | Cole | 0.9 | 2009 | 9999 | 2019 | 1.0154 | 7467.3333 | 0.27196 | NEI 2019
Ameresco Keller Canyon | 56897_G_1 | 56897 | G | 1 |  | Landfill Gas | WEC_CALN | California | Contra Costa | 1.8 | 2009 | 9999 | 2017 | 3 | 14463.5 | 0.41484 | NEI 2019
Ameresco Keller Canyon | 56897_G_2 | 56897 | G | 2 |  | Landfill Gas | WEC_CALN | California | Contra Costa | 1.8 | 2009 | 9999 | 2017 | 7.0593 | 14463.5 | 0.97616 | NEI 2019
Ameresco Chiquita Canyon | 56898_G_1 | 56898 | G | 1 |  | Landfill Gas | WECC_SCE | California | Los Angeles | 4 | 2010 | 9999 | 2017 | 1.38 | 24019 | 0.11491 | NEI 2019
Ameresco Chiquita Canyon | 56898_G_2 | 56898 | G | 2 |  | Landfill Gas | WECC_SCE | California | Los Angeles | 4 | 2010 | 9999 |  |  |  | 1.5652 | Default Emission Factor
IRC Generator Facility | 56899_G_290 | 56899 | G | 290 |  | Combustion Turbine | WECC_AZ | Arizona | Coconino | 1.5 | 1986 | 9999 |  |  |  | 1.9821 | Default Emission Factor
IRC Generator Facility | 56899_G_291 | 56899 | G | 291 |  | Combustion Turbine | WECC_AZ | Arizona | Coconino | 1.5 | 1986 | 9999 |  |  |  | 1.9821 | Default Emission Factor
Dave Gates Generating Station | 56908_G_1 | 56908 | G | 1 | 90619 | Combustion Turbine | WECC_MT | Montana | Deer Lodge | 44.1 | 2011 | 9999 | 2019 | 1.6554 | 75580.668 | 0.04381 | NEI 2019
Dave Gates Generating Station | 56908_G_2 | 56908 | G | 2 | 90621 | Combustion Turbine | WECC_MT | Montana | Deer Lodge | 44.1 | 2011 | 9999 | 2019 | 2.1063 | 75580.668 | 0.05574 | NEI 2019
Dave Gates Generating Station | 56908_G_3 | 56908 | G | 3 | 90623 | Combustion Turbine | WECC_MT | Montana | Deer Lodge | 44.1 | 2011 | 9999 | 2019 | 2.3269 | 75580.668 | 0.06157 | NEI 2019
Broad Mountain | 56911_G_GEN1 | 56911 | G | GEN1 |  | Landfill Gas | PJM_WMAC | Pennsylvania | Schuylkill | 4.1 | 2009 | 9999 |  |  |  | 1.5652 | Default Emission Factor
Broad Mountain | 56911_G_GEN2 | 56911 | G | GEN2 |  | Landfill Gas | PJM_WMAC | Pennsylvania | Schuylkill | 4.1 | 2009 | 9999 |  |  |  | 1.5652 | Default Emission Factor
Orange Grove Peaking Facility | 56914_G_CTG1 | 56914 | G | CTG1 | 90426 | Combustion Turbine | WEC_SDGE | California | San Diego | 49.1 | 2010 | 9999 | 2019 | 0.10706 | 9692.5 | 0.02209 | NEI 2019
Orange Grove Peaking Facility | 56914_G_CTG2 | 56914 | G | CTG2 | 90427 | Combustion Turbine | WEC_SDGE | California | San Diego | 49.1 | 2010 | 9999 | 2017 | 0.11079 | 21650.5 | 0.01023 | NEI 2019
Fairfield University CHP Plant | 56928_G_CHP1 | 56928 | G | CHP1 |  | Combustion Turbine | NENG_CT | Connecticut | Fairfield | 4.5 | 2007 | 9999 |  |  |  | 0.04322 | Default Emission Factor
Biotech LS 0836 | 56932_G_BLS1 | 56932 | G | BLS1 |  | Combustion Turbine | WECC_PNW | Washington | Whitman | 1 | 2009 | 9999 |  |  |  | 1.9821 | Default Emission Factor
Fairbanks Morse Engine | 56937_G_IPE | 56937 | G | IPE |  | Combustion Turbine | MIS_WUMS | Wisconsin | Rock | 1.5 | 1989 | 9999 |  |  |  | 1.9821 | Default Emission Factor
CPV Valley Energy Center | 56940_G_CTG1 | 56940 | G | CTG1 | 90434 | Combined Cycle | NY_Z_G-I | New York | Orange | 198.2 | 2018 | 9999 | 2019 | 14.2765 | 2812955 | 0.01398 | NEI 2019
CPV Valley Energy Center | 56940_G_CTG2 | 56940 | G | CTG2 | 90435 | Combined Cycle | NY_Z_G-I | New York | Orange | 198.2 | 2018 | 9999 | 2019 | 14.391 | 1287322 | 0.01398 | NEI 2019
CPV Valley Energy Center | 56940_G_STG | 56940 | G | STG | 90434 | Combined Cycle | NY_Z_G-I | New York | Orange | 308.7 | 2018 | 9999 |  |  |  | 0.01398 | NEI 2019
Coolidge Generation Station | 56948_G_1 | 56948 | G | 1 | 90464 | Combustion Turbine | WECC_AZ | Arizona | Pinal | 43.4 | 2011 | 9999 |  |  |  | 0.04322 | Default Emission Factor
Coolidge Generation Station | 56948_G_10 | 56948 | G | 10 | 90473 | Combustion Turbine | WECC_AZ | Arizona | Pinal | 43.4 | 2011 | 9999 |  |  |  | 0.04322 | Default Emission Factor
Coolidge Generation Station | 56948_G_11 | 56948 | G | 11 | 90474 | Combustion Turbine | WECC_AZ | Arizona | Pinal | 43.4 | 2011 | 9999 |  |  |  | 0.04322 | Default Emission Factor
Coolidge Generation Station | 56948_G_12 | 56948 | G | 12 | 90475 | Combustion Turbine | WECC_AZ | Arizona | Pinal | 43.4 | 2011 | 9999 |  |  |  | 0.04322 | Default Emission Factor
Coolidge Generation Station | 56948_G_2 | 56948 | G | 2 | 90465 | Combustion Turbine | WECC_AZ | Arizona | Pinal | 43.4 | 2011 | 9999 |  |  |  | 0.04322 | Default Emission Factor
Coolidge Generation Station | 56948_G_3 | 56948 | G | 3 | 90466 | Combustion Turbine | WECC_AZ | Arizona | Pinal | 43.4 | 2011 | 9999 |  |  |  | 0.04322 | Default Emission Factor
Coolidge Generation Station | 56948_G_4 | 56948 | G | 4 | 90467 | Combustion Turbine | WECC_AZ | Arizona | Pinal | 43.4 | 2011 | 9999 |  |  |  | 0.04322 | Default Emission Factor
Coolidge Generation Station | 56948_G_5 | 56948 | G | 5 | 90468 | Combustion Turbine | WECC_AZ | Arizona | Pinal | 43.4 | 2011 | 9999 |  |  |  | 0.04322 | Default Emission Factor
Coolidge Generation Station | 56948_G_6 | 56948 | G | 6 | 90469 | Combustion Turbine | WECC_AZ | Arizona | Pinal | 43.4 | 2011 | 9999 |  |  |  | 0.04322 | Default Emission Factor
Coolidge Generation Station | 56948_G_7 | 56948 | G | 7 | 90470 | Combustion Turbine | WECC_AZ | Arizona | Pinal | 43.4 | 2011 | 9999 |  |  |  | 0.04322 | Default Emission Factor
Coolidge Generation Station | 56948_G_8 | 56948 | G | 8 | 90471 | Combustion Turbine | WECC_AZ | Arizona | Pinal | 43.4 | 2011 | 9999 |  |  |  | 0.04322 | Default Emission Factor
Coolidge Generation Station | 56948_G_9 | 56948 | G | 9 | 90472 | Combustion Turbine | WECC_AZ | Arizona | Pinal | 43.4 | 2011 | 9999 |  |  |  | 0.04322 | Default Emission Factor
Enoree Phase II Landfill Gas Recovery | 56951_G_1 | 56951 | G | 1 |  | Landfill Gas | S_VACA | South Carolina | Greenville | 1.5 | 2008 | 9999 |  |  |  | 1.5652 | Default Emission Factor
Enoree Phase II Landfill Gas Recovery | 56951_G_2 | 56951 | G | 2 |  | Landfill Gas | S_VACA | South Carolina | Greenville | 1.5 | 2008 | 9999 |  |  |  | 1.5652 | Default Emission Factor
Gastonia Prime Power Park | 56954_G_1 | 56954 | G | 1 |  | Combustion Turbine | S_VACA | North Carolina | Gaston | 2 | 2008 | 9999 |  |  |  | 1.9821 | Default Emission Factor
Gastonia Prime Power Park | 56954_G_2 | 56954 | G | 2 |  | Combustion Turbine | S_VACA | North Carolina | Gaston | 2 | 2008 | 9999 |  |  |  | 1.9821 | Default Emission Factor
Gastonia Prime Power Park | 56954_G_3 | 56954 | G | 3 |  | Combustion Turbine | S_VACA | North Carolina | Gaston | 1.8 | 2012 | 9999 |  |  |  | 1.9821 | Default Emission Factor
Gastonia Prime Power Park | 56954_G_4 | 56954 | G | 4 |  | Combustion Turbine | S_VACA | North Carolina | Gaston | 1.8 | 2012 | 9999 |  |  |  | 1.9821 | Default Emission Factor
Gastonia Prime Power Park | 56954_G_5 | 56954 | G | 5 |  | Combustion Turbine | S_VACA | North Carolina | Gaston | 1.8 | 2013 | 9999 |  |  |  | 1.9821 | Default Emission Factor
Gastonia Prime Power Park | 56954_G_6 | 56954 | G | 6 |  | Combustion Turbine | S_VACA | North Carolina | Gaston | 1.8 | 2013 | 9999 |  |  |  | 1.9821 | Default Emission Factor
Pioneer Crossing Energy, LLC | 56957_G_LFG1 | 56957 | G | LFG1 |  | Landfill Gas | PJM_WMAC | Pennsylvania | Berks | 1.6 | 2008 | 9999 | 2019 | 16.09 | 8216.6 | 3.9165 | NEI 2019
Pioneer Crossing Energy, LLC | 56957_G_LFG2 | 56957 | G | LFG2 |  | Landfill Gas | PJM_WMAC | Pennsylvania | Berks | 1.6 | 2008 | 9999 |  |  |  | 1.5652 | Default Emission Factor
Pioneer Crossing Energy, LLC | 56957_G_LFG3 | 56957 | G | LFG3 |  | Landfill Gas | PJM_WMAC | Pennsylvania | Berks | 1.6 | 2008 | 9999 |  |  |  | 1.5652 | Default Emission Factor
Pioneer Crossing Energy, LLC | 56957_G_LFG4 | 56957 | G | LFG4 |  | Landfill Gas | PJM_WMAC | Pennsylvania | Berks | 1.6 | 2008 | 9999 |  |  |  | 1.5652 | Default Emission Factor
Pioneer Crossing Energy, LLC | 56957_G_LFG5 | 56957 | G | LFG5 |  | Landfill Gas | PJM_WMAC | Pennsylvania | Berks | 1.6 | 2013 | 9999 |  |  |  | 1.5652 | Default Emission Factor
DANC LFGTE Facility | 56958_G_GEN1 | 56958 | G | GEN1 |  | Landfill Gas | NY_Z_C&E | New York | Jefferson | 1.6 | 2008 | 9999 | 2018 | 1.425 | 8342 | 0.34165 | New York Emission Inventory
DANC LFGTE Facility | 56958_G_GEN2 | 56958 | G | GEN2 |  | Landfill Gas | NY_Z_C&E | New York | Jefferson | 1.6 | 2008 | 9999 | 2018 | 1.425 | 8342 | 0.34165 | New York Emission Inventory
DANC LFGTE Facility | 56958_G_GEN3 | 56958 | G | GEN3 |  | Landfill Gas | NY_Z_C&E | New York | Jefferson | 1.6 | 2008 | 9999 | 2018 | 1.425 | 8342 | 0.34165 | New York Emission Inventory
DANC LFGTE Facility | 56958_G_GEN4 | 56958 | G | GEN4 |  | Landfill Gas | NY_Z_C&E | New York | Jefferson | 1.6 | 2012 | 9999 | 2018 | 1.425 | 8342 | 0.34165 | New York Emission Inventory
Iredell County LFG Facility | 56962_G_1 | 56962 | G | 1 |  | Landfill Gas | S_VACA | North Carolina | Iredell | 1.6 | 2008 | 9999 | 2019 | 2.665 | 13010.5 | 0.40967 | North Carolina State Emissions Inventory
Iredell County LFG Facility | 56962_G_2 | 56962 | G | 2 |  | Landfill Gas | S_VACA | North Carolina | Iredell | 1.6 | 2008 | 9999 | 2019 | 2.665 | 13010.5 | 0.40967 | North Carolina State Emissions Inventory
West Deptford Energy Station | 56963_G_E101 | 56963 | G | E101 | 90891 | Combined Cycle | PJM_EMAC | New Jersey | Gloucester | 216.5 | 2014 | 9999 | 2019 | 26.16 | 4682299 | 0.01117 | NEI 2019
West Deptford Energy Station | 56963_G_E102 | 56963 | G | E102 | 90892 | Combined Cycle | PJM_EMAC | New Jersey | Gloucester | 216.5 | 2014 | 9999 |  |  |  | 0.01117 | NEI 2019
West Deptford Energy Station | 56963_G_STG1 | 56963 | G | STG1 | 90891 | Combined Cycle | PJM_EMAC | New Jersey | Gloucester | 305.9 | 2014 | 9999 |  |  |  | 0.01117 | NEI 2019
Bayonne Energy Center | 56964_G_GT1 | 56964 | G | GT1 | 90481 | Combustion Turbine | NY_Z_J | New Jersey | Hudson | 56.3 | 2012 | 9999 |  |  |  | 0.03019 | NEI 2019
Bayonne Energy Center | 56964_G_GT10 | 56964 | G | GT10 | 91188 | Combustion Turbine | NY_Z_J | New Jersey | Hudson | 61.3 | 2018 | 9999 |  |  |  | 0.03611 | NEI 2019
Bayonne Energy Center | 56964_G_GT2 | 56964 | G | GT2 | 90482 | Combustion Turbine | NY_Z_J | New Jersey | Hudson | 54.7 | 2012 | 9999 |  |  |  | 0.03019 | NEI 2019
Bayonne Energy Center | 56964_G_GT3 | 56964 | G | GT3 | 90483 | Combustion Turbine | NY_Z_J | New Jersey | Hudson | 59.2 | 2012 | 9999 |  |  |  | 0.03019 | NEI 2019
Bayonne Energy Center | 56964_G_GT4 | 56964 | G | GT4 | 90484 | Combustion Turbine | NY_Z_J | New Jersey | Hudson | 58.5 | 2012 | 9999 |  |  |  | 0.03019 | NEI 2019
Bayonne Energy Center | 56964_G_GT5 | 56964 | G | GT5 | 90485 | Combustion Turbine | NY_Z_J | New Jersey | Hudson | 57.3 | 2012 | 9999 |  |  |  | 0.03019 | NEI 2019
Bayonne Energy Center | 56964_G_GT6 | 56964 | G | GT6 | 90486 | Combustion Turbine | NY_Z_J | New Jersey | Hudson | 56.9 | 2012 | 9999 |  |  |  | 0.03019 | NEI 2019
Bayonne Energy Center | 56964_G_GT7 | 56964 | G | GT7 | 90487 | Combustion Turbine | NY_Z_J | New Jersey | Hudson | 57.7 | 2012 | 9999 |  |  |  | 0.03019 | NEI 2019
Bayonne Energy Center | 56964_G_GT8 | 56964 | G | GT8 | 90488 | Combustion Turbine | NY_Z_J | New Jersey | Hudson | 57.6 | 2012 | 9999 | 2019 | 7.8203 | 518111.5434 | 0.03019 | NEI 2019
Bayonne Energy Center | 56964_G_GT9 | 56964 | G | GT9 | 91187 | Combustion Turbine | NY_Z_J | New Jersey | Hudson | 61.3 | 2018 | 9999 | 2019 | 2.503 | 138630.4566 | 0.03611 | NEI 2019
Clinton LFGTE Facility | 56986_G_GEN1 | 56986 | G | GEN1 |  | Landfill Gas | NY_Z_D | New York | Clinton | 1.6 | 2008 | 9999 | 2018 | 2.385 | 7214.25 | 0.66119 | New York Emission Inventory
Clinton LFGTE Facility | 56986_G_GEN2 | 56986 | G | GEN2 |  | Landfill Gas | NY_Z_D | New York | Clinton | 1.6 | 2008 | 9999 | 2018 | 2.385 | 7214.25 | 0.66119 | New York Emission Inventory
Clinton LFGTE Facility | 56986_G_GEN3 | 56986 | G | GEN3 |  | Landfill Gas | NY_Z_D | New York | Clinton | 1.6 | 2008 | 9999 | 2018 | 2.385 | 7214.25 | 0.66119 | New York Emission Inventory
Clinton LFGTE Facility | 56986_G_GEN4 | 56986 | G | GEN4 |  | Landfill Gas | NY_Z_D | New York | Clinton | 1.6 | 2009 | 9999 | 2018 | 2.385 | 7214.25 | 0.66119 | New York Emission Inventory
Hyland LFGTE Facility | 56987_G_GEN1 | 56987 | G | GEN1 |  | Landfill Gas | NY_Z_B | New York | Allegany | 1.6 | 2008 | 9999 | 2019 | 19.0347 | 37071 | 1.0269 | NEI 2019
Hyland LFGTE Facility | 56987_G_GEN2 | 56987 | G | GEN2 |  | Landfill Gas | NY_Z_B | New York | Allegany | 1.6 | 2008 | 9999 |  |  |  | 1.0269 | NEI 2019
Hyland LFGTE Facility | 56987_G_GEN3 | 56987 | G | GEN3 |  | Landfill Gas | NY_Z_B | New York | Allegany | 1.6 | 2008 | 9999 |  |  |  | 1.0269 | NEI 2019
Georgetown LFGTE | 56995_G_G1 | 56995 | G | G1 |  | Landfill Gas | S_VACA | South Carolina | Georgetown | 1 | 2010 | 9999 |  |  |  | 1.5652 | Default Emission Factor
Pueblo Airport Generating Station | 56998_G_4 | 56998 | G | 4 | 90499 | Combined Cycle | WECC_CO | Colorado | Pueblo | 37 | 2012 | 9999 | 2019 | 6.2 | 293215 | 0.0512 | NEI 2019
Pueblo Airport Generating Station | 56998_G_43 | 56998 | G | 43 | 90499 | Combined Cycle | WECC_CO | Colorado | Pueblo | 20 | 2012 | 9999 |  |  |  | 0.0512 | NEI 2019
Pueblo Airport Generating Station | 56998_G_5 | 56998 | G | 5 | 90557 | Combined Cycle | WECC_CO | Colorado | Pueblo | 37 | 2012 | 9999 | 2017 | 5.5 | 291826 | 0.0512 | NEI 2019
Pueblo Airport Generating Station | 56998_G_53 | 56998 | G | 53 | 90559 | Combined Cycle | WECC_CO | Colorado | Pueblo | 20 | 2012 | 9999 |  |  |  | 0.04389 | NEI 2019
Pueblo Airport Generating Station | 56998_G_6 | 56998 | G | 6 | 90559 | Combined Cycle | WECC_CO | Colorado | Pueblo | 37 | 2012 | 9999 | 2017 | 4.6 | 179859 | 0.04389 | NEI 2019
Pueblo Airport Generating Station | 56998_G_7 | 56998 | G | 7 | 90560 | Combined Cycle | WECC_CO | Colorado | Pueblo | 37 | 2012 | 9999 | 2017 | 6.039 | 176934 | 0.04389 | NEI 2019
Pueblo Airport Generating Station | 56998_G_CT08 | 56998 | G | CT08 | 90863 | Combustion Turbine | WECC_CO | Colorado | Pueblo | 40 | 2016 | 9999 |  |  |  | 0.04322 | Default Emission Factor
Pueblo Airport Generating Station | 56998_G_GT1 | 56998 | G | GT1 | 90496 | Combustion Turbine | WECC_CO | Colorado | Pueblo | 90 | 2012 | 9999 | 2017 | 1.3 | 64528.3636 | 0.04029 | NEI 2019
Pueblo Airport Generating Station | 56998_G_GT2 | 56998 | G | GT2 | 90497 | Combustion Turbine | WECC_CO | Colorado | Pueblo | 90 | 2012 | 9999 | 2017 | 3.1 | 64528.3636 | 0.09608 | NEI 2019
El Cajon Energy Center | 57001_G_GEN1 | 57001 | G | GEN1 | 90510 | Combustion Turbine | WEC_SDGE | California | San Diego | 43.5 | 2010 | 9999 | 2018 | 0.021138 | 16736 | 0.00253 | California Air Resources Board
Fulton LFGTE Facility | 57003_G_GEN1 | 57003 | G | GEN1 |  | Landfill Gas | NY_Z_F | New York | Fulton | 1.6 | 2010 | 9999 | 2017 | 10.0482 | 12950 | 1.5518 | NEI 2019
Fulton LFGTE Facility | 57003_G_GEN2 | 57003 | G | GEN2 |  | Landfill Gas | NY_Z_F | New York | Fulton | 1.6 | 2010 | 9999 |  |  |  | 1.5518 | NEI 2019
Waste Management Arden LFGTE | 57014_G_GEN1 | 57014 | G | GEN1 |  | Landfill Gas | PJM_AP | Pennsylvania | Washington | 0.8 | 2009 | 9999 |  |  |  | 1.5652 | Default Emission Factor
Waste Management Arden LFGTE | 57014_G_GEN2 | 57014 | G | GEN2 |  | Landfill Gas | PJM_AP | Pennsylvania | Washington | 0.8 | 2009 | 9999 |  |  |  | 1.5652 | Default Emission Factor
Waste Management Arden LFGTE | 57014_G_GEN3 | 57014 | G | GEN3 |  | Landfill Gas | PJM_AP | Pennsylvania | Washington | 0.8 | 2009 | 9999 |  |  |  | 1.5652 | Default Emission Factor
Waste Management Arden LFGTE | 57014_G_GEN4 | 57014 | G | GEN4 |  | Landfill Gas | PJM_AP | Pennsylvania | Washington | 0.8 | 2009 | 9999 |  |  |  | 1.5652 | Default Emission Factor
Waste Management Arden LFGTE | 57014_G_GEN5 | 57014 | G | GEN5 |  | Landfill Gas | PJM_AP | Pennsylvania | Washington | 0.8 | 2009 | 9999 |  |  |  | 1.5652 | Default Emission Factor
Waste Management Arden LFGTE | 57014_G_GEN6 | 57014 | G | GEN6 |  | Landfill Gas | PJM_AP | Pennsylvania | Washington | 0.8 | 2009 | 9999 |  |  |  | 1.5652 | Default Emission Factor
Waste Management Columbia Ridge LFGTE | 57015_G_GEN1 | 57015 | G | GEN1 |  | Landfill Gas | WECC_PNW | Oregon | Gilliam | 0.8 | 2009 | 9999 | 2017 | 3.26 | 48078 | 0.13561 | NEI 2019
Waste Management Columbia Ridge LFGTE | 57015_G_GEN10 | 57015 | G | GEN10 |  | Landfill Gas | WECC_PNW | Oregon | Gilliam | 1.6 | 2014 | 9999 |  |  |  | 0.43679 | NEI 2019
Waste Management Columbia Ridge LFGTE | 57015_G_GEN11 | 57015 | G | GEN11 |  | Landfill Gas | WECC_PNW | Oregon | Gilliam | 1.6 | 2014 | 9999 |  |  |  | 0.43679 | NEI 2019
Waste Management Columbia Ridge LFGTE | 57015_G_GEN12 | 57015 | G | GEN12 |  | Landfill Gas | WECC_PNW | Oregon | Gilliam | 1.6 | 2014 | 9999 |  |  |  | 0.43679 | NEI 2019
Waste Management Columbia Ridge LFGTE | 57015_G_GEN2 | 57015 | G | GEN2 |  | Landfill Gas | WECC_PNW | Oregon | Gilliam | 0.8 | 2009 | 9999 |  |  |  | 0.13561 | NEI 2019
Waste Management Columbia Ridge LFGTE | 57015_G_GEN3 | 57015 | G | GEN3 |  | Landfill Gas | WECC_PNW | Oregon | Gilliam | 0.8 | 2009 | 9999 |  |  |  | 0.13561 | NEI 2019
Waste Management Columbia Ridge LFGTE | 57015_G_GEN4 | 57015 | G | GEN4 |  | Landfill Gas | WECC_PNW | Oregon | Gilliam | 0.8 | 2009 | 9999 |  |  |  | 0.13561 | NEI 2019
Waste Management Columbia Ridge LFGTE | 57015_G_GEN5 | 57015 | G | GEN5 |  | Landfill Gas | WECC_PNW | Oregon | Gilliam | 0.8 | 2009 | 9999 |  |  |  | 0.13561 | NEI 2019
Waste Management Columbia Ridge LFGTE | 57015_G_GEN6 | 57015 | G | GEN6 |  | Landfill Gas | WECC_PNW | Oregon | Gilliam | 0.8 | 2009 | 9999 |  |  |  | 0.13561 | NEI 2019
Waste Management Columbia Ridge LFGTE | 57015_G_GEN7 | 57015 | G | GEN7 |  | Landfill Gas | WECC_PNW | Oregon | Gilliam | 0.8 | 2009 | 9999 |  |  |  | 0.13561 | NEI 2019
Waste Management Columbia Ridge LFGTE | 57015_G_GEN8 | 57015 | G | GEN8 |  | Landfill Gas | WECC_PNW | Oregon | Gilliam | 0.8 | 2009 | 9999 |  |  |  | 0.13561 | NEI 2019
Waste Management Columbia Ridge LFGTE | 57015_G_GEN9 | 57015 | G | GEN9 |  | Landfill Gas | WECC_PNW | Oregon | Gilliam | 1.6 | 2014 | 9999 | 2017 | 10.5 | 48078 | 0.43679 | NEI 2019
Waste Management Crossroads LFGTE | 57016_G_GEN1 | 57016 | G | GEN1 |  | Landfill Gas | NENG_ME | Maine | Somerset | 1.6 | 2009 | 9999 |  |  |  | 1.5652 | Default Emission Factor
Waste Management Crossroads LFGTE | 57016_G_GEN2 | 57016 | G | GEN2 |  | Landfill Gas | NENG_ME | Maine | Somerset | 1.6 | 2009 | 9999 |  |  |  | 1.5652 | Default Emission Factor
Spruce Ridge Gas Recovery | 57017_G_GEN1 | 57017 | G | GEN1 |  | Landfill Gas | MIS_MNWI | Minnesota | McLeod | 0.8 | 2008 | 9999 |  |  |  | 1.5652 | Default Emission Factor
Spruce Ridge Gas Recovery | 57017_G_GEN2 | 57017 | G | GEN2 |  | Landfill Gas | MIS_MNWI | Minnesota | McLeod | 0.8 | 2008 | 9999 |  |  |  | 1.5652 | Default Emission Factor
Spruce Ridge Gas Recovery | 57017_G_GEN3 | 57017 | G | GEN3 |  | Landfill Gas | MIS_MNWI | Minnesota | McLeod | 0.8 | 2008 | 9999 |  |  |  | 1.5652 | Default Emission Factor
Spruce Ridge Gas Recovery | 57017_G_GEN4 | 57017 | G | GEN4 |  | Landfill Gas | MIS_MNWI | Minnesota | McLeod | 0.8 | 2010 | 9999 |  |  |  | 1.5652 | Default Emission Factor
Waste Management Middle Peninsula LFGTE | 57018_G_GEN1 | 57018 | G | GEN1 |  | Landfill Gas | PJM_Dom | Virginia | Middlesex | 0.8 | 2009 | 9999 | 2019 | 1.4076 | 48978 | 0.05748 | NEI 2019
Waste Management Middle Peninsula LFGTE | 57018_G_GEN2 | 57018 | G | GEN2 |  | Landfill Gas | PJM_Dom | Virginia | Middlesex | 0.8 | 2009 | 9999 |  |  |  | 0.05748 | NEI 2019
Waste Management Middle Peninsula LFGTE | 57018_G_GEN3 | 57018 | G | GEN3 |  | Landfill Gas | PJM_Dom | Virginia | Middlesex | 0.8 | 2009 | 9999 |  |  |  | 0.05748 | NEI 2019
Waste Management Middle Peninsula LFGTE | 57018_G_GEN4 | 57018 | G | GEN4 |  | Landfill Gas | PJM_Dom | Virginia | Middlesex | 0.8 | 2009 | 9999 |  |  |  | 0.05748 | NEI 2019
Waste Management Middle Peninsula LFGTE | 57018_G_GEN5 | 57018 | G | GEN5 |  | Landfill Gas | PJM_Dom | Virginia | Middlesex | 0.8 | 2009 | 9999 |  |  |  | 0.05748 | NEI 2019
Waste Management Middle Peninsula LFGTE | 57018_G_GEN6 | 57018 | G | GEN6 |  | Landfill Gas | PJM_Dom | Virginia | Middlesex | 0.8 | 2009 | 9999 |  |  |  | 0.05748 | NEI 2019
Waste Management Middle Peninsula LFGTE | 57018_G_GEN7 | 57018 | G | GEN7 |  | Landfill Gas | PJM_Dom | Virginia | Middlesex | 0.8 | 2009 | 9999 |  |  |  | 0.05748 | NEI 2019
Waste Management Middle Peninsula LFGTE | 57018_G_GEN8 | 57018 | G | GEN8 |  | Landfill Gas | PJM_Dom | Virginia | Middlesex | 0.8 | 2009 | 9999 |  |  |  | 0.05748 | NEI 2019
Riverbend Landfill | 57019_G_GEN1 | 57019 | G | GEN1 |  | Landfill Gas | WECC_PNW | Oregon | Yamhill | 0.8 | 2010 | 9999 |  |  |  | 1.5652 | Default Emission Factor
Riverbend Landfill | 57019_G_GEN2 | 57019 | G | GEN2 |  | Landfill Gas | WECC_PNW | Oregon | Yamhill | 0.8 | 2010 | 9999 |  |  |  | 1.5652 | Default Emission Factor
Riverbend Landfill | 57019_G_GEN3 | 57019 | G | GEN3 |  | Landfill Gas | WECC_PNW | Oregon | Yamhill | 0.8 | 2010 | 9999 |  |  |  | 1.5652 | Default Emission Factor
Riverbend Landfill | 57019_G_GEN4 | 57019 | G | GEN4 |  | Landfill Gas | WECC_PNW | Oregon | Yamhill | 0.8 | 2010 | 9999 |  |  |  | 1.5652 | Default Emission Factor
Riverbend Landfill | 57019_G_GEN5 | 57019 | G | GEN5 |  | Landfill Gas | WECC_PNW | Oregon | Yamhill | 0.8 | 2010 | 9999 |  |  |  | 1.5652 | Default Emission Factor
Riverbend Landfill | 57019_G_GEN6 | 57019 | G | GEN6 |  | Landfill Gas | WECC_PNW | Oregon | Yamhill | 0.8 | 2010 | 9999 |  |  |  | 1.5652 | Default Emission Factor
Westside Landfill Gas Recovery | 57020_G_GEN1 | 57020 | G | GEN1 |  | Landfill Gas | ERC_REST | Texas | Parker | 1.6 | 2010 | 9999 |  |  |  | 1.5652 | Default Emission Factor
Westside Landfill Gas Recovery | 57020_G_GEN2 | 57020 | G | GEN2 |  | Landfill Gas | ERC_REST | Texas | Parker | 1.6 | 2010 | 9999 |  |  |  | 1.5652 | Default Emission Factor
Waste Management Madison County LFGTE | 57021_G_GEN1 | 57021 | G | GEN1 |  | Landfill Gas | NY_Z_C&E | New York | Madison | 1.6 | 2009 | 9999 |  |  |  | 1.5652 | Default Emission Factor
Waste Management King George LFGTE | 57022_G_GEN1 | 57022 | G | GEN1 |  | Landfill Gas | PJM_Dom | Virginia | King George | 2.8 | 2010 | 9999 | 2019 | 1.0054 | 18374.1947 | 0.10944 | NEI 2019
Waste Management King George LFGTE | 57022_G_GEN2 | 57022 | G | GEN2 |  | Landfill Gas | PJM_Dom | Virginia | King George | 2.8 | 2010 | 9999 | 2019 | 1.0377 | 18374.1947 | 0.11295 | NEI 2019
Waste Management King George LFGTE | 57022_G_GEN3 | 57022 | G | GEN3 |  | Landfill Gas | PJM_Dom | Virginia | King George | 2.8 | 2010 | 9999 | 2019 | 1.0314 | 18374.1947 | 0.11227 | NEI 2019
Waste Management King George LFGTE | 57022_G_GEN4 | 57022 | G | GEN4 |  | Landfill Gas | PJM_Dom | Virginia | King George | 2.9 | 2011 | 9999 | 2019 | 1.0263 | 19030.4159 | 0.10786 | NEI 2019
Waste Management Rolling Meadows LFGTE | 57023_G_GEN1 | 57023 | G | GEN1 |  | Landfill Gas | SPP_N | Kansas | Shawnee | 0.8 | 2010 | 9999 |  |  |  | 1.5652 | Default Emission Factor
Waste Management Rolling Meadows LFGTE | 57023_G_GEN2 | 57023 | G | GEN2 |  | Landfill Gas | SPP_N | Kansas | Shawnee | 0.8 | 2010 | 9999 |  |  |  | 1.5652 | Default Emission Factor
Waste Management Rolling Meadows LFGTE | 57023_G_GEN3 | 57023 | G | GEN3 |  | Landfill Gas | SPP_N | Kansas | Shawnee | 0.8 | 2010 | 9999 |  |  |  | 1.5652 | Default Emission Factor
Waste Management Rolling Meadows LFGTE | 57023_G_GEN4 | 57023 | G | GEN4 |  | Landfill Gas | SPP_N | Kansas | Shawnee | 0.8 | 2010 | 9999 |  |  |  | 1.5652 | Default Emission Factor
Waste Management Rolling Meadows LFGTE | 57023_G_GEN5 | 57023 | G | GEN5 |  | Landfill Gas | SPP_N | Kansas | Shawnee | 0.8 | 2010 | 9999 |  |  |  | 1.5652 | Default Emission Factor
Waste Management Rolling Meadows LFGTE | 57023_G_GEN6 | 57023 | G | GEN6 |  | Landfill Gas | SPP_N | Kansas | Shawnee | 0.8 | 2010 | 9999 |  |  |  | 1.5652 | Default Emission Factor
Waste Management Rolling Meadows LFGTE | 57023_G_GEN7 | 57023 | G | GEN7 |  | Landfill Gas | SPP_N | Kansas | Shawnee | 0.8 | 2010 | 9999 |  |  |  | 1.5652 | Default Emission Factor
Waste Management Northern Oaks LFGTE | 57024_G_GEN1 | 57024 | G | GEN1 |  | Landfill Gas | MIS_LMI | Michigan | Clare | 1.6 | 2010 | 9999 | 2018 | 21.2862 | 9066 | 4.6958 | Michigan Point Source Emission
Waste Management Eco Vista LFGTE | 57025_G_GEN1 | 57025 | G | GEN1 |  | Landfill Gas | SPP_WEST | Arkansas | Washington | 0.8 | 2010 | 9999 |  |  |  | 1.5652 | Default Emission Factor
Waste Management Eco Vista LFGTE | 57025_G_GEN2 | 57025 | G | GEN2 |  | Landfill Gas | SPP_WEST | Arkansas | Washington | 0.8 | 2010 | 9999 |  |  |  | 1.5652 | Default Emission Factor
Waste Management Eco Vista LFGTE | 57025_G_GEN3 | 57025 | G | GEN3 |  | Landfill Gas | SPP_WEST | Arkansas | Washington | 0.8 | 2010 | 9999 |  |  |  | 1.5652 | Default Emission Factor
Waste Management Eco Vista LFGTE | 57025_G_GEN4 | 57025 | G | GEN4 |  | Landfill Gas | SPP_WEST | Arkansas | Washington | 0.8 | 2010 | 9999 |  |  |  | 1.5652 | Default Emission Factor
Waste Management Eco Vista LFGTE | 57025_G_GEN5 | 57025 | G | GEN5 |  | Landfill Gas | SPP_WEST | Arkansas | Washington | 0.8 | 2010 | 9999 |  |  |  | 1.5652 | Default Emission Factor
Superior Landfill Gas Recovery | 57026_G_GEN 5 | 57026 | G | GEN 5 |  | Landfill Gas | S_SOU | Georgia | Chatham | 0.8 | 2009 | 9999 |  |  |  | 0.34534 | NEI 2019
Superior Landfill Gas Recovery | 57026_G_GEN1 | 57026 | G | GEN1 |  | Landfill Gas | S_SOU | Georgia | Chatham | 0.8 | 2009 | 9999 | 2017 | 7.27 | 42103 | 0.34534 | NEI 2019
Superior Landfill Gas Recovery | 57026_G_GEN2 | 57026 | G | GEN2 |  | Landfill Gas | S_SOU | Georgia | Chatham | 0.8 | 2009 | 9999 |  |  |  | 0.34534 | NEI 2019
Superior Landfill Gas Recovery | 57026_G_GEN3 | 57026 | G | GEN3 |  | Landfill Gas | S_SOU | Georgia | Chatham | 0.8 | 2009 | 9999 |  |  |  | 0.34534 | NEI 2019
Superior Landfill Gas Recovery | 57026_G_GEN4 | 57026 | G | GEN4 |  | Landfill Gas | S_SOU | Georgia | Chatham | 0.8 | 2009 | 9999 |  |  |  | 0.34534 | NEI 2019
Superior Landfill Gas Recovery | 57026_G_GEN6 | 57026 | G | GEN6 |  | Landfill Gas | S_SOU | Georgia | Chatham | 0.8 | 2009 | 9999 |  |  |  | 0.34534 | NEI 2019
Superior Landfill Gas Recovery | 57026_G_GEN7 | 57026 | G | GEN7 |  | Landfill Gas | S_SOU | Georgia | Chatham | 0.8 | 2009 | 9999 |  |  |  | 0.34534 | NEI 2019
Superior Landfill Gas Recovery | 57026_G_GEN8 | 57026 | G | GEN8 |  | Landfill Gas | S_SOU | Georgia | Chatham | 0.8 | 2009 | 9999 |  |  |  | 0.34534 | NEI 2019
Canyon Power Plant | 57027_G_CPP1 | 57027 | G | CPP1 | 90584 | Combustion Turbine | WECC_SCE | California | Orange | 49.4 | 2011 | 9999 | 2017 | 0.55 | 40396.6725 | 0.02723 | NEI 2019
Canyon Power Plant | 57027_G_CPP2 | 57027 | G | CPP2 | 90585 | Combustion Turbine | WECC_SCE | California | Orange | 48 | 2011 | 9999 | 2017 | 0.57 | 39251.8275 | 0.02904 | NEI 2019
Canyon Power Plant | 57027_G_CPP3 | 57027 | G | CPP3 | 90586 | Combustion Turbine | WECC_SCE | California | Orange | 48 | 2011 | 9999 | 2017 | 0.47 | 39251.8275 | 0.02395 | NEI 2019
Canyon Power Plant | 57027_G_CPP4 | 57027 | G | CPP4 | 90587 | Combustion Turbine | WECC_SCE | California | Orange | 49.4 | 2011 | 9999 | 2017 | 0.51 | 40396.6725 | 0.02525 | NEI 2019
Langley Gulch Power Plant | 57028_G_GTG | 57028 | G | GTG | 90518 | Combined Cycle | WECC_ID | Idaho | Payette | 176.9 | 2012 | 9999 | 2019 | 9.7998 | 1501424 | 0.01305 | NEI 2019
Langley Gulch Power Plant | 57028_G_STG | 57028 | G | STG | 90518 | Combined Cycle | WECC_ID | Idaho | Payette | 122.8 | 2012 | 9999 |  |  |  | 0.01305 | NEI 2019
Cleveland Cnty Generating Facility | 57029_G_1 | 57029 | G | 1 | 90576 | Combustion Turbine | S_VACA | North Carolina | Cleveland | 185 | 2012 | 9999 | 2019 | 1.81 | 246022.1813 | 0.01471 | NEI 2019
Cleveland Cnty Generating Facility | 57029_G_2 | 57029 | G | 2 | 90577 | Combustion Turbine | S_VACA | North Carolina | Cleveland | 187 | 2012 | 9999 | 2019 | 1.5 | 248681.8806 | 0.01206 | NEI 2019
Cleveland Cnty Generating Facility | 57029_G_3 | 57029 | G | 3 | 90578 | Combustion Turbine | S_VACA | North Carolina | Cleveland | 183.2 | 2012 | 9999 | 2019 | 1.61 | 243628.452 | 0.01322 | NEI 2019
Cleveland Cnty Generating Facility | 57029_G_4 | 57029 | G | 4 | 90579 | Combustion Turbine | S_VACA | North Carolina | Cleveland | 183 | 2012 | 9999 | 2019 | 1.71 | 243362.4821 | 0.01405 | NEI 2019
Pacolet Diesel Generation Facility | 57030_G_DI 1 | 57030 | G | DI 1 |  | Combustion Turbine | S_VACA | South Carolina | Spartanburg | 1.8 | 2006 | 9999 |  |  |  | 1.9821 | Default Emission Factor
Pacolet Diesel Generation Facility | 57030_G_DI 2 | 57030 | G | DI 2 |  | Combustion Turbine | S_VACA | South Carolina | Spartanburg | 1.8 | 2006 | 9999 |  |  |  | 1.9821 | Default Emission Factor
Pacolet Diesel Generation Facility | 57030_G_DI 3 | 57030 | G | DI 3 |  | Combustion Turbine | S_VACA | South Carolina | Spartanburg | 1.8 | 2006 | 9999 |  |  |  | 1.9821 | Default Emission Factor
Willmar Municipal East Substation | 57034_G_E04 | 57034 | G | E04 |  | Combustion Turbine | MIS_MNWI | Minnesota | Kandiyohi | 2 | 2000 | 9999 |  |  |  | 1.9821 | Default Emission Factor
Willmar Municipal East Substation | 57034_G_E05 | 57034 | G | E05 |  | Combustion Turbine | MIS_MNWI | Minnesota | Kandiyohi | 2 | 2000 | 9999 |  |  |  | 1.9821 | Default Emission Factor
Willmar Municipal East Substation | 57034_G_E06 | 57034 | G | E06 |  | Combustion Turbine | MIS_MNWI | Minnesota | Kandiyohi | 2 | 2000 | 9999 |  |  |  | 1.9821 | Default Emission Factor
Willmar Municipal SW Substation | 57035_G_SW01 | 57035 | G | SW01 |  | Combustion Turbine | MIS_MNWI | Minnesota | Kandiyohi | 2 | 2000 | 9999 |  |  |  | 1.9821 | Default Emission Factor
Willmar Municipal SW Substation | 57035_G_SW02 | 57035 | G | SW02 |  | Combustion Turbine | MIS_MNWI | Minnesota | Kandiyohi | 2 | 2000 | 9999 |  |  |  | 1.9821 | Default Emission Factor
Willmar Municipal SW Substation | 57035_G_SW03 | 57035 | G | SW03 |  | Combustion Turbine | MIS_MNWI | Minnesota | Kandiyohi | 2 | 2000 | 9999 |  |  |  | 1.9821 | Default Emission Factor
Ratcliffe | 57037_G_1A | 57037 | G | 1A | 90830 | Combined Cycle | S_SOU | Mississippi | Kemper | 189.4 | 2014 | 9999 | 2019 | 17.61 | 3096419 | 0.01806 | NEI 2019
Ratcliffe | 57037_G_1B | 57037 | G | 1B | 90831 | Combined Cycle | S_SOU | Mississippi | Kemper | 189.4 | 2014 | 9999 | 2017 | 21.85 | 1274369 | 0.01806 | NEI 2019
Ratcliffe | 57037_G_1C | 57037 | G | 1C | 90830 | Combined Cycle | S_SOU | Mississippi | Kemper | 296.7 | 2014 | 9999 |  |  |  | 0.01806 | NEI 2019
GenConn Middletown LLC | 57068_G_12 | 57068 | G | 12 | 90357 | Combustion Turbine | NENG_CT | Connecticut | Middlesex | 48.5 | 2011 | 9999 |  |  |  | 0.04322 | Default Emission Factor
GenConn Middletown LLC | 57068_G_13 | 57068 | G | 13 | 90358 | Combustion Turbine | NENG_CT | Connecticut | Middlesex | 48.5 | 2011 | 9999 |  |  |  | 0.04322 | Default Emission Factor
GenConn Middletown LLC | 57068_G_14 | 57068 | G | 14 | 90359 | Combustion Turbine | NENG_CT | Connecticut | Middlesex | 48.5 | 2011 | 9999 |  |  |  | 0.04322 | Default Emission Factor
GenConn Middletown LLC | 57068_G_15 | 57068 | G | 15 | 90476 | Combustion Turbine | NENG_CT | Connecticut | Middlesex | 48.5 | 2011 | 9999 |  |  |  | 0.04322 | Default Emission Factor
GenConn Devon LLC | 57070_G_15 | 57070 | G | 15 | 90352 | Combustion Turbine | NENG_CT | Connecticut | New Haven | 46.9 | 2010 | 9999 |  |  |  | 0.04322 | Default Emission Factor
GenConn Devon LLC | 57070_G_16 | 57070 | G | 16 | 90353 | Combustion Turbine | NENG_CT | Connecticut | New Haven | 46.9 | 2010 | 9999 |  |  |  | 0.04322 | Default Emission Factor
GenConn Devon LLC | 57070_G_17 | 57070 | G | 17 | 90354 | Combustion Turbine | NENG_CT | Connecticut | New Haven | 46.9 | 2010 | 9999 |  |  |  | 0.04322 | Default Emission Factor
GenConn Devon LLC | 57070_G_18 | 57070 | G | 18 | 90355 | Combustion Turbine | NENG_CT | Connecticut | New Haven | 46.9 | 2010 | 9999 |  |  |  | 0.04322 | Default Emission Factor
Denton Power LLC | 57071_G_1 | 57071 | G | 1 |  | Landfill Gas | ERC_REST | Texas | Denton | 1.6 | 2008 | 9999 |  |  |  | 1.5652 | Default Emission Factor
South Columbus Water Resource Facility | 57076_G_GEN1 | 57076 | G | GEN1 |  | Non-Fossil Waste | S_SOU | Georgia | Muscogee | 1.8 | 2010 | 9999 |  |  |  | 0.42147 | Default Emission Factor
South Columbus Water Resource Facility | 57076_G_GEN2 | 57076 | G | GEN2 |  | Non-Fossil Waste | S_SOU | Georgia | Muscogee | 1.8 | 2010 | 9999 |  |  |  | 0.42147 | Default Emission Factor
Santa Maria LFG Power Plant | 57100_G_EN01 | 57100 | G | EN01 |  | Landfill Gas | WEC_CALN | California | Santa Barbara | 1 | 2008 | 9999 |  |  |  | 1.5652 | Default Emission Factor
J&A-Santa Maria II LLC | 57101_G_1 | 57101 | G | 1 |  | Landfill Gas | WEC_CALN | California | Santa Barbara | 1.4 | 2010 | 9999 |  |  |  | 1.5652 | Default Emission Factor
Whittier LFG Power Plant #1 | 57102_G_EN01 | 57102 | G | EN01 |  | Landfill Gas | WECC_SCE | California | Los Angeles | 1 | 2006 | 9999 |  |  |  | 1.5652 | Default Emission Factor
Whittier LFG Power Plant #1 | 57102_G_EN02 | 57102 | G | EN02 |  | Landfill Gas | WECC_SCE | California | Los Angeles | 1 | 2010 | 9999 |  |  |  | 1.5652 | Default Emission Factor
UCI Facilities Management Central Plant | 57122_G_CTG1 | 57122 | G | CTG1 |  | Combined Cycle | WECC_SCE | California | Orange | 13.5 | 2007 | 9999 |  |  |  | 0.01609 | Default Emission Factor
UCI Facilities Management Central Plant | 57122_G_STG1 | 57122 | G | STG1 |  | Combined Cycle | WECC_SCE | California | Orange | 5.5 | 2007 | 9999 |  |  |  | 0.01609 | Default Emission Factor
Trail Ridge Landfill Gas Recovery | 57123_G_1 | 57123 | G | 1 |  | Landfill Gas | FRCC | Florida | Duval | 1.5 | 2008 | 9999 | 2018 | 4.7875 | 9883.3333 | 0.9688 | Florida State Emissions Inventory
Trail Ridge Landfill Gas Recovery | 57123_G_2 | 57123 | G | 2 |  | Landfill Gas | FRCC | Florida | Duval | 1.5 | 2008 | 9999 | 2018 | 4.7875 | 9883.3333 | 0.9688 | Florida State Emissions Inventory
Trail Ridge Landfill Gas Recovery | 57123_G_3 | 57123 | G | 3 |  | Landfill Gas | FRCC | Florida | Duval | 1.5 | 2008 | 9999 | 2018 | 4.7875 | 9883.3333 | 0.9688 | Florida State Emissions Inventory
Trail Ridge Landfill Gas Recovery | 57123_G_4 | 57123 | G | 4 |  | Landfill Gas | FRCC | Florida | Duval | 1.5 | 2008 | 9999 | 2018 | 4.7875 | 9883.3333 | 0.9688 | Florida State Emissions Inventory
Trail Ridge Landfill Gas Recovery | 57123_G_5 | 57123 | G | 5 |  | Landfill Gas | FRCC | Florida | Duval | 1.5 | 2008 | 9999 | 2018 | 4.7875 | 9883.3333 | 0.9688 | Florida State Emissions Inventory
Trail Ridge Landfill Gas Recovery | 57123_G_6 | 57123 | G | 6 |  | Landfill Gas | FRCC | Florida | Duval | 1.5 | 2008 | 9999 | 2018 | 4.7875 | 9883.3333 | 0.9688 | Florida State Emissions Inventory
G2 Energy Marion LLC | 57128_G_357 | 57128 | G | 357 |  | Landfill Gas | FRCC | Florida | Marion | 1.5 | 2009 | 9999 | 2018 | 6.7895 | 10010.5263 | 1.3565 | Florida State Emissions Inventory
G2 Energy Marion LLC | 57128_G_358 | 57128 | G | 358 |  | Landfill Gas | FRCC | Florida | Marion | 1.5 | 2009 | 9999 | 2018 | 6.7895 | 10010.5263 | 1.3565 | Florida State Emissions Inventory
G2 Energy Marion LLC | 57128_G_360 | 57128 | G | 360 |  | Landfill Gas | FRCC | Florida | Marion | 0.8 | 2010 | 9999 | 2018 | 3.6211 | 5338.9474 | 1.3565 | Florida State Emissions Inventory
G2 Energy Ostrom Road LLC | 57133_G_359 | 57133 | G | 359 |  | Landfill Gas | WEC_CALN | California | Yuba | 1.8 | 2009 | 9999 | 2018 | 3.7233 | 14666.7273 | 0.50772 | California Air Resources Board
G2 Energy Ostrom Road LLC | 57133_G_361 | 57133 | G | 361 |  | Landfill Gas | WEC_CALN | California | Yuba | 1.5 | 2013 | 9999 | 2018 | 3.1027 | 12222.2727 | 0.50772 | California Air Resources Board
OREG 4 Peetz | 57134_G_1 | 57134 | G | 1 |  | Non-Fossil Waste | WECC_CO | Colorado | Logan | 3 | 2009 | 9999 |  |  |  | 0.42147 | Default Emission Factor
Calabasas Gas to Energy Facility | 57163_G_GEN1 | 57163 | G | GEN1 |  | Landfill Gas | WECC_SCE | California | Los Angeles | 3.3 | 2010 | 9999 |  |  |  | 1.5652 | Default Emission Factor
Calabasas Gas to Energy Facility | 57163_G_GEN3 | 57163 | G | GEN3 |  | Landfill Gas | WECC_SCE | California | Los Angeles | 3.3 | 2010 | 9999 |  |  |  | 1.5652 | Default Emission Factor
Farmers Branch Renewable Energy Facility | 57165_G_GEN1 | 57165 | G | GEN1 |  | Landfill Gas | ERC_REST | Texas | Denton | 1.6 | 2011 | 9999 |  |  |  | 1.5652 | Default Emission Factor
Farmers Branch Renewable Energy Facility | 57165_G_GEN2 | 57165 | G | GEN2 |  | Landfill Gas | ERC_REST | Texas | Denton | 1.6 | 2011 | 9999 |  |  |  | 1.5652 | Default Emission Factor
Waste Management Lockwood LFGTE | 57166_G_GEN1 | 57166 | G | GEN1 |  | Landfill Gas | WECC_NNV | Nevada | Washoe | 1.6 | 2012 | 9999 |  |  |  | 1.5652 | Default Emission Factor
Waste Management Lockwood LFGTE | 57166_G_GEN2 | 57166 | G | GEN2 |  | Landfill Gas | WECC_NNV | Nevada | Washoe | 1.6 | 2012 | 9999 |  |  |  | 1.5652 | Default Emission Factor
Mesquite Creek LFGTE Project | 57167_G_GEN1 | 57167 | G | GEN1 |  | Landfill Gas | ERC_REST | Texas | Comal | 1.6 | 2010 | 9999 |  |  |  | 1.5652 | Default Emission Factor
Mesquite Creek LFGTE Project | 57167_G_GEN2 | 57167 | G | GEN2 |  | Landfill Gas | ERC_REST | Texas | Comal | 1.6 | 2010 | 9999 |  |  |  | 1.5652 | Default Emission Factor
Waste Management Naples LFGTE Project | 57168_G_GEN1 | 57168 | G | GEN1 |  | Landfill Gas | FRCC | Florida | Collier | 0.8 | 2011 | 9999 |  |  |  | 1.5652 | Default Emission Factor
Waste Management Naples LFGTE Project | 57168_G_GEN2 | 57168 | G | GEN2 |  | Landfill Gas | FRCC | Florida | Collier | 0.8 | 2011 | 9999 |  |  |  | 1.5652 | Default Emission Factor
Waste Management Naples LFGTE Project | 57168_G_GEN3 | 57168 | G | GEN3 |  | Landfill Gas | FRCC | Florida | Collier | 0.8 | 2011 | 9999 |  |  |  | 1.5652 | Default Emission Factor
Waste Management Naples LFGTE Project | 57168_G_GEN4 | 57168 | G | GEN4 |  | Landfill Gas | FRCC | Florida | Collier | 0.8 | 2011 | 9999 |  |  |  | 1.5652 | Default Emission Factor
Waste Management Naples LFGTE Project | 57168_G_GEN5 | 57168 | G | GEN5 |  | Landfill Gas | FRCC | Florida | Collier | 0.8 | 2011 | 9999 |  |  |  | 1.5652 | Default Emission Factor
Waste Management Piedmont LFGTE Project | 57169_G_GEN1 | 57169 | G | GEN1 |  | Landfill Gas | S_VACA | North Carolina | Forsyth | 0.8 | 2011 | 9999 | 2018 | 1.9 | 4625.6667 | 0.8215 | North Carolina State Emissions Inventory
Waste Management Piedmont LFGTE Project | 57169_G_GEN2 | 57169 | G | GEN2 |  | Landfill Gas | S_VACA | North Carolina | Forsyth | 0.8 | 2011 | 9999 | 2018 | 1.9 | 4625.6667 | 0.8215 | North Carolina State Emissions Inventory
Waste Management Piedmont LFGTE Project | 57169_G_GEN3 | 57169 | G | GEN3 |  | Landfill Gas | S_VACA | North Carolina | Forsyth | 0.8 | 2011 | 9999 | 2018 | 1.9 | 4625.6667 | 0.8215 | North Carolina State Emissions Inventory
Suburban Landfill Gas Recovery | 57170_G_GEN1 | 57170 | G | GEN1 |  | Landfill Gas | PJM_West | Ohio | Perry | 0.8 | 2011 | 9999 |  |  |  | 1.5652 | Default Emission Factor
Suburban Landfill Gas Recovery | 57170_G_GEN2 | 57170 | G | GEN2 |  | Landfill Gas | PJM_West | Ohio | Perry | 0.8 | 2011 | 9999 |  |  |  | 1.5652 | Default Emission Factor
Suburban Landfill Gas Recovery | 57170_G_GEN3 | 57170 | G | GEN3 |  | Landfill Gas | PJM_West | Ohio | Perry | 0.8 | 2011 | 9999 |  |  |  | 1.5652 | Default Emission Factor
Suburban Landfill Gas Recovery | 57170_G_GEN4 | 57170 | G | GEN4 |  | Landfill Gas | PJM_West | Ohio | Perry | 0.8 | 2011 | 9999 |  |  |  | 1.5652 | Default Emission Factor
Suburban Landfill Gas Recovery | 57170_G_GEN5 | 57170 | G | GEN5 |  | Landfill Gas | PJM_West | Ohio | Perry | 0.8 | 2011 | 9999 |  |  |  | 1.5652 | Default Emission Factor
Suburban Landfill Gas Recovery | 57170_G_GEN6 | 57170 | G | GEN6 |  | Landfill Gas | PJM_West | Ohio | Perry | 0.8 | 2011 | 9999 |  |  |  | 1.5652 | Default Emission Factor
Suburban Landfill Gas Recovery | 57170_G_GEN7 | 57170 | G | GEN7 |  | Landfill Gas | PJM_West | Ohio | Perry | 0.8 | 2011 | 9999 |  |  |  | 1.5652 | Default Emission Factor
Glen Ullin Station 6 | 57172_G_1 | 57172 | G | 1 |  | Non-Fossil Waste | MIS_MAPP | North Dakota | Morton | 5.3 | 2009 | 9999 |  |  |  | 0.42147 | Default Emission Factor
Bridgewater Dairy Anaerobic Digester | 57173_G_1 | 57173 | G | 1 |  | Non-Fossil Waste | PJM_West | Ohio | Williams | 0.6 | 2008 | 9999 |  |  |  | 0.42147 | Default Emission Factor
Bridgewater Dairy Anaerobic Digester | 57173_G_2 | 57173 | G | 2 |  | Non-Fossil Waste | PJM_West | Ohio | Williams | 0.6 | 2008 | 9999 |  |  |  | 0.42147 | Default Emission Factor
HSCo CHP | 57179_G_1 | 57179 | G | 1 |  | Combustion Turbine | NENG_CT | Connecticut | Hartford | 3.5 | 2009 | 9999 |  |  |  | 0.04322 | Default Emission Factor
Cricket Valley Energy | 57185_G_U001 | 57185 | G | U001 |  | Combined Cycle | NY_Z_G-I | New York | Dutchess | 143.3 | 2020 | 9999 |  |  |  | 0.01015 | Default Emission Factor
Cricket Valley Energy | 57185_G_U002 | 57185 | G | U002 |  | Combined Cycle | NY_Z_G-I | New York | Dutchess | 143.3 | 2020 | 9999 |  |  |  | 0.01015 | Default Emission Factor
Cricket Valley Energy | 57185_G_U003 | 57185 | G | U003 |  | Combined Cycle | NY_Z_G-I | New York | Dutchess | 143.3 | 2020 | 9999 |  |  |  | 0.01015 | Default Emission Factor
Cricket Valley Energy | 57185_G_U004 | 57185 | G | U004 |  | Combined Cycle | NY_Z_G-I | New York | Dutchess | 195.4 | 2020 | 9999 |  |  |  | 0.01015 | Default Emission Factor
Cricket Valley Energy | 57185_G_U005 | 57185 | G | U005 |  | Combined Cycle | NY_Z_G-I | New York | Dutchess | 195.4 | 2020 | 9999 |  |  |  | 0.01015 | Default Emission Factor
Cricket Valley Energy | 57185_G_U006 | 57185 | G | U006 |  | Combined Cycle | NY_Z_G-I | New York | Dutchess | 195.4 | 2020 | 9999 |  |  |  | 0.01015 | Default Emission Factor
Chautauqua LFGTE Facility | 57186_G_GEN1 | 57186 | G | GEN1 |  | Landfill Gas | NY_Z_A | New York | Chautauqua | 1.6 | 2010 | 9999 | 2018 | 5.9567 | 7256.5 | 1.6418 | New York Emission Inventory
Chautauqua LFGTE Facility | 57186_G_GEN2 | 57186 | G | GEN2 |  | Landfill Gas | NY_Z_A | New York | Chautauqua | 1.6 | 2010 | 9999 | 2018 | 5.9567 | 7256.5 | 1.6418 | New York Emission Inventory
Chautauqua LFGTE Facility | 57186_G_GEN3 | 57186 | G | GEN3 |  | Landfill Gas | NY_Z_A | New York | Chautauqua | 1.6 | 2010 | 9999 | 2018 | 5.9567 | 7256.5 | 1.6418 | New York Emission Inventory
Chautauqua LFGTE Facility | 57186_G_GEN4 | 57186 | G | GEN4 |  | Landfill Gas | NY_Z_A | New York | Chautauqua | 1.6 | 2010 | 9999 | 2018 | 5.9567 | 7256.5 | 1.6418 | New York Emission Inventory
Chautauqua LFGTE Facility | 57186_G_GEN5 | 57186 | G | GEN5 |  | Landfill Gas | NY_Z_A | New York | Chautauqua | 1.6 | 2011 | 9999 | 2018 | 5.9567 | 7256.5 | 1.6418 | New York Emission Inventory
Chautauqua LFGTE Facility | 57186_G_GEN6 | 57186 | G | GEN6 |  | Landfill Gas | NY_Z_A | New York | Chautauqua | 1.6 | 2011 | 9999 | 2018 | 5.9567 | 7256.5 | 1.6418 | New York Emission Inventory
High Point, POLO | 57196_G_1 | 57196 | G | 1 |  | Combustion Turbine | S_VACA | North Carolina | Guilford | 1.8 | 2007 | 9999 |  |  |  | 1.9821 | Default Emission Factor
Thomson Reuters Data Center Bldg ES101 | 57207_G_1 | 57207 | G | 1 |  | Combustion Turbine | MIS_MNWI | Minnesota | Dakota | 0.6 | 2009 | 9999 |  |  |  | 1.9821 | Default Emission Factor
Thomson Reuters Data Center Bldg H | 57208_G_1 | 57208 | G | 1 |  | Combustion Turbine | MIS_MNWI | Minnesota | Dakota | 0.6 | 2007 | 9999 |  |  |  | 1.9821 | Default Emission Factor
Thomson Reuters Data Center Bldg H | 57208_G_2 | 57208 | G | 2 |  | Combustion Turbine | MIS_MNWI | Minnesota | Dakota | 0.6 | 2007 | 9999 |  |  |  | 1.9821 | Default Emission Factor
Thomson Reuters Data Center Bldg H | 57208_G_3 | 57208 | G | 3 |  | Combustion Turbine | MIS_MNWI | Minnesota | Dakota | 0.6 | 2007 | 9999 |  |  |  | 1.9821 | Default Emission Factor
Thomson Reuters Data Center Bldg H | 57208_G_4 | 57208 | G | 4 |  | Combustion Turbine | MIS_MNWI | Minnesota | Dakota | 0.6 | 2007 | 9999 |  |  |  | 1.9821 | Default Emission Factor
Renewable Energy Services of Ohio | 57249_G_GEN1 | 57249 | G | GEN1 |  | Landfill Gas | PJM_ATSI | Ohio | Erie | 1.6 | 2010 | 9999 | 2018 | 2.4 | 11636 | 0.41251 | Ohio State Emissions Inventory
Renewable Energy Services of Ohio | 57249_G_GEN2 | 57249 | G | GEN2 |  | Landfill Gas | PJM_ATSI | Ohio | Erie | 0.8 | 2014 | 9999 | 2018 | 1.2333 | 5818 | 0.42397 | Ohio State Emissions Inventory
Earthmovers LFGTE | 57250_G_1 | 57250 | G | 1 |  | Landfill Gas | MIS_INKY | Indiana | Elkhart | 0.8 | 2010 | 9999 |  |  |  | 1.5652 | Default Emission Factor
Earthmovers LFGTE | 57250_G_2 | 57250 | G | 2 |  | Landfill Gas | MIS_INKY | Indiana | Elkhart | 0.8 | 2010 | 9999 |  |  |  | 1.5652 | Default Emission Factor
Earthmovers LFGTE | 57250_G_3 | 57250 | G | 3 |  | Landfill Gas | MIS_INKY | Indiana | Elkhart | 0.8 | 2010 | 9999 |  |  |  | 1.5652 | Default Emission Factor
Earthmovers LFGTE | 57250_G_4 | 57250 | G | 4 |  | Landfill Gas | MIS_INKY | Indiana | Elkhart | 0.8 | 2010 | 9999 |  |  |  | 1.5652 | Default Emission Factor
Earthmovers LFGTE | 57250_G_5 | 57250 | G | 5 |  | Landfill Gas | MIS_INKY | Indiana | Elkhart | 0.8 | 2010 | 9999 |  |  |  | 1.5652 | Default Emission Factor
Earthmovers LFGTE | 57250_G_6 | 57250 | G | 6 |  | Landfill Gas | MIS_INKY | Indiana | Elkhart | 0.8 | 2010 | 9999 |  |  |  | 1.5652 | Default Emission Factor
Marsh Landing Generating Station | 57267_G_1 | 57267 | G | 1 | 90637 | Combustion Turbine | WEC_CALN | California | Contra Costa | 191.9 | 2013 | 9999 | 2019 | 0.057206 | 15857.33 | 0.00722 | NEI 2019
Marsh Landing Generating Station | 57267_G_2 | 57267 | G | 2 | 90638 | Combustion Turbine | WEC_CALN | California | Contra Costa | 191.1 | 2013 | 9999 | 2019 | 0.047388 | 15791.2233 | 0.006 | NEI 2019
Marsh Landing Generating Station | 57267_G_3 | 57267 | G | 3 | 90639 | Combustion Turbine | WEC_CALN | California | Contra Costa | 190.4 | 2013 | 9999 | 2017 | 0.028525 | 42444.1213 | 0.00134 | NEI 2019
Marsh Landing Generating Station | 57267_G_4 | 57267 | G | 4 | 90640 | Combustion Turbine | WEC_CALN | California | Contra Costa | 191.8 | 2013 | 9999 | 2019 | 0.05171 | 15849.0666 | 0.00653 | NEI 2019
OREG 3 Inc | 57281_G_CS13 | 57281 | G | CS13 |  | Non-Fossil Waste | MIS_IA | Minnesota | Martin | 3.3 | 2010 | 9999 |  |  |  | 0.42147 | Default Emission Factor
Carleton College | 57296_G_GEN1 | 57296 | G | GEN1 |  | Combustion Turbine | MIS_MNWI | Minnesota | Rice | 2.3 | 2009 | 9999 |  |  |  | 1.9821 | Default Emission Factor
Carleton College | 57296_G_GEN2 | 57296 | G | GEN2 |  | Combustion Turbine | MIS_MNWI | Minnesota | Rice | 2.3 | 2009 | 9999 |  |  |  | 1.9821 | Default Emission Factor
Cedar Hills | 57298_G_1 | 57298 | G | 1 |  | Landfill Gas | WECC_PNW | Washington | King | 0.3 | 2009 | 9999 |  |  |  | 1.5652 | Default Emission Factor
Cedar Hills | 57298_G_10 | 57298 | G | 10 |  | Landfill Gas | WECC_PNW | Washington | King | 0.3 | 2009 | 9999 |  |  |  | 1.5652 | Default Emission Factor
Cedar Hills | 57298_G_11 | 57298 | G | 11 |  | Landfill Gas | WECC_PNW | Washington | King | 0.3 | 2009 | 9999 |  |  |  | 1.5652 | Default Emission Factor
Cedar Hills | 57298_G_12 | 57298 | G | 12 |  | Landfill Gas | WECC_PNW | Washington | King | 0.3 | 2009 | 9999 |  |  |  | 1.5652 | Default Emission Factor
Cedar Hills | 57298_G_13 | 57298 | G | 13 |  | Landfill Gas | WECC_PNW | Washington | King | 0.3 | 2009 | 9999 |  |  |  | 1.5652 | Default Emission Factor
Cedar Hills | 57298_G_14 | 57298 | G | 14 |  | Landfill Gas | WECC_PNW | Washington | King | 0.3 | 2009 | 9999 |  |  |  | 1.5652 | Default Emission Factor
Cedar Hills | 57298_G_15 | 57298 | G | 15 |  | Landfill Gas | WECC_PNW | Washington | King | 0.3 | 2009 | 9999 |  |  |  | 1.5652 | Default Emission Factor
Cedar Hills | 57298_G_16 | 57298 | G | 16 |  | Landfill Gas | WECC_PNW | Washington | King | 0.3 | 2009 | 9999 |  |  |  | 1.5652 | Default Emission Factor
Cedar Hills | 57298_G_17 | 57298 | G | 17 |  | Landfill Gas | WECC_PNW | Washington | King | 0.3 | 2009 | 9999 |  |  |  | 1.5652 | Default Emission Factor
Cedar Hills | 57298_G_18 | 57298 | G | 18 |  | Landfill Gas | WECC_PNW | Washington | King | 0.3 | 2009 | 9999 |  |  |  | 1.5652 | Default Emission Factor
Cedar Hills | 57298_G_2 | 57298 | G | 2 |  | Landfill Gas | WECC_PNW | Washington | King | 0.3 | 2009 | 9999 |  |  |  | 1.5652 | Default Emission Factor
Cedar Hills | 57298_G_3 | 57298 | G | 3 |  | Landfill Gas | WECC_PNW | Washington | King | 0.3 | 2009 | 9999 |  |  |  | 1.5652 | Default Emission Factor
Cedar Hills | 57298_G_4 | 57298 | G | 4 |  | Landfill Gas | WECC_PNW | Washington | King | 0.3 | 2009 | 9999 |  |  |  | 1.5652 | Default Emission Factor
Cedar Hills | 57298_G_5 | 57298 | G | 5 |  | Landfill Gas | WECC_PNW | Washington | King | 0.3 | 2009 | 9999 |  |  |  | 1.5652 | Default Emission Factor
Cedar Hills | 57298_G_6 | 57298 | G | 6 |  | Landfill Gas | WECC_PNW | Washington | King | 0.3 | 2009 | 9999 |  |  |  | 1.5652 | Default Emission Factor
Cedar Hills | 57298_G_7 | 57298 | G | 7 |  | Landfill Gas | WECC_PNW | Washington | King | 0.3 | 2009 | 9999 |  |  |  | 1.5652 | Default Emission Factor
Cedar Hills | 57298_G_8 | 57298 | G | 8 |  | Landfill Gas | WECC_PNW | Washington | King | 0.3 | 2009 | 9999 |  |  |  | 1.5652 | Default Emission Factor
Cedar Hills | 57298_G_9 | 57298 | G | 9 |  | Landfill Gas | WECC_PNW | Washington | King | 0.3 | 2009 | 9999 |  |  |  | 1.5652 | Default Emission Factor
Mont Belvieu Cogeneration Unit | 57322_G_GT01 | 57322 | G | GT01 |  | Combustion Turbine | ERC_REST | Texas | Chambers | 12.3 | 2009 | 9999 |  |  |  | 0.04322 | Default Emission Factor
Cargill B6 Biofactory | 57343_G_1 | 57343 | G | 1 |  | Non-Fossil Waste | WECC_ID | Idaho | Gooding | 1.1 | 2009 | 9999 |  |  |  | 0.42147 | Default Emission Factor
Cargill B6 Biofactory | 57343_G_2 | 57343 | G | 2 |  | Non-Fossil Waste | WECC_ID | Idaho | Gooding | 1.1 | 2009 | 9999 |  |  |  | 0.42147 | Default Emission Factor
Kettle Butte Digester, LLC | 57345_G_1 | 57345 | G | 1 |  | Non-Fossil Waste | WECC_ID | Idaho | JEFFERSON | 0.9 | 2011 | 9999 |  |  |  | 0.42147 | Default Emission Factor
Kettle Butte Digester, LLC | 57345_G_2 | 57345 | G | 2 |  | Non-Fossil Waste | WECC_ID | Idaho | JEFFERSON | 0.9 | 2011 | 9999 |  |  |  | 0.42147 | Default Emission Factor
CityCenter Central Plant Cogen Units | 57348_G_UNITA | 57348 | G | UNITA |  | Combustion Turbine | WECC_SNV | Nevada | Clark | 4 | 2009 | 9999 |  |  |  | 0.04322 | Default Emission Factor
CityCenter Central Plant Cogen Units | 57348_G_UNITB | 57348 | G | UNITB |  | Combustion Turbine | WECC_SNV | Nevada | Clark | 4 | 2009 | 9999 |  |  |  | 0.04322 | Default Emission Factor
Garrison Energy Center LLC | 57349_G_CTG1 | 57349 | G | CTG1 | 90682 | Combined Cycle | PJM_EMAC | Delaware | Kent | 193 | 2015 | 9999 | 2019 | 1.5152 | 1723655 | 0.00176 | NEI 2019
Garrison Energy Center LLC | 57349_G_STG2 | 57349 | G | STG2 | 90682 | Combined Cycle | PJM_EMAC | Delaware | Kent | 123 | 2015 | 9999 |  |  |  | 0.00176 | NEI 2019
Henrico | 57356_G_1 | 57356 | G | 1 |  | Landfill Gas | PJM_Dom | Virginia | Henrico | 0.3 | 2010 | 9999 | 2018 | 0.73616 | 1346.9167 | 1.0931 | Virginia State Emissions
Henrico | 57356_G_10 | 57356 | G | 10 |  | Landfill Gas | PJM_Dom | Virginia | Henrico | 0.3 | 2010 | 9999 | 2018 | 0.73616 | 1346.9167 | 1.0931 | Virginia State Emissions
Henrico | 57356_G_11 | 57356 | G | 11 |  | Landfill Gas | PJM_Dom | Virginia | Henrico | 0.3 | 2010 | 9999 | 2018 | 0.73616 | 1346.9167 | 1.0931 | Virginia State Emissions
Henrico | 57356_G_12 | 57356 | G | 12 |  | Landfill Gas | PJM_Dom | Virginia | Henrico | 0.3 | 2010 | 9999 | 2018 | 0.73616 | 1346.9167 | 1.0931 | Virginia State Emissions
Henrico | 57356_G_2 | 57356 | G | 2 |  | Landfill Gas | PJM_Dom | Virginia | Henrico | 0.3 | 2010 | 9999 | 2018 | 0.73616 | 1346.9167 | 1.0931 | Virginia State Emissions
Henrico | 57356_G_3 | 57356 | G | 3 |  | Landfill Gas | PJM_Dom | Virginia | Henrico | 0.3 | 2010 | 9999 | 2018 | 0.73616 | 1346.9167 | 1.0931 | Virginia State Emissions
Henrico | 57356_G_4 | 57356 | G | 4 |  | Landfill Gas | PJM_Dom | Virginia | Henrico | 0.3 | 2010 | 9999 | 2018 | 0.73616 | 1346.9167 | 1.0931 | Virginia State Emissions
Henrico | 57356_G_5 | 57356 | G | 5 |  | Landfill Gas | PJM_Dom | Virginia | Henrico | 0.3 | 2010 | 9999 | 2018 | 0.73616 | 1346.9167 | 1.0931 | Virginia State Emissions
Henrico | 57356_G_6 | 57356 | G | 6 |  | Landfill Gas | PJM_Dom | Virginia | Henrico | 0.3 | 2010 | 9999 | 2018 | 0.73616 | 1346.9167 | 1.0931 | Virginia State Emissions
Henrico | 57356_G_7 | 57356 | G | 7 |  | Landfill Gas | PJM_Dom | Virginia | Henrico | 0.3 | 2010 | 9999 | 2018 | 0.73616 | 1346.9167 | 1.0931 | Virginia State Emissions
Henrico | 57356_G_8 | 57356 | G | 8 |  | Landfill Gas | PJM_Dom | Virginia | Henrico | 0.3 | 2010 | 9999 | 2018 | 0.73616 | 1346.9167 | 1.0931 | Virginia State Emissions
Henrico | 57356_G_9 | 57356 | G | 9 |  | Landfill Gas | PJM_Dom | Virginia | Henrico | 0.3 | 2010 | 9999 | 2018 | 0.73616 | 1346.9167 | 1.0931 | Virginia State Emissions
MP Durham LLC | 57365_G_1A | 57365 | G | 1A |  | Landfill Gas | S_VACA | North Carolina | Durham | 1.1 | 2010 | 9999 | 2018 | 6.05 | 7945.5 | 1.5229 | North Carolina State Emissions Inventory
MP Durham LLC | 57365_G_1B | 57365 | G | 1B |  | Landfill Gas | S_VACA | North Carolina | Durham | 1.1 | 2010 | 9999 | 2018 | 6.05 | 7945.5 | 1.5229 | North Carolina State Emissions Inventory
MP Wayne LLC | 57366_G_1A | 57366 | G | 1A |  | Landfill Gas | S_VACA | North Carolina | Wayne | 1.1 | 2010 | 9999 | 2018 | 6.15 | 5609.5 | 2.1927 | North Carolina State Emissions Inventory
MP Wayne LLC | 57366_G_1B | 57366 | G | 1B |  | Landfill Gas | S_VACA | North Carolina | Wayne | 1.1 | 2010 | 9999 | 2018 | 6.15 | 5609.5 | 2.1927 | North Carolina State Emissions Inventory
Big Sky Dairy Digester | 57393_G_GEN1 | 57393 | G | GEN1 |  | Non-Fossil Waste | WECC_ID | Idaho | Gooding | 0.7 | 2009 | 9999 |  |  |  | 0.42147 | Default Emission Factor
Big Sky Dairy Digester | 57393_G_GEN2 | 57393 | G | GEN2 |  | Non-Fossil Waste | WECC_ID | Idaho | Gooding | 0.7 | 2009 | 9999 |  |  |  | 0.42147 | Default Emission Factor
Northwest Regional | 57403_G_GEN1 | 57403 | G | GEN1 |  | Landfill Gas | WECC_AZ | Arizona | Maricopa | 1.6 | 2012 | 9999 |  |  |  | 1.5652 | Default Emission Factor
Northwest Regional | 57403_G_GEN2 | 57403 | G | GEN2 |  | Landfill Gas | WECC_AZ | Arizona | Maricopa | 1.6 | 2012 | 9999 |  |  |  | 1.5652 | Default Emission Factor
Oneida Herkimer | 57404_G_GEN1 | 57404 | G | GEN1 |  | Landfill Gas | NY_Z_C&E | New York | Oneida | 1.6 | 2012 | 9999 |  |  |  | 1.5652 | Default Emission Factor
Oneida Herkimer | 57404_G_GEN2 | 57404 | G | GEN2 |  | Landfill Gas | NY_Z_C&E | New York | Oneida | 1.6 | 2013 | 9999 |  |  |  | 1.5652 | Default Emission Factor
Eagle Valley (MI) | 57405_G_GEN1 | 57405 | G | GEN1 |  | Landfill Gas | MIS_LMI | Michigan | Oakland | 1.6 | 2011 | 9999 | 2019 | 4.028 | 24969 | 0.32264 | NEI 2019
Eagle Valley (MI) | 57405_G_GEN2 | 57405 | G | GEN2 |  | Landfill Gas | MIS_LMI | Michigan | Oakland | 1.6 | 2011 | 9999 |  |  |  | 0.32264 | NEI 2019
Prairie View IL | 57406_G_GEN1 | 57406 | G | GEN1 |  | Landfill Gas | PJM_COMD | Illinois | Will | 1.6 | 2011 | 9999 |  |  |  | 1.5652 | Default Emission Factor
Prairie View IL | 57406_G_GEN2 | 57406 | G | GEN2 |  | Landfill Gas | PJM_COMD | Illinois | Will | 1.6 | 2011 | 9999 |  |  |  | 1.5652 | Default Emission Factor
Prairie View IL | 57406_G_GEN3 | 57406 | G | GEN3 |  | Landfill Gas | PJM_COMD | Illinois | Will | 1.6 | 2011 | 9999 |  |  |  | 1.5652 | Default Emission Factor
Prairie Bluff | 57408_G_GEN1 | 57408 | G | GEN1 |  | Landfill Gas | S_C_TVA | Mississippi | Chickasaw | 1.6 | 2012 | 9999 |  |  |  | 1.5652 | Default Emission Factor
West Camden | 57409_G_GEN1 | 57409 | G | GEN1 |  | Landfill Gas | S_C_TVA | Tennessee | Benton | 1.6 | 2012 | 9999 |  |  |  | 1.5652 | Default Emission Factor
West Camden | 57409_G_GEN2 | 57409 | G | GEN2 |  | Landfill Gas | S_C_TVA | Tennessee | Benton | 1.6 | 2012 | 9999 |  |  |  | 1.5652 | Default Emission Factor
West Camden | 57409_G_GEN3 | 57409 | G | GEN3 |  | Landfill Gas | S_C_TVA | Tennessee | Benton | 1.6 | 2012 | 9999 |  |  |  | 1.5652 | Default Emission Factor
Geneva | 57410_G_GEN1 | 57410 | G | GEN1 |  | Landfill Gas | PJM_ATSI | Ohio | Ashtabula | 0.8 | 2013 | 9999 | 2018 | 0.064 | 3994.4 | 0.03205 | Ohio State Emissions Inventory
Geneva | 57410_G_GEN2 | 57410 | G | GEN2 |  | Landfill Gas | PJM_ATSI | Ohio | Ashtabula | 0.8 | 2013 | 9999 | 2018 | 0.068 | 3994.4 | 0.03405 | Ohio State Emissions Inventory
Geneva | 57410_G_GEN3 | 57410 | G | GEN3 |  | Landfill Gas | PJM_ATSI | Ohio | Ashtabula | 0.8 | 2013 | 9999 | 2018 | 0.036 | 3994.4 | 0.01803 | Ohio State Emissions Inventory
Geneva | 57410_G_GEN4 | 57410 | G | GEN4 |  | Landfill Gas | PJM_ATSI | Ohio | Ashtabula | 0.8 | 2013 | 9999 | 2018 | 0.064 | 3994.4 | 0.03205 | Ohio State Emissions Inventory
Geneva | 57410_G_GEN5 | 57410 | G | GEN5 |  | Landfill Gas | PJM_ATSI | Ohio | Ashtabula | 0.8 | 2013 | 9999 | 2018 | 0.104 | 3994.4 | 0.05207 | Ohio State Emissions Inventory
Mahoning | 57411_G_GEN1 | 57411 | G | GEN1 |  | Landfill Gas | PJM_ATSI | Ohio | Mahoning | 0.8 | 2013 | 9999 | 2018 | 0.228 | 6486.2 | 0.0703 | Ohio State Emissions Inventory
Mahoning | 57411_G_GEN2 | 57411 | G | GEN2 |  | Landfill Gas | PJM_ATSI | Ohio | Mahoning | 0.8 | 2013 | 9999 | 2018 | 0.1 | 6486.2 | 0.03084 | Ohio State Emissions Inventory
Mahoning | 57411_G_GEN3 | 57411 | G | GEN3 |  | Landfill Gas | PJM_ATSI | Ohio | Mahoning | 0.8 | 2013 | 9999 | 2018 | 0.128 | 6486.2 | 0.03947 | Ohio State Emissions Inventory
Mahoning | 57411_G_GEN4 | 57411 | G | GEN4 |  | Landfill Gas | PJM_ATSI | Ohio | Mahoning | 0.8 | 2013 | 9999 | 2018 | 0.154 | 6486.2 | 0.04749 | Ohio State Emissions Inventory
Mahoning | 57411_G_GEN5 | 57411 | G | GEN5 |  | Landfill Gas | PJM_ATSI | Ohio | Mahoning | 0.8 | 2013 | 9999 | 2018 | 0.226 | 6486.2 | 0.06969 | Ohio State Emissions Inventory
Davidson Gas Producers LLC | 57436_G_1 | 57436 | G | 1 |  | Landfill Gas | S_VACA | North Carolina | Davidson | 1.6 | 2010 | 9999 | 2018 | 18.21 | 12833 | 2.838 | North Carolina State Emissions Inventory
Pine Tree Acres WM LFGTE | 57443_G_GEN1 | 57443 | G | GEN1 |  | Landfill Gas | MIS_LMI | Michigan | Macomb | 1.6 | 2012 | 9999 | 2019 | 23.85 | 69778 | 0.6836 | NEI 2019
Pine Tree Acres WM LFGTE | 57443_G_GEN2 | 57443 | G | GEN2 |  | Landfill Gas | MIS_LMI | Michigan | Macomb | 1.6 | 2012 | 9999 |  |  |  | 0.6836 | NEI 2019
Pine Tree Acres WM LFGTE | 57443_G_GEN3 | 57443 | G | GEN3 |  | Landfill Gas | MIS_LMI | Michigan | Macomb | 1.6 | 2012 | 9999 |  |  |  | 0.6836 | NEI 2019
Pine Tree Acres WM LFGTE | 57443_G_GEN4 | 57443 | G | GEN4 |  | Landfill Gas | MIS_LMI | Michigan | Macomb | 1.6 | 2012 | 9999 |  |  |  | 0.6836 | NEI 2019
Pine Tree Acres WM LFGTE | 57443_G_GEN5 | 57443 | G | GEN5 |  | Landfill Gas | MIS_LMI | Michigan | Macomb | 1.6 | 2012 | 9999 |  |  |  | 0.6836 | NEI 2019
Pine Tree Acres WM LFGTE | 57443_G_GEN6 | 57443 | G | GEN6 |  | Landfill Gas | MIS_LMI | Michigan | Macomb | 1.6 | 2012 | 9999 |  |  |  | 0.6836 | NEI 2019
Pine Tree Acres WM LFGTE | 57443_G_GEN7 | 57443 | G | GEN7 |  | Landfill Gas | MIS_LMI | Michigan | Macomb | 1.6 | 2012 | 9999 |  |  |  | 0.6836 | NEI 2019
Pine Tree Acres WM LFGTE | 57443_G_GEN8 | 57443 | G | GEN8 |  | Landfill Gas | MIS_LMI | Michigan | Macomb | 1.6 | 2012 | 9999 |  |  |  | 0.6836 | NEI 2019
Blue Ridge Landfill | 57466_G_GEN1 | 57466 | G | GEN1 |  | Landfill Gas | PJM_AP | Pennsylvania | Franklin | 1.6 | 2013 | 9999 |  |  |  | 1.5652 | Default Emission Factor
Blue Ridge Landfill | 57466_G_GEN2 | 57466 | G | GEN2 |  | Landfill Gas | PJM_AP | Pennsylvania | Franklin | 1.6 | 2013 | 9999 |  |  |  | 1.5652 | Default Emission Factor
Blue Ridge Landfill | 57466_G_GEN3 | 57466 | G | GEN3 |  | Landfill Gas | PJM_AP | Pennsylvania | Franklin | 1.6 | 2013 | 9999 |  |  |  | 1.5652 | Default Emission Factor
Blue Ridge Landfill | 57466_G_GEN4 | 57466 | G | GEN4 |  | Landfill Gas | PJM_AP | Pennsylvania | Franklin | 1.6 | 2013 | 9999 |  |  |  | 1.5652 | Default Emission Factor
TBE-Montgomery LLC | 57472_G_CTG | 57472 | G | CTG |  | Non-Fossil Waste | NY_Z_G-I | New York | Orange | 11.6 | 2021 | 9999 |  |  |  | 0.66724 | Default Emission Factor
TBE-Montgomery LLC | 57472_G_STG | 57472 | G | STG |  | Non-Fossil Waste | NY_Z_G-I | New York | Orange | 7.4 | 2021 | 9999 |  |  |  | 0.66724 | Default Emission Factor
Sentinel Energy Center, LLC | 57482_G_CTG1 | 57482 | G | CTG1 | 90714 | Combustion Turbine | WECC_SCE | California | Riverside | 100 | 2013 | 9999 | 2017 | 0.65 | 61154.5 | 0.02126 | NEI 2019
Sentinel Energy Center, LLC | 57482_G_CTG2 | 57482 | G | CTG2 | 90715 | Combustion Turbine | WECC_SCE | California | Riverside | 100 | 2013 | 9999 | 2017 | 0.32 | 61154.5 | 0.01047 | NEI 2019
Sentinel Energy Center, LLC | 57482_G_CTG3 | 57482 | G | CTG3 | 90716 | Combustion Turbine | WECC_SCE | California | Riverside | 100 | 2013 | 9999 | 2019 | 0.2 | 72087.875 | 0.00555 | NEI 2019
Sentinel Energy Center, LLC | 57482_G_CTG4 | 57482 | G | CTG4 | 90717 | Combustion Turbine | WECC_SCE | California | Riverside | 100 | 2013 | 9999 | 2019 | 0.2 | 72087.875 | 0.00555 | NEI 2019
Sentinel Energy Center, LLC | 57482_G_CTG5 | 57482 | G | CTG5 | 90718 | Combustion Turbine | WECC_SCE | California | Riverside | 100 | 2013 | 9999 | 2017 | 0.21 | 61154.5 | 0.00687 | NEI 2019
Sentinel Energy Center, LLC | 57482_G_CTG6 | 57482 | G | CTG6 | 90719 | Combustion Turbine | WECC_SCE | California | Riverside | 100 | 2013 | 9999 | 2019 | 0.17 | 72087.875 | 0.00472 | NEI 2019
Sentinel Energy Center, LLC | 57482_G_CTG7 | 57482 | G | CTG7 | 90720 | Combustion Turbine | WECC_SCE | California | Riverside | 100 | 2013 | 9999 | 2017 | 0.2 | 61154.5 | 0.00654 | NEI 2019
Sentinel Energy Center, LLC | 57482_G_CTG8 | 57482 | G | CTG8 | 90721 | Combustion Turbine | WECC_SCE | California | Riverside | 100 | 2013 | 9999 | 2019 | 0.14 | 72087.875 | 0.00388 | NEI 2019
Mariposa Energy Project | 57483_G_CTG1 | 57483 | G | CTG1 | 90692 | Combustion Turbine | WEC_CALN | California | Alameda | 49.9 | 2012 | 9999 | 2017 | 0.34648 | 34074.25 | 0.02034 | NEI 2019
Mariposa Energy Project | 57483_G_CTG2 | 57483 | G | CTG2 | 90693 | Combustion Turbine | WEC_CALN | California | Alameda | 49.9 | 2012 | 9999 | 2019 | 0.35092 | 22709 | 0.03091 | NEI 2019
Mariposa Energy Project | 57483_G_CTG3 | 57483 | G | CTG3 | 90694 | Combustion Turbine | WEC_CALN | California | Alameda | 49.9 | 2012 | 9999 | 2017 | 0.33736 | 34074.25 | 0.0198 | NEI 2019
Mariposa Energy Project | 57483_G_CTG4 | 57483 | G | CTG4 | 90695 | Combustion Turbine | WEC_CALN | California | Alameda | 49.9 | 2012 | 9999 | 2019 | 0.35037 | 22709 | 0.03086 | NEI 2019
Oak Grove Power Producers | 57489_G_G1 | 57489 | G | G1 |  | Landfill Gas | SPP_N | Kansas | Crawford | 1.5 | 2010 | 9999 | 2019 | 1.1533 | 6533.3824 | 0.35303 | NEI 2019
Oak Grove Power Producers | 57489_G_G2 | 57489 | G | G2 |  | Landfill Gas | SPP_N | Kansas | Crawford | 1.9 | 2013 | 9999 |  |  |  | 1.5652 | Default Emission Factor
Perdido | 57502_G_1 | 57502 | G | 1 |  | Landfill Gas | S_SOU | Florida | Escambia | 1.5 | 2010 | 9999 |  |  |  | 1.5652 | Default Emission Factor
Perdido | 57502_G_2 | 57502 | G | 2 |  | Landfill Gas | S_SOU | Florida | Escambia | 1.5 | 2010 | 9999 |  |  |  | 1.5652 | Default Emission Factor
TECO CHP-1 | 57504_G_CHP1 | 57504 | G | CHP1 |  | Combustion Turbine | ERC_REST | Texas | Harris | 48 | 2010 | 9999 | 2019 | 0.3472 | 70539 | 0.00984 | NEI 2019
Monroe Generating Station | 57505_G_1 | 57505 | G | 1 |  | Combustion Turbine | S_VACA | North Carolina | Union | 12 | 2010 | 9999 |  |  |  | 0.04322 | Default Emission Factor
Monroe Generating Station | 57505_G_2 | 57505 | G | 2 |  | Combustion Turbine | S_VACA | North Carolina | Union | 12 | 2010 | 9999 |  |  |  | 0.04322 | Default Emission Factor
Walnut Creek Energy Park | 57515_G_GT1 | 57515 | G | GT1 | 90677 | Combustion Turbine | WEC_LADW | California | Los Angeles | 97 | 2013 | 9999 | 2019 | 0.2 | 91247.4 | 0.00438 | NEI 2019
Walnut Creek Energy Park | 57515_G_GT2 | 57515 | G | GT2 | 90678 | Combustion Turbine | WEC_LADW | California | Los Angeles | 97 | 2013 | 9999 | 2019 | 0.21 | 91247.4 | 0.0046 | NEI 2019
Walnut Creek Energy Park | 57515_G_GT3 | 57515 | G | GT3 | 90679 | Combustion Turbine | WEC_LADW | California | Los Angeles | 97 | 2013 | 9999 | 2017 | 0.22 | 69432 | 0.00634 | NEI 2019
Walnut Creek Energy Park | 57515_G_GT4 | 57515 | G | GT4 | 90680 | Combustion Turbine | WEC_LADW | California | Los Angeles | 97 | 2013 | 9999 | 2017 | 0.17 | 69432 | 0.0049 | NEI 2019
Walnut Creek Energy Park | 57515_G_GT5 | 57515 | G | GT5 | 90681 | Combustion Turbine | WEC_LADW | California | Los Angeles | 97 | 2013 | 9999 | 2017 | 0.17 | 69432 | 0.0049 | NEI 2019
Pio Pico Energy Center | 57555_G_CTG1 | 57555 | G | CTG1 | 90696 | Combustion Turbine | WEC_SDGE | California | San Diego | 106 | 2016 | 9999 |  |  |  | 0.04322 | Default Emission Factor
Pio Pico Energy Center | 57555_G_CTG2 | 57555 | G | CTG2 | 90697 | Combustion Turbine | WEC_SDGE | California | San Diego | 106 | 2016 | 9999 |  |  |  | 0.04322 | Default Emission Factor
Pio Pico Energy Center | 57555_G_CTG3 | 57555 | G | CTG3 | 90698 | Combustion Turbine | WEC_SDGE | California | San Diego | 106 | 2016 | 9999 |  |  |  | 0.04322 | Default Emission Factor
Sunnyvale City of WPCP | 57557_G_S-14 | 57557 | G | S-14 |  | Landfill Gas | WEC_CALN | California | Santa Clara | 0.8 | 1997 | 9999 | 2018 | 5.0616 | 4480.5 | 2.2594 | California Air Resources Board
Sunnyvale City of WPCP | 57557_G_S-15 | 57557 | G | S-15 |  | Landfill Gas | WEC_CALN | California | Santa Clara | 0.8 | 1997 | 9999 | 2018 | 5.0616 | 4480.5 | 2.2594 | California Air Resources Board
Algonquin Power Sanger LLC | 57564_G_CTG | 57564 | G | CTG | 91241 | Combined Cycle | WEC_CALN | California | Fresno | 49 | 2007 | 9999 | 2017 | 0.053663 | 71800 | 0.00121 | NEI 2019
Algonquin Power Sanger LLC | 57564_G_STG2 | 57564 | G | STG2 |  | Combined Cycle | WEC_CALN | California | Fresno | 12.5 | 2012 | 9999 |  |  |  | 0.00121 | NEI 2019
CCCSD Wastewater Treatment Plnt | 57573_G_S188 | 57573 | G | S188 |  | Combustion Turbine | WEC_CALN | California | Contra Costa | 3 | 1995 | 9999 |  |  |  | 0.04322 | Default Emission Factor
Broadridge Cogen | 57580_G_CG1 | 57580 | G | CG1 |  | Combustion Turbine | WEC_CALN | California | El Dorado | 2.1 | 2008 | 9999 |  |  |  | 1.1533 | Default Emission Factor
Broadridge Cogen | 57580_G_CG2 | 57580 | G | CG2 |  | Combustion Turbine | WEC_CALN | California | El Dorado | 2.1 | 2008 | 9999 |  |  |  | 1.1533 | Default Emission Factor
Allenwood | 57581_G_1 | 57581 | G | 1 |  | Landfill Gas | PJM_WMAC | Pennsylvania | Lycoming | 1.6 | 2012 | 9999 |  |  |  | 1.5652 | Default Emission Factor
Allenwood | 57581_G_2 | 57581 | G | 2 |  | Landfill Gas | PJM_WMAC | Pennsylvania | Lycoming | 1.6 | 2012 | 9999 |  |  |  | 1.5652 | Default Emission Factor
Lycoming County | 57582_G_1 | 57582 | G | 1 |  | Landfill Gas | PJM_WMAC | Pennsylvania | Lycoming | 1.5 | 2012 | 9999 |  |  |  | 1.5652 | Default Emission Factor
Lycoming County | 57582_G_2 | 57582 | G | 2 |  | Landfill Gas | PJM_WMAC | Pennsylvania | Lycoming | 1.5 | 2012 | 9999 |  |  |  | 1.5652 | Default Emission Factor
University of California San Diego Hybrid | 57584_G_NT2 | 57584 | G | NT2 |  | Combined Cycle | WEC_SDGE | California | San Diego | 13.5 | 2001 | 9999 |  |  |  | 0.01609 | Default Emission Factor
University of California San Diego Hybrid | 57584_G_ST1 | 57584 | G | ST1 |  | Combined Cycle | WEC_SDGE | California | San Diego | 13.5 | 2001 | 9999 |  |  |  | 0.01609 | Default Emission Factor
University of California San Diego Hybrid | 57584_G_STG | 57584 | G | STG |  | Combined Cycle | WEC_SDGE | California | San Diego | 3 | 2001 | 9999 |  |  |  | 0.01609 | Default Emission Factor
Oxnard Paper Mill | 57585_G_1 | 57585 | G | 1 |  | Combustion Turbine | WECC_SCE | California | Ventura | 29 | 1986 | 9999 |  |  |  | 0.04322 | Default Emission Factor
Cana Gas Processing Plant | 57597_G_3005 | 57597 | G | 3005 |  | Combustion Turbine | SPP_WEST | Oklahoma | Canadian | 2.5 | 2010 | 9999 |  |  |  | 1.9821 | Default Emission Factor
Cana Gas Processing Plant | 57597_G_3006 | 57597 | G | 3006 |  | Combustion Turbine | SPP_WEST | Oklahoma | Canadian | 2.5 | 2010 | 9999 |  |  |  | 1.9821 | Default Emission Factor
Cana Gas Processing Plant | 57597_G_6214 | 57597 | G | 6214 |  | Combustion Turbine | SPP_WEST | Oklahoma | Canadian | 2.5 | 2012 | 9999 |  |  |  | 1.9821 | Default Emission Factor
Bridge Street 1 & 2 | 57598_G_BS1 | 57598 | G | BS1 |  | Combustion Turbine | NENG_CT | Connecticut | New London | 2.5 | 2010 | 9999 |  |  |  | 1.9821 | Default Emission Factor
Bridge Street 1 & 2 | 57598_G_BS2 | 57598 | G | BS2 |  | Combustion Turbine | NENG_CT | Connecticut | New London | 2.5 | 2010 | 9999 |  |  |  | 1.9821 | Default Emission Factor
Fort Hill 1, 2, 3 & 4 | 57599_G_FH1 | 57599 | G | FH1 |  | Combustion Turbine | NENG_CT | Connecticut | New London | 2.5 | 2010 | 9999 |  |  |  | 1.9821 | Default Emission Factor
Fort Hill 1, 2, 3 & 4 | 57599_G_FH2 | 57599 | G | FH2 |  | Combustion Turbine | NENG_CT | Connecticut | New London | 2.5 | 2010 | 9999 |  |  |  | 1.9821 | Default Emission Factor
Fort Hill 1, 2, 3 & 4 | 57599_G_FH3 | 57599 | G | FH3 |  | Combustion Turbine | NENG_CT | Connecticut | New London | 2.5 | 2010 | 9999 |  |  |  | 1.9821 | Default Emission Factor
Fort Hill 1, 2, 3 & 4 | 57599_G_FH4 | 57599 | G | FH4 |  | Combustion Turbine | NENG_CT | Connecticut | New London | 2.5 | 2010 | 9999 |  |  |  | 1.9821 | Default Emission Factor
Fishers Island 1 | 57600_G_FI1 | 57600 | G | FI1 |  | Combustion Turbine | NY_Z_K | New York | Suffolk | 2.5 | 2010 | 9999 |  |  |  | 1.9821 | Default Emission Factor
Gary Court 1 & 2 | 57601_G_GC1 | 57601 | G | GC1 |  | Combustion Turbine | NENG_CT | Connecticut | New London | 2.5 | 2010 | 9999 |  |  |  | 1.9821 | Default Emission Factor
Gary Court 1 & 2 | 57601_G_GC2 | 57601 | G | GC2 |  | Combustion Turbine | NENG_CT | Connecticut | New London | 2.5 | 2010 | 9999 |  |  |  | 1.9821 | Default Emission Factor
Jewett City 1 | 57602_G_JC1 | 57602 | G | JC1 |  | Combustion Turbine | NENG_CT | Connecticut | New London | 2.5 | 2010 | 9999 |  |  |  | 1.9821 | Default Emission Factor
LNG 1 & 2 | 57603_G_LNG1 | 57603 | G | LNG1 |  | Combustion Turbine | NENG_CT | Connecticut | New London | 2.5 | 2010 | 9999 |  |  |  | 1.9821 | Default Emission Factor
LNG 1 & 2 | 57603_G_LNG2 | 57603 | G | LNG2 |  | Combustion Turbine | NENG_CT | Connecticut | New London | 2.5 | 2010 | 9999 |  |  |  | 1.9821 | Default Emission Factor
Lebanon Pines 1 & 2 | 57604_G_LP1 | 57604 | G | LP1 |  | Combustion Turbine | NENG_CT | Connecticut | New London | 2.5 | 2010 | 9999 |  |  |  | 1.9821 | Default Emission Factor
Lebanon Pines 1 & 2 | 57604_G_LP2 | 57604 | G | LP2 |  | Combustion Turbine | NENG_CT | Connecticut | New London | 2.5 | 2010 | 9999 |  |  |  | 1.9821 | Default Emission Factor
Water Treatment 1 & 2 | 57605_G_WT1 | 57605 | G | WT1 |  | Combustion Turbine | NENG_CT | Connecticut | New London | 2.5 | 2010 | 9999 |  |  |  | 1.9821 | Default Emission Factor
Water Treatment 1 & 2 | 57605_G_WT2 | 57605 | G | WT2 |  | Combustion Turbine | NENG_CT | Connecticut | New London | 2.5 | 2010 | 9999 |  |  |  | 1.9821 | Default Emission Factor
Eastside WWTP | 57606_G_1 | 57606 | G | 1 |  | Combustion Turbine | S_VACA | North Carolina | Guilford | 1.8 | 2004 | 9999 | 2018 | 0.043333 | 76 | 1.1403 | North Carolina State Emissions Inventory
Eastside WWTP | 57606_G_2 | 57606 | G | 2 |  | Combustion Turbine | S_VACA | North Carolina | Guilford | 1.8 | 2004 | 9999 | 2018 | 0.043333 | 76 | 1.1403 | North Carolina State Emissions Inventory
Eastside WWTP | 57606_G_3 | 57606 | G | 3 |  | Combustion Turbine | S_VACA | North Carolina | Guilford | 1.8 | 2004 | 9999 | 2018 | 0.043333 | 76 | 1.1403 | North Carolina State Emissions Inventory
Ward WTP | 57607_G_1 | 57607 | G | 1 |  | Combustion Turbine | S_VACA | North Carolina | Guilford | 1 | 1999 | 9999 |  |  |  | 1.9821 | Default Emission Factor
Ward WTP | 57607_G_2 | 57607 | G | 2 |  | Combustion Turbine | S_VACA | North Carolina | Guilford | 1 | 1999 | 9999 |  |  |  | 1.9821 | Default Emission Factor
Westside WWTP | 57608_G_1 | 57608 | G | 1 |  | Combustion Turbine | S_VACA | North Carolina | Davidson | 1.8 | 2005 | 9999 |  |  |  | 1.9821 | Default Emission Factor
Norwich WWTP | 57624_G_1 | 57624 | G | 1 |  | Combustion Turbine | NENG_CT | Connecticut | New London | 2 | 2006 | 9999 |  |  |  | 1.9821 | Default Emission Factor
Gaston Memorial Hospital | 57629_G_GMH1 | 57629 | G | GMH1 |  | Combustion Turbine | S_VACA | North Carolina | Gaston | 1.8 | 2006 | 9999 |  |  |  | 1.1533 | Default Emission Factor
Long Creek Waste Water Plant | 57630_G_ES1 | 57630 | G | ES1 |  | Combustion Turbine | S_VACA | North Carolina | Gaston | 1.7 | 1995 | 9999 |  |  |  | 1.9821 | Default Emission Factor
Long Creek Waste Water Plant | 57630_G_ES2 | 57630 | G | ES2 |  | Combustion Turbine | S_VACA | North Carolina | Gaston | 1.7 | 1995 | 9999 |  |  |  | 1.9821 | Default Emission Factor
Long Creek Waste Water Plant | 57630_G_ES3 | 57630 | G | ES3 |  | Combustion Turbine | S_VACA | North Carolina | Gaston | 1.7 | 1995 | 9999 |  |  |  | 1.9821 | Default Emission Factor
Oregon State University Energy Center | 57653_G_CTG | 57653 | G | CTG |  | Combined Cycle | WECC_PNW | Oregon | Benton | 5.2 | 2010 | 9999 |  |  |  | 0.01609 | Default Emission Factor
Oregon State University Energy Center | 57653_G_STG | 57653 | G | STG |  | Combined Cycle | WECC_PNW | Oregon | Benton | 0.5 | 2010 | 9999 |  |  |  | 0.01609 | Default Emission Factor
Astoria Energy II | 57664_G_CT3 | 57664 | G | CT3 | 4583 | Combined Cycle | NY_Z_J | New York | Queens | 156 | 2011 | 9999 |  |  |  | 0.01674 | NEI 2019
Astoria Energy II | 57664_G_CT4 | 57664 | G | CT4 | 4584 | Combined Cycle | NY_Z_J | New York | Queens | 156 | 2011 | 9999 | 2019 | 23.3194 | 5989392 | 0.01674 | NEI 2019
Astoria Energy II | 57664_G_ST2 | 57664 | G | ST2 | 4583 | Combined Cycle | NY_Z_J | New York | Queens | 228 | 2011 | 9999 |  |  |  | 0.01674 | NEI 2019
Foxwoods CoGen | 57666_G_CT1 | 57666 | G | CT1 |  | Combined Cycle | NENG_CT | Connecticut | New London | 6 | 2010 | 9999 |  |  |  | 0.01609 | Default Emission Factor
Foxwoods CoGen | 57666_G_CT2 | 57666 | G | CT2 |  | Combined Cycle | NENG_CT | Connecticut | New London | 6 | 2010 | 9999 |  |  |  | 0.01609 | Default Emission Factor
Foxwoods CoGen | 57666_G_STG1 | 57666 | G | STG1 |  | Combined Cycle | NENG_CT | Connecticut | New London | 2.5 | 2016 | 9999 |  |  |  | 0.01609 | Default Emission Factor
Oakdale Renewable Energy Plant | 57672_G_GE1 | 57672 | G | GE1 |  | Combustion Turbine | MIS_IA | Iowa | Johnson | 1.4 | 2010 | 9999 |  |  |  | 1.1533 | Default Emission Factor
Oakdale Renewable Energy Plant | 57672_G_GE2 | 57672 | G | GE2 |  | Combustion Turbine | MIS_IA | Iowa | Johnson | 1.4 | 2010 | 9999 |  |  |  | 1.1533 | Default Emission Factor
Norden 1-3 | 57689_G_NORD1 | 57689 | G | NORD1 |  | Combustion Turbine | NENG_CT | Connecticut | Fairfield | 2 | 2004 | 9999 |  |  |  | 1.9821 | Default Emission Factor
Norden 1-3 | 57689_G_NORD2 | 57689 | G | NORD2 |  | Combustion Turbine | NENG_CT | Connecticut | Fairfield | 2 | 2004 | 9999 |  |  |  | 1.9821 | Default Emission Factor
Norden 1-3 | 57689_G_NORD3 | 57689 | G | NORD3 |  | Combustion Turbine | NENG_CT | Connecticut | Fairfield | 2 | 2004 | 9999 |  |  |  | 1.9821 | Default Emission Factor
Power Generation Station (PGS) 2 | 57696_G_1 | 57696 | G | 1 |  | Non-Fossil Waste | WEC_CALN | California | Alameda | 3.8 | 2011 | 9999 |  |  |  | 0.42147 | Default Emission Factor
Signal Hill West Unit | 57702_G_1 | 57702 | G | 1 |  | Fossil Waste | WECC_SCE | California | Los Angeles | 5.7 | 2004 | 9999 | 2018 | 9.6872 | 39258 | 0.49352 | California Air Resources Board
Cheyenne Prairie Generating Station | 57703_G_01A | 57703 | G | 01A | 90707 | Combined Cycle | WECC_WY | Wyoming | Laramie | 37 | 2014 | 9999 | 2019 | 1.67 | 177278 | 0.02482 | NEI 2019
Cheyenne Prairie Generating Station | 57703_G_01B | 57703 | G | 01B | 90708 | Combined Cycle | WECC_WY | Wyoming | Laramie | 37 | 2014 | 9999 | 2019 | 2.1717 | 132347 | 0.02482 | NEI 2019
Cheyenne Prairie Generating Station | 57703_G_01C | 57703 | G | 01C | 90707 | Combined Cycle | WECC_WY | Wyoming | Laramie | 20 | 2014 | 9999 |  |  |  | 0.02482 | NEI 2019
Cheyenne Prairie Generating Station | 57703_G_02A | 57703 | G | 02A | 90709 | Combustion Turbine | WECC_WY | Wyoming | Laramie | 37 | 2014 | 9999 | 2019 | 0.0668 | 3515 | 0.03801 | NEI 2019
Blue Water Renewables Inc | 57706_G_1 | 57706 | G | 1 |  | Landfill Gas | MIS_LMI | Michigan | St Clair | 1.6 | 2011 | 9999 | 2018 | 3.1113 | 13422 | 0.46361 | Michigan Point Source Emission
Blue Water Renewables Inc | 57706_G_2 | 57706 | G | 2 |  | Landfill Gas | MIS_LMI | Michigan | St Clair | 1.6 | 2011 | 9999 | 2018 | 3.1113 | 13422 | 0.46361 | Michigan Point Source Emission
City of Palo Alto | 57714_G_GEN1 | 57714 | G | GEN1 |  | Combustion Turbine | WEC_CALN | California | Santa Clara | 1.1 | 2002 | 9999 |  |  |  | 1.1533 | Default Emission Factor
City of Palo Alto | 57714_G_GEN2 | 57714 | G | GEN2 |  | Combustion Turbine | WEC_CALN | California | Santa Clara | 1.1 | 2002 | 9999 |  |  |  | 1.1533 | Default Emission Factor
City of Palo Alto | 57714_G_GEN3 | 57714 | G | GEN3 |  | Combustion Turbine | WEC_CALN | California | Santa Clara | 1.1 | 2002 | 9999 |  |  |  | 1.1533 | Default Emission Factor
City of Palo Alto | 57714_G_GEN4 | 57714 | G | GEN4 |  | Combustion Turbine | WEC_CALN | California | Santa Clara | 1.1 | 2002 | 9999 |  |  |  | 1.1533 | Default Emission Factor
Watkins Manufacturing Co. | 57715_G_GEN1 | 57715 | G | GEN1 |  | Combustion Turbine | WEC_SDGE | California | San Diego | 1 | 2001 | 9999 | 2018 | 5.45 | 1804 | 6.0421 | California Air Resources Board
Watkins Manufacturing Co. | 57715_G_GEN2 | 57715 | G | GEN2 |  | Combustion Turbine | WEC_SDGE | California | San Diego | 1 | 2001 | 9999 | 2018 | 5.45 | 1804 | 6.0421 | California Air Resources Board
Frederick County LFGTE Facility | 57754_G_1 | 57754 | G | 1 |  | Landfill Gas | PJM_AP | Virginia | Frederick | 1 | 2010 | 9999 |  |  |  | 1.5652 | Default Emission Factor
Frederick County LFGTE Facility | 57754_G_2 | 57754 | G | 2 |  | Landfill Gas | PJM_AP | Virginia | Frederick | 1 | 2010 | 9999 |  |  |  | 1.5652 | Default Emission Factor
Ameresco Butte County | 57771_G_1 | 57771 | G | 1 |  | Landfill Gas | WEC_CALN | California | Butte | 2 | 2013 | 9999 | 2018 | 1.24 | 13521 | 0.18342 | California Air Resources Board
US GSA Heating and Transmission | 57788_G_TG1 | 57788 | G | TG1 |  | Combustion Turbine | PJM_SMAC | District of Columbia | District of Columbia | 4.5 | 2004 | 9999 |  |  |  | 0.04322 | Default Emission Factor
US GSA Heating and Transmission | 57788_G_TG2 | 57788 | G | TG2 |  | Combustion Turbine | PJM_SMAC | District of Columbia | District of Columbia | 4.5 | 2004 | 9999 |  |  |  | 0.04322 | Default Emission Factor
Peak Power 1 Cogen | 57789_G_GEN1 | 57789 | G | GEN1 |  | Combustion Turbine | NY_Z_J | New York | New York | 2 | 2010 | 9999 |  |  |  | 1.1533 | Default Emission Factor
Peak Power 1 Cogen | 57789_G_GEN2 | 57789 | G | GEN2 |  | Combustion Turbine | NY_Z_J | New York | New York | 2 | 2010 | 9999 |  |  |  | 1.1533 | Default Emission Factor
Peak Power 1 Cogen | 57789_G_GEN3 | 57789 | G | GEN3 |  | Combustion Turbine | NY_Z_J | New York | New York | 2 | 2010 | 9999 |  |  |  | 1.1533 | Default Emission Factor
St Joseph Energy Center | 57794_G_CT1 | 57794 | G | CT1 | 90857 | Combined Cycle | PJM_West | Indiana | St Joseph | 237 | 2018 | 9999 | 2019 | 20.2917 | 3777683 | 0.01441 | NEI 2019
St Joseph Energy Center | 57794_G_CT2 | 57794 | G | CT2 | 90856 | Combined Cycle | PJM_West | Indiana | St Joseph | 237 | 2018 | 9999 | 2019 | 20.1909 | 1840189 | 0.01441 | NEI 2019
St Joseph Energy Center | 57794_G_ST1 | 57794 | G | ST1 | 90857 | Combined Cycle | PJM_West | Indiana | St Joseph | 232 | 2018 | 9999 |  |  |  | 0.01441 | NEI 2019
OBP Cogen | 57798_G_1OBP | 57798 | G | 1OBP |  | Combustion Turbine | NY_Z_J | New York | New York | 4.6 | 2010 | 9999 |  |  |  | 0.04322 | Default Emission Factor
Onalaska Campus Landfill Biogas | 57824_G_416LF | 57824 | G | 416LF |  | Landfill Gas | MIS_MNWI | Wisconsin | La Crosse | 1.1 | 2012 | 9999 |  |  |  | 1.5652 | Default Emission Factor
Tulsa LFG LLC | 57828_G_GEN3M | 57828 | G | GEN3M |  | Landfill Gas | SPP_WEST | Oklahoma | Osage | 1.4 | 2011 | 9999 |  |  |  | 1.5652 | Default Emission Factor
Woodbridge Energy Center | 57839_G_CT001 | 57839 | G | CT001 | 90934 | Combined Cycle | PJM_EMAC | New Jersey | Middlesex | 206.9 | 2015 | 9999 | 2019 | 3.25 | 3143669.2 | 0.00129 | NEI 2019
Woodbridge Energy Center | 57839_G_CT002 | 57839 | G | CT002 | 90935 | Combined Cycle | PJM_EMAC | New Jersey | Middlesex | 207.2 | 2015 | 9999 |  |  |  | 0.00129 | NEI 2019
Woodbridge Energy Center | 57839_G_ST001 | 57839 | G | ST001 | 90934 | Combined Cycle | PJM_EMAC | New Jersey | Middlesex | 314.4 | 2015 | 9999 |  |  |  | 0.00129 | NEI 2019
Wabash Valley Power IGCC | 57842_G_1A | 57842 | G | 1A | 720 | Combustion Turbine | MIS_INKY | Indiana | Vigo | 138 | 1995 | 9999 | 2019 | 1.3398 | 77628 | 0.03452 | NEI 2019
Hidden Hollow Energy | 57861_G_UNT1 | 57861 | G | UNT1 |  | Landfill Gas | WECC_ID | Idaho | Ada | 1.5 | 2007 | 9999 |  |  |  | 1.5652 | Default Emission Factor
Hidden Hollow Energy | 57861_G_UNT2 | 57861 | G | UNT2 |  | Landfill Gas | WECC_ID | Idaho | Ada | 1.5 | 2007 | 9999 |  |  |  | 1.5652 | Default Emission Factor
Antelope Station | 57865_G_E01 | 57865 | G | E01 | 90949 | Combustion Turbine | SPP_SPS | Texas | Hale | 9.1 | 2011 | 9999 | 2019 | 6.607 | 20398.7778 | 0.64778 | NEI 2019
Antelope Station | 57865_G_E02 | 57865 | G | E02 | 91029 | Combustion Turbine | SPP_SPS | Texas | Hale | 9.1 | 2011 | 9999 | 2019 | 6.6113 | 20398.7778 | 0.64821 | NEI 2019
Antelope Station | 57865_G_E03 | 57865 | G | E03 | 91030 | Combustion Turbine | SPP_SPS | Texas | Hale | 9.1 | 2011 | 9999 | 2019 | 6.7038 | 20398.7778 | 0.65728 | NEI 2019
Antelope Station | 57865_G_E04 | 57865 | G | E04 |  | Combustion Turbine | SPP_SPS | Texas | Hale | 9.1 | 2011 | 9999 | 2019 | 6.5417 | 20398.7778 | 0.64138 | NEI 2019
Antelope Station | 57865_G_E05 | 57865 | G | E05 |  | Combustion Turbine | SPP_SPS | Texas | Hale | 9.1 | 2011 | 9999 | 2019 | 6.5973 | 20398.7778 | 0.64683 | NEI 2019
Antelope Station | 57865_G_E06 | 57865 | G | E06 |  | Combustion Turbine | SPP_SPS | Texas | Hale | 9.1 | 2011 | 9999 | 2019 | 6.4364 | 20398.7778 | 0.63106 | NEI 2019
Antelope Station | 57865_G_E07 | 57865 | G | E07 |  | Combustion Turbine | SPP_SPS | Texas | Hale | 9.1 | 2011 | 9999 | 2019 | 6.7516 | 20398.7778 | 0.66196 | NEI 2019
Antelope Station | 57865_G_E08 | 57865 | G | E08 |  | Combustion Turbine | SPP_SPS | Texas | Hale | 9.1 | 2011 | 9999 | 2019 | 6.5907 | 20398.7778 | 0.64619 | NEI 2019
Antelope Station | 57865_G_E09 | 57865 | G | E09 |  | Combustion Turbine | SPP_SPS | Texas | Hale | 9.1 | 2011 | 9999 | 2019 | 6.6286 | 20398.7778 | 0.6499 | NEI 2019
Antelope Station | 57865_G_E10 | 57865 | G | E10 |  | Combustion Turbine | SPP_SPS | Texas | Hale | 9.1 | 2011 | 9999 | 2019 | 6.901 | 20398.7778 | 0.67661 | NEI 2019
Antelope Station | 57865_G_E11 | 57865 | G | E11 |  | Combustion Turbine | SPP_SPS | Texas | Hale | 9.1 | 2011 | 9999 | 2019 | 6.3485 | 20398.7778 | 0.62244 | NEI 2019
Antelope Station | 57865_G_E12 | 57865 | G | E12 |  | Combustion Turbine | SPP_SPS | Texas | Hale | 9.1 | 2011 | 9999 | 2019 | 6.551 | 20398.7778 | 0.64229 | NEI 2019
Antelope Station | 57865_G_E13 | 57865 | G | E13 |  | Combustion Turbine | SPP_SPS | Texas | Hale | 9.1 | 2011 | 9999 | 2019 | 6.2411 | 20398.7778 | 0.61191 | NEI 2019
Antelope Station | 57865_G_E14 | 57865 | G | E14 |  | Combustion Turbine | SPP_SPS | Texas | Hale | 9.1 | 2011 | 9999 | 2019 | 6.1684 | 20398.7778 | 0.60478 | NEI 2019
Antelope Station | 57865_G_E15 | 57865 | G | E15 |  | Combustion Turbine | SPP_SPS | Texas | Hale | 9.1 | 2011 | 9999 | 2019 | 6.1935 | 20398.7778 | 0.60724 | NEI 2019
Antelope Station | 57865_G_E16 | 57865 | G | E16 |  | Combustion Turbine | SPP_SPS | Texas | Hale | 9.1 | 2011 | 9999 | 2019 | 6.2342 | 20398.7778 | 0.61123 | NEI 2019
Antelope Station | 57865_G_E17 | 57865 | G | E17 |  | Combustion Turbine | SPP_SPS | Texas | Hale | 9.1 | 2011 | 9999 | 2019 | 5.7907 | 20398.7778 | 0.56775 | NEI 2019
Antelope Station | 57865_G_E18 | 57865 | G | E18 |  | Combustion Turbine | SPP_SPS | Texas | Hale | 9.1 | 2011 | 9999 | 2019 | 6.2785 | 20398.7778 | 0.61558 | NEI 2019
LCEC Generation LLVC | 57872_G_UNIT1 | 57872 | G | UNIT1 |  | Combustion Turbine | SPP_SPS | New Mexico | Lea | 8.7 | 2012 | 9999 | 2019 | 1.277 | 9619 | 0.26552 | NEI 2019
LCEC Generation LLVC | 57872_G_UNIT2 | 57872 | G | UNIT2 |  | Combustion Turbine | SPP_SPS | New Mexico | Lea | 8.7 | 2012 | 9999 | 2019 | 1.681 | 9619 | 0.34952 | NEI 2019
LCEC Generation LLVC | 57872_G_UNIT3 | 57872 | G | UNIT3 |  | Combustion Turbine | SPP_SPS | New Mexico | Lea | 8.7 | 2012 | 9999 | 2019 | 1.643 | 9619 | 0.34162 | NEI 2019
LCEC Generation LLVC | 57872_G_UNIT4 | 57872 | G | UNIT4 |  | Combustion Turbine | SPP_SPS | New Mexico | Lea | 8.7 | 2012 | 9999 | 2019 | 1.679 | 9619 | 0.3491 | NEI 2019
LCEC Generation LLVC | 57872_G_UNIT5 | 57872 | G | UNIT5 |  | Combustion Turbine | SPP_SPS | New Mexico | Lea | 8.7 | 2012 | 9999 | 2019 | 1.646 | 9619 | 0.34224 | NEI 2019
Santa Cruz Energy | 57876_G_UNT1 | 57876 | G | UNT1 |  | Landfill Gas | WEC_CALN | California | Santa Cruz | 1.5 | 2009 | 9999 |  |  |  | 1.5652 | Default Emission Factor
Pioneer Generating Station | 57881_G_01 | 57881 | G | 01 | 90805 | Combustion Turbine | SPP_WAUE | North Dakota | Williams | 40 | 2013 | 9999 | 2019 | 0.98687 | 91178 | 0.02165 | NEI 2019
Pioneer Generating Station | 57881_G_02 | 57881 | G | 02 | 90834 | Combustion Turbine | SPP_WAUE | North Dakota | Williams | 40 | 2014 | 9999 | 2019 | 0.94166 | 91178 | 0.02066 | NEI 2019
Pioneer Generating Station | 57881_G_03 | 57881 | G | 03 | 90835 | Combustion Turbine | SPP_WAUE | North Dakota | Williams | 40 | 2014 | 9999 | 2019 | 0.94834 | 91178 | 0.0208 | NEI 2019
Pioneer Generating Station | 57881_G_11 | 57881 | G | 11 |  | Combustion Turbine | SPP_WAUE | North Dakota | Williams | 9.3 | 2017 | 9999 | 2019 | 3.0867 | 19449.1667 | 0.31741 | NEI 2019
Pioneer Generating Station | 57881_G_12 | 57881 | G | 12 |  | Combustion Turbine | SPP_WAUE | North Dakota | Williams | 9.3 | 2017 | 9999 | 2019 | 3.1168 | 19449.1667 | 0.32051 | NEI 2019
Pioneer Generating Station | 57881_G_13 | 57881 | G | 13 |  | Combustion Turbine | SPP_WAUE | North Dakota | Williams | 9.3 | 2017 | 9999 | 2019 | 2.6784 | 19449.1667 | 0.27543 | NEI 2019
Pioneer Generating Station | 57881_G_14 | 57881 | G | 14 |  | Combustion Turbine | SPP_WAUE | North Dakota | Williams | 9.3 | 2017 | 9999 | 2019 | 1.8771 | 19449.1667 | 0.19303 | NEI 2019
Pioneer Generating Station | 57881_G_15 | 57881 | G | 15 |  | Combustion Turbine | SPP_WAUE | North Dakota | Williams | 9.3 | 2017 | 9999 | 2019 | 1.4522 | 19449.1667 | 0.14933 | NEI 2019
Pioneer Generating Station | 57881_G_16 | 57881 | G | 16 |  | Combustion Turbine | SPP_WAUE | North Dakota | Williams | 9.3 | 2017 | 9999 | 2019 | 1.7414 | 19449.1667 | 0.17908 | NEI 2019
Pioneer Generating Station | 57881_G_17 | 57881 | G | 17 |  | Combustion Turbine | SPP_WAUE | North Dakota | Williams | 9.3 | 2017 | 9999 | 2019 | 2.2835 | 19449.1667 | 0.23482 | NEI 2019
Pioneer Generating Station | 57881_G_18 | 57881 | G | 18 |  | Combustion Turbine | SPP_WAUE | North Dakota | Williams | 9.3 | 2017 | 9999 | 2019 | 2.3699 | 19449.1667 | 0.2437 | NEI 2019
Pioneer Generating Station | 57881_G_19 | 57881 | G | 19 |  | Combustion Turbine | SPP_WAUE | North Dakota | Williams | 9.3 | 2017 | 9999 | 2019 | 2.375 | 19449.1667 | 0.24423 | NEI 2019
Pioneer Generating Station | 57881_G_20 | 57881 | G | 20 |  | Combustion Turbine | SPP_WAUE | North Dakota | Williams | 9.3 | 2017 | 9999 | 2019 | 2.5683 | 19449.1667 | 0.26411 | NEI 2019
Pioneer Generating Station | 57881_G_21 | 57881 | G | 21 |  | Combustion Turbine | SPP_WAUE | North Dakota | Williams | 9.3 | 2017 | 9999 | 2019 | 2.3923 | 19449.1667 | 0.24601 | NEI 2019
Pioneer Generating Station | 57881_G_22 | 57881 | G | 22 |  | Combustion Turbine | SPP_WAUE | North Dakota | Williams | 9.3 | 2017 | 9999 | 2019 | 2.5248 | 19449.1667 | 0.25963 | NEI 2019
Lake Charles Polymers | 57884_G_G-900 | 57884 | G | G-900 |  | Combustion Turbine | MIS_WOTA | Louisiana | Calcasieu | 12.5 | 2011 | 9999 |  |  |  | 0.04322 | Default Emission Factor
Lake Charles Polymers | 57884_G_G-901 | 57884 | G | G-901 |  | Combustion Turbine | MIS_WOTA | Louisiana | Calcasieu | 8 | 2011 | 9999 |  |  |  | 1.1533 | Default Emission Factor
Lake Charles Polymers | 57884_G_G-902 | 57884 | G | G-902 |  | Combustion Turbine | MIS_WOTA | Louisiana | Calcasieu | 8 | 2011 | 9999 |  |  |  | 1.1533 | Default Emission Factor
Wellford Renewable Energy Plant | 57885_G_LFG1 | 57885 | G | LFG1 |  | Landfill Gas | S_VACA | South Carolina | Spartanburg | 1.6 | 2011 | 9999 |  |  |  | 1.5652 | Default Emission Factor
City West Diesel Plant | 57886_G_DI1 | 57886 | G | DI1 |  | Combustion Turbine | S_VACA | South Carolina | Union | 1.8 | 2011 | 9999 |  |  |  | 1.9821 | Default Emission Factor
City West Diesel Plant | 57886_G_DI2 | 57886 | G | DI2 |  | Combustion Turbine | S_VACA | South Carolina | Union | 1.8 | 2011 | 9999 |  |  |  | 1.9821 | Default Emission Factor
City West Diesel Plant | 57886_G_DI3 | 57886 | G | DI3 |  | Combustion Turbine | S_VACA | South Carolina | Union | 1.8 | 2011 | 9999 |  |  |  | 1.9821 | Default Emission Factor
City West Diesel Plant | 57886_G_DI4 | 57886 | G | DI4 |  | Combustion Turbine | S_VACA | South Carolina | Union | 1.8 | 2011 | 9999 |  |  |  | 1.9821 | Default Emission Factor
Martinsville LFG Generator | 57893_G_LFG1 | 57893 | G | LFG1 |  | Landfill Gas | PJM_West | Virginia | Henry | 1 | 2012 | 9999 | 2018 | 0.9282 | 4382 | 0.42364 | Virginia State Emissions
Concord Energy | 57896_G_UNT1 | 57896 | G | UNT1 |  | Landfill Gas | S_VACA | North Carolina | Cabarrus | 3.9 | 2012 | 9999 | 2019 | 3.21 | 58215 | 0.11028 | NEI 2019
Concord Energy | 57896_G_UNT2 | 57896 | G | UNT2 |  | Landfill Gas | S_VACA | North Carolina | Cabarrus | 3.9 | 2012 | 9999 |  |  |  | 0.11028 | NEI 2019
Richmond Energy | 57897_G_UNT1 | 57897 | G | UNT1 |  | Landfill Gas | PJM_Dom | Virginia | Henrico | 1.6 | 2012 | 9999 | 2019 | 9.412 | 32868 | 0.57272 | NEI 2019
Richmond Energy | 57897_G_UNT2 | 57897 | G | UNT2 |  | Landfill Gas | PJM_Dom | Virginia | Henrico | 1.6 | 2012 | 9999 |  |  |  | 0.57272 | NEI 2019
Richmond Energy | 57897_G_UNT3 | 57897 | G | UNT3 |  | Landfill Gas | PJM_Dom | Virginia | Henrico | 1.6 | 2012 | 9999 |  |  |  | 0.57272 | NEI 2019
Richmond Energy | 57897_G_UNT4 | 57897 | G | UNT4 |  | Landfill Gas | PJM_Dom | Virginia | Henrico | 1.6 | 2012 | 9999 |  |  |  | 0.57272 | NEI 2019
Hurricane City Power | 57899_G_1 | 57899 | G | 1 |  | Combustion Turbine | WECC_UT | Utah | Washington | 1.6 | 2001 | 9999 |  |  |  | 1.9821 | Default Emission Factor
Hurricane City Power | 57899_G_2 | 57899 | G | 2 |  | Combustion Turbine | WECC_UT | Utah | Washington | 1.6 | 1999 | 9999 |  |  |  | 1.9821 | Default Emission Factor
Hurricane City Power | 57899_G_3 | 57899 | G | 3 |  | Combustion Turbine | WECC_UT | Utah | Washington | 1.6 | 1999 | 9999 |  |  |  | 1.9821 | Default Emission Factor
Hurricane City Power | 57899_G_4 | 57899 | G | 4 |  | Combustion Turbine | WECC_UT | Utah | Washington | 1.9 | 2004 | 9999 |  |  |  | 1.1533 | Default Emission Factor
Hurricane City Power | 57899_G_5 | 57899 | G | 5 |  | Combustion Turbine | WECC_UT | Utah | Washington | 1.9 | 2004 | 9999 |  |  |  | 1.1533 | Default Emission Factor
Hurricane City Power | 57899_G_6 | 57899 | G | 6 |  | Combustion Turbine | WECC_UT | Utah | Washington | 1.9 | 2006 | 9999 |  |  |  | 1.1533 | Default Emission Factor
Hurricane City Power | 57899_G_7 | 57899 | G | 7 |  | Combustion Turbine | WECC_UT | Utah | Washington | 1.9 | 2007 | 9999 |  |  |  | 1.1533 | Default Emission Factor
Hurricane City Power | 57899_G_8 | 57899 | G | 8 |  | Combustion Turbine | WECC_UT | Utah | Washington | 1.9 | 2007 | 9999 |  |  |  | 1.1533 | Default Emission Factor
El Segundo Energy Center LLC | 57901_G_5 | 57901 | G | 5 | 90376 | Combined Cycle | WEC_LADW | California | Los Angeles | 195 | 2013 | 9999 | 2017 | 1.52 | 650253 | 0.00468 | NEI 2019
El Segundo Energy Center LLC | 57901_G_6 | 57901 | G | 6 | 90376 | Combined Cycle | WEC_LADW | California | Los Angeles | 60 | 2013 | 9999 |  |  |  | 0.00468 | NEI 2019
El Segundo Energy Center LLC | 57901_G_7 | 57901 | G | 7 | 90377 | Combined Cycle | WEC_LADW | California | Los Angeles | 195 | 2013 | 9999 | 2017 | 1.58 | 641912 | 0.00492 | NEI 2019
El Segundo Energy Center LLC | 57901_G_8 | 57901 | G | 8 | 90377 | Combined Cycle | WEC_LADW | California | Los Angeles | 60 | 2013 | 9999 |  |  |  | 0.00492 | NEI 2019
Fighting Creek LFGTE Plant | 57902_G_G-123 | 57902 | G | G-123 |  | Landfill Gas | WECC_PNW | Idaho | Kootenai | 1.6 | 2012 | 9999 |  |  |  | 1.5652 | Default Emission Factor
Fighting Creek LFGTE Plant | 57902_G_G-162 | 57902 | G | G-162 |  | Landfill Gas | WECC_PNW | Idaho | Kootenai | 1.6 | 2012 | 9999 |  |  |  | 1.5652 | Default Emission Factor
SMMPA Methane Energy Facility | 57903_G_UNIT1 | 57903 | G | UNIT1 |  | Landfill Gas | MIS_MNWI | Minnesota | Kanabec | 1.5 | 2012 | 9999 |  |  |  | 1.5652 | Default Emission Factor
Central Utility Plant Cincinnati | 57908_G_CTG1 | 57908 | G | CTG1 |  | Combined Cycle | PJM_West | Ohio | Hamilton | 12.5 | 2004 | 9999 |  |  |  | 0.01609 | Default Emission Factor
Central Utility Plant Cincinnati | 57908_G_CTG2 | 57908 | G | CTG2 |  | Combined Cycle | PJM_West | Ohio | Hamilton | 12.5 | 2004 | 9999 |  |  |  | 0.01609 | Default Emission Factor
Central Utility Plant Cincinnati | 57908_G_P005 | 57908 | G | P005 |  | Combustion Turbine | PJM_West | Ohio | Hamilton | 1.9 | 2004 | 9999 |  |  |  | 1.9821 | Default Emission Factor
Central Utility Plant Cincinnati | 57908_G_STG | 57908 | G | STG |  | Combined Cycle | PJM_West | Ohio | Hamilton | 21.5 | 2004 | 9999 |  |  |  | 0.01609 | Default Emission Factor
Centennial Generating Station | 57910_G_1 | 57910 | G | 1 |  | Combustion Turbine | SPP_WAUE | Minnesota | Clay | 2 | 2011 | 9999 |  |  |  | 1.9821 | Default Emission Factor
Centennial Generating Station | 57910_G_2 | 57910 | G | 2 |  | Combustion Turbine | SPP_WAUE | Minnesota | Clay | 2 | 2011 | 9999 |  |  |  | 1.9821 | Default Emission Factor
Centennial Generating Station | 57910_G_3 | 57910 | G | 3 |  | Combustion Turbine | SPP_WAUE | Minnesota | Clay | 2 | 2011 | 9999 |  |  |  | 1.9821 | Default Emission Factor
Centennial Generating Station | 57910_G_4 | 57910 | G | 4 |  | Combustion Turbine | SPP_WAUE | Minnesota | Clay | 2 | 2011 | 9999 |  |  |  | 1.9821 | Default Emission Factor
Centennial Generating Station | 57910_G_5 | 57910 | G | 5 |  | Combustion Turbine | SPP_WAUE | Minnesota | Clay | 2 | 2011 | 9999 |  |  |  | 1.9821 | Default Emission Factor
Roseburg LFG | 57911_G_1 | 57911 | G | 1 |  | Landfill Gas | WECC_PNW | Oregon | Douglas | 1.6 | 2011 | 9999 |  |  |  | 1.5652 | Default Emission Factor
East Campus Utility Plant | 57929_G_P007 | 57929 | G | P007 |  | Combustion Turbine | PJM_West | Ohio | Hamilton | 1.7 | 2006 | 9999 |  |  |  | 1.9821 | Default Emission Factor
East Campus Utility Plant | 57929_G_P008 | 57929 | G | P008 |  | Combustion Turbine | PJM_West | Ohio | Hamilton | 1.5 | 2006 | 9999 |  |  |  | 1.9821 | Default Emission Factor
East Campus Utility Plant | 57929_G_STG | 57929 | G | STG |  | O/G Steam | PJM_West | Ohio | Hamilton | 1.2 | 2010 | 9999 |  |  |  | 0.13352 | Default Emission Factor
ADA Carbon Solutions Red River | 57938_G_GEN1 | 57938 | G | GEN1 |  | Non-Fossil Waste | MIS_LA | Louisiana | Red River | 20.5 | 2011 | 9999 |  |  |  | 0.42147 | Default Emission Factor
Lonesome Creek Station | 57943_G_01 | 57943 | G | 01 | 90836 | Combustion Turbine | SPP_WAUE | North Dakota | McKenzie | 40 | 2013 | 9999 | 2019 | 1.5629 | 172382.8 | 0.01813 | NEI 2019
Lonesome Creek Station | 57943_G_02 | 57943 | G | 02 | 90837 | Combustion Turbine | SPP_WAUE | North Dakota | McKenzie | 40 | 2015 | 9999 | 2019 | 1.8771 | 172382.8 | 0.02178 | NEI 2019
Lonesome Creek Station | 57943_G_03 | 57943 | G | 03 | 90838 | Combustion Turbine | SPP_WAUE | North Dakota | McKenzie | 40 | 2015 | 9999 | 2019 | 0.93225 | 172382.8 | 0.01082 | NEI 2019
Lonesome Creek Station | 57943_G_04 | 57943 | G | 04 | 91086 | Combustion Turbine | SPP_WAUE | North Dakota | McKenzie | 40 | 2017 | 9999 | 2019 | 2.3253 | 172382.8 | 0.02698 | NEI 2019
Lonesome Creek Station | 57943_G_05 | 57943 | G | 05 | 91087 | Combustion Turbine | SPP_WAUE | North Dakota | McKenzie | 40 | 2017 | 9999 | 2019 | 1.9263 | 172382.8 | 0.02235 | NEI 2019
Berkeley County Landfill | 57945_G_B1 | 57945 | G | B1 |  | Landfill Gas | S_VACA | South Carolina | Berkeley | 1.5 | 2011 | 9999 |  |  |  | 1.5652 | Default Emission Factor
Berkeley County Landfill | 57945_G_B2 | 57945 | G | B2 |  | Landfill Gas | S_VACA | South Carolina | Berkeley | 1.5 | 2011 | 9999 |  |  |  | 1.5652 | Default Emission Factor
Fredericktown Energy Center | 57946_G_UNIT1 | 57946 | G | UNIT1 |  | Combustion Turbine | MIS_MO | Missouri | Madison | 12 | 2015 | 9999 |  |  |  | 0.04322 | Default Emission Factor
Fredericktown Energy Center | 57946_G_UNIT2 | 57946 | G | UNIT2 |  | Combustion Turbine | MIS_MO | Missouri | Madison | 12 | 2015 | 9999 |  |  |  | 0.04322 | Default Emission Factor
Woodall Gas Plant | 57952_G_GEN1 | 57952 | G | GEN1 |  | Combustion Turbine | SPP_SPS | Texas | Hemphill | 1 | 2012 | 9999 |  |  |  | 1.1533 | Default Emission Factor
Woodall Gas Plant | 57952_G_GEN2 | 57952 | G | GEN2 |  | Combustion Turbine | SPP_SPS | Texas | Hemphill | 1 | 2012 | 9999 |  |  |  | 1.1533 | Default Emission Factor
Woodall Gas Plant | 57952_G_GEN3 | 57952 | G | GEN3 |  | Combustion Turbine | SPP_SPS | Texas | Hemphill | 1 | 2012 | 9999 |  |  |  | 1.1533 | Default Emission Factor
Roquette America | 57953_G_GT | 57953 | G | GT |  | Combined Cycle | MIS_MO | Iowa | Lee | 38 | 2004 | 9999 | 2019 | 1.5381 | 123969 | 0.02481 | NEI 2019
Darrington | 57969_G_GEN1 | 57969 | G | GEN1 |  | Biomass | WECC_PNW | Washington | Snohomish | 4.5 | 2007 | 9999 | 2019 | 9.876 | 16782 | 1.177 | NEI 2019
SF Southeast Cogen Plant | 57971_G_COGEN | 57971 | G | COGEN |  | Non-Fossil Waste | WEC_CALN | California | San Francisco | 1.9 | 2002 | 9999 |  |  |  | 0.42147 | Default Emission Factor
High Sierra Cogeneration Plant | 57977_G_ENG1 | 57977 | G | ENG1 |  | Combustion Turbine | WEC_CALN | California | Lassen | 2.5 | 2010 | 9999 |  |  |  | 1.1533 | Default Emission Factor
High Sierra Cogeneration Plant | 57977_G_ENG2 | 57977 | G | ENG2 |  | Combustion Turbine | WEC_CALN | California | Lassen | 2.5 | 2010 | 9999 |  |  |  | 1.1533 | Default Emission Factor
Lodi Energy Center | 57978_G_CT1 | 57978 | G | CT1 | 90795 | Combined Cycle | WEC_CALN | California | San Joaquin | 162 | 2012 | 9999 | 2017 | 1.9704 | 470875 | 0.00542 | NEI 2019
Lodi Energy Center | 57978_G_ST1 | 57978 | G | ST1 | 90795 | Combined Cycle | WEC_CALN | California | San Joaquin | 95 | 2012 | 9999 |  |  |  | 0.00542 | NEI 2019
Lincoln Landfill | 57988_G_GEN 5 | 57988 | G | GEN 5 |  | Landfill Gas | WEC_CALN | California | Placer | 0.8 | 2012 | 9999 | 2018 | 1.8833 | 4119.5 | 0.91435 | California Air Resources Board
Lincoln Landfill | 57988_G_GEN 6 | 57988 | G | GEN 6 |  | Landfill Gas | WEC_CALN | California | Placer | 0.8 | 2012 | 9999 | 2018 | 1.8833 | 4119.5 | 0.91435 | California Air Resources Board
Lincoln Landfill | 57988_G_GEN1 | 57988 | G | GEN1 |  | Landfill Gas | WEC_CALN | California | Placer | 0.8 | 2004 | 9999 | 2018 | 1.8833 | 4119.5 | 0.91435 | California Air Resources Board
Lincoln Landfill | 57988_G_GEN2 | 57988 | G | GEN2 |  | Landfill Gas | WEC_CALN | California | Placer | 0.8 | 2004 | 9999 | 2018 | 1.8833 | 4119.5 | 0.91435 | California Air Resources Board
Lincoln Landfill | 57988_G_GEN3 | 57988 | G | GEN3 |  | Landfill Gas | WEC_CALN | California | Placer | 0.8 | 2004 | 9999 | 2018 | 1.8833 | 4119.5 | 0.91435 | California Air Resources Board
Lincoln Landfill | 57988_G_GEN4 | 57988 | G | GEN4 |  | Landfill Gas | WEC_CALN | California | Placer | 0.8 | 2012 | 9999 | 2018 | 1.8833 | 4119.5 | 0.91435 | California Air Resources Board
Panda Temple Power Station | 58001_G_CTG-1 | 58001 | G | CTG-1 | 90804 | Combined Cycle | ERC_REST | Texas | Bell | 211 | 2014 | 9999 | 2019 | 11.1954 | 1374604 | 0.01698 | NEI 2019
Panda Temple Power Station | 58001_G_CTG-2 | 58001 | G | CTG-2 | 90806 | Combined Cycle | ERC_REST | Texas | Bell | 211 | 2014 | 9999 | 2019 | 6.2049 | 675365 | 0.01698 | NEI 2019
Panda Temple Power Station | 58001_G_CTG-3 | 58001 | G | CTG-3 | 90807 | Combined Cycle | ERC_REST | Texas | Bell | 211 | 2015 | 9999 | 2019 | 3.666 | 715372 | 0.00351 | NEI 2019
Panda Temple Power Station | 58001_G_CTG-4 | 58001 | G | CTG-4 | 90808 | Combined Cycle | ERC_REST | Texas | Bell | 211 | 2015 | 9999 | 2019 | 0.8735 | 721999 | 0.00351 | NEI 2019
Panda Temple Power Station | 58001_G_STG-1 | 58001 | G | STG-1 | 90804 | Combined Cycle | ERC_REST | Texas | Bell | 312 | 2014 | 9999 |  |  |  | 0.01698 | NEI 2019
Panda Temple Power Station | 58001_G_STG-2 | 58001 | G | STG-2 | 90807 | Combined Cycle | ERC_REST | Texas | Bell | 312 | 2015 | 9999 |  |  |  | 0.00351 | NEI 2019
Panda Sherman Power Station | 58005_G_CTG-1 | 58005 | G | CTG-1 | 90809 | Combined Cycle | ERC_REST | Texas | Grayson | 204 | 2014 | 9999 | 2019 | 13.5933 | 2307051 | 0.02379 | NEI 2019
Panda Sherman Power Station | 58005_G_CTG-2 | 58005 | G | CTG-2 | 90810 | Combined Cycle | ERC_REST | Texas | Grayson | 204 | 2014 | 9999 | 2019 | 24.5283 | 897540 | 0.02379 | NEI 2019
Panda Sherman Power Station | 58005_G_STG-1 | 58005 | G | STG-1 | 90809 | Combined Cycle | ERC_REST | Texas | Grayson | 309 | 2014 | 9999 |  |  |  | 0.02379 | NEI 2019
Brea Expansion Plant | 58007_G_G1 | 58007 | G | G1 |  | Landfill Gas | WECC_SCE | California | Orange | 6.8 | 2012 | 9999 |  |  |  | 1.5652 | Default Emission Factor
Brea Expansion Plant | 58007_G_G2 | 58007 | G | G2 |  | Landfill Gas | WECC_SCE | California | Orange | 6.8 | 2012 | 9999 |  |  |  | 1.5652 | Default Emission Factor
Brea Expansion Plant | 58007_G_G3 | 58007 | G | G3 |  | Landfill Gas | WECC_SCE | California | Orange | 6.8 | 2012 | 9999 |  |  |  | 1.5652 | Default Emission Factor
Brea Expansion Plant | 58007_G_G4 | 58007 | G | G4 |  | Landfill Gas | WECC_SCE | California | Orange | 6.8 | 2012 | 9999 |  |  |  | 1.5652 | Default Emission Factor
Brea Expansion Plant | 58007_G_G5 | 58007 | G | G5 |  | Landfill Gas | WECC_SCE | California | Orange | 10 | 2012 | 9999 |  |  |  | 1.5652 | Default Emission Factor
St Joseph Landfill Generating Station | 58024_G_UNIT1 | 58024 | G | UNIT1 |  | Landfill Gas | SPP_N | Missouri | Buchanan | 1.6 | 2011 | 9999 |  |  |  | 1.5652 | Default Emission Factor
PPG Monroeville Chemicals Center | 58047_G_2 | 58047 | G | 2 |  | Combustion Turbine | PJM_AP | Pennsylvania | Allegheny | 0.3 | 2000 | 9999 |  |  |  | 1.9821 | Default Emission Factor
PPG Monroeville Chemicals Center | 58047_G_3 | 58047 | G | 3 |  | Combustion Turbine | PJM_AP | Pennsylvania | Allegheny | 0.8 | 1998 | 9999 |  |  |  | 1.9821 | Default Emission Factor
MillerCoors Shenandoah Brewery | 58057_G_WWTP | 58057 | G | WWTP |  | Non-Fossil Waste | PJM_Dom | Virginia | Rockingham | 1.4 | 2012 | 9999 |  |  |  | 0.42147 | Default Emission Factor
Decatur-Morgan Co LFG Recovery Project | 58061_G_0290 | 58061 | G | 0290 |  | Landfill Gas | S_C_TVA | Alabama | Morgan | 0.8 | 2011 | 9999 |  |  |  | 1.5652 | Default Emission Factor
Decatur-Morgan Co LFG Recovery Project | 58061_G_1496 | 58061 | G | 1496 |  | Landfill Gas | S_C_TVA | Alabama | Morgan | 0.8 | 2010 | 9999 |  |  |  | 1.5652 | Default Emission Factor
Newark Energy Center | 58079_G_GT-1 | 58079 | G | GT-1 | 90911 | Combined Cycle | PJM_EMAC | New Jersey | Essex | 212.5 | 2015 | 9999 | 2019 | 11.35 | 3216739 | 0.00453 | NEI 2019
Newark Energy Center | 58079_G_GT-2 | 58079 | G | GT-2 | 90912 | Combined Cycle | PJM_EMAC | New Jersey | Essex | 209.5 | 2015 | 9999 |  |  |  | 0.00453 | NEI 2019
Newark Energy Center | 58079_G_STG-1 | 58079 | G | STG-1 | 90911 | Combined Cycle | PJM_EMAC | New Jersey | Essex | 283.8 | 2015 | 9999 |  |  |  | 0.00453 | NEI 2019
Kimberly Clark-Unit 1,2,3 | 58084_G_GT100 | 58084 | G | GT100 |  | Combined Cycle | NENG_CT | Connecticut | Litchfield | 14.5 | 2008 | 9999 | 2019 | 0.11263 | 127701 | 0.00176 | NEI 2019
Kimberly Clark-Unit 1,2,3 | 58084_G_GT200 | 58084 | G | GT200 |  | Combustion Turbine | NENG_CT | Connecticut | Litchfield | 14.5 | 2008 | 9999 | 2019 | 0.18219 | 108341 | 0.00336 | NEI 2019
Kimberly Clark-Unit 1,2,3 | 58084_G_GT300 | 58084 | G | GT300 |  | Combined Cycle | NENG_CT | Connecticut | Litchfield | 4.1 | 2008 | 9999 |  |  |  | 0.00176 | NEI 2019
North Main Street | 581_G_5 | 581 | G | 5 | 5083 | Combustion Turbine | NENG_CT | Connecticut | New London | 15.3 | 1972 | 9999 | 2017 | 0.0011504 | 331 | 0.00695 | NEI 2019
Delano Energy Center | 58122_G_GEN1 | 58122 | G | GEN1 | 91268 | Combustion Turbine | WECC_SCE | California | Tulare | 35 | 2013 | 9999 | 2019 | 0.0434 | 6710 | 0.01294 | NEI 2019
Quay County | 58125_G_1 | 58125 | G | 1 |  | Combustion Turbine | WECC_NM | New Mexico | Quay | 17 | 2013 | 9999 |  |  |  | 0.02784 | Default Emission Factor
Kaiser Downey | 58128_G_KRSO1 | 58128 | G | KRSO1 |  | Landfill Gas | WEC_LADW | California | Los Angeles | 0.2 | 2012 | 9999 |  |  |  | 1.5652 | Default Emission Factor
Kaiser Downey | 58128_G_KRSO2 | 58128 | G | KRSO2 |  | Landfill Gas | WEC_LADW | California | Los Angeles | 0.2 | 2012 | 9999 |  |  |  | 1.5652 | Default Emission Factor
Kaiser Downey | 58128_G_KRSO3 | 58128 | G | KRSO3 |  | Landfill Gas | WEC_LADW | California | Los Angeles | 0.2 | 2012 | 9999 |  |  |  | 1.5652 | Default Emission Factor
Kaiser Downey | 58128_G_KRSO4 | 58128 | G | KRSO4 |  | Landfill Gas | WEC_LADW | California | Los Angeles | 0.2 | 2012 | 9999 |  |  |  | 1.5652 | Default Emission Factor
Kaiser Downey | 58128_G_KRSO5 | 58128 | G | KRSO5 |  | Landfill Gas | WEC_LADW | California | Los Angeles | 0.2 | 2012 | 9999 |  |  |  | 1.5652 | Default Emission Factor
Prairies Edge Generating Facility | 58129_G_GEN1 | 58129 | G | GEN1 |  | Combustion Turbine | MIS_INKY | Indiana | Jasper | 0.8 | 2011 | 9999 |  |  |  | 1.1533 | Default Emission Factor
Blue Mountain Biogas | 58130_G_BMB N | 58130 | G | BMB N |  | Non-Fossil Waste | WECC_UT | Utah | Beaver | 1.5 | 2012 | 9999 |  |  |  | 0.42147 | Default Emission Factor
Blue Mountain Biogas | 58130_G_BMB S | 58130 | G | BMB S |  | Non-Fossil Waste | WECC_UT | Utah | Beaver | 1.5 | 2012 | 9999 |  |  |  | 0.42147 | Default Emission Factor
Central Energy Plant USU | 58139_G_TURBI | 58139 | G | TURBI |  | Combustion Turbine | WECC_UT | Utah | Cache | 4.4 | 2004 | 9999 |  |  |  | 0.04322 | Default Emission Factor
Central Utility Plant - Texas A&M | 58151_G_GTG01 | 58151 | G | GTG01 |  | Combined Cycle | ERC_REST | Texas | Brazos | 32.4 | 2011 | 9999 | 2019 | 1.93 | 163383.89 | 0.01963 | NEI 2019
Central Utility Plant - Texas A&M | 58151_G_STG02 | 58151 | G | STG02 |  | Combined Cycle | ERC_REST | Texas | Brazos | 11 | 2011 | 9999 |  |  |  | 0.01963 | NEI 2019
Danbury Hospital Cogen Plant | 58152_G_GEN1 | 58152 | G | GEN1 |  | Combustion Turbine | NENG_CT | Connecticut | Fairfield | 3.9 | 2011 | 9999 |  |  |  | 0.04322 | Default Emission Factor
Western Michigan University Power Plant | 58161_G_EG-1 | 58161 | G | EG-1 |  | Combustion Turbine | MIS_LMI | Michigan | Kalamazoo | 0.8 | 1999 | 9999 | 2018 | 0.28438 | 846.72 | 0.67173 | Michigan Point Source Emission
Western Michigan University Power Plant | 58161_G_GTG-7 | 58161 | G | GTG-7 |  | Combined Cycle | MIS_LMI | Michigan | Kalamazoo | 4.2 | 1997 | 9999 | 2018 | 1.493 | 29965.24 | 0.08611 | Michigan Point Source Emission
Western Michigan University Power Plant | 58161_G_GTG-8 | 58161 | G | GTG-8 |  | Combined Cycle | MIS_LMI | Michigan | Kalamazoo | 4.2 | 1997 | 9999 | 2018 | 1.493 | 35082.96 | 0.08611 | Michigan Point Source Emission
Western Michigan University Power Plant | 58161_G_STG-1 | 58161 | G | STG-1 |  | Combined Cycle | MIS_LMI | Michigan | Kalamazoo | 0.9 | 1999 | 9999 |  |  |  | 0.08611 | NEI 2019
CSUF Trigeneration | 58169_G_1 | 58169 | G | 1 |  | Combustion Turbine | WECC_SCE | California | Orange | 4.3 | 2010 | 9999 | 2018 | 1.1796 | 28023 | 0.08419 | California Air Resources Board
Seaside Heights Power Plant | 58172_G_UINT3 | 58172 | G | UINT3 |  | Combustion Turbine | PJM_EMAC | New Jersey | Ocean | 2 | 2012 | 9999 |  |  |  | 1.9821 | Default Emission Factor
Seaside Heights Power Plant | 58172_G_UNIT1 | 58172 | G | UNIT1 |  | Combustion Turbine | PJM_EMAC | New Jersey | Ocean | 2 | 2012 | 9999 |  |  |  | 1.9821 | Default Emission Factor
Seaside Heights Power Plant | 58172_G_UNIT2 | 58172 | G | UNIT2 |  | Combustion Turbine | PJM_EMAC | New Jersey | Ocean | 2 | 2012 | 9999 |  |  |  | 1.9821 | Default Emission Factor
BMW Manufacturing Co | 58173_G_GT601 | 58173 | G | GT601 |  | Landfill Gas | S_VACA | South Carolina | Spartanburg | 5 | 2009 | 9999 |  |  |  | 1.5652 | Default Emission Factor
BMW Manufacturing Co | 58173_G_GT602 | 58173 | G | GT602 |  | Landfill Gas | S_VACA | South Carolina | Spartanburg | 5 | 2009 | 9999 |  |  |  | 1.5652 | Default Emission Factor
Kishwaukee CHP Plant | 58177_G_1 | 58177 | G | 1 |  | Non-Fossil Waste | PJM_COMD | Illinois | Winnebago | 1 | 2010 | 9999 |  |  |  | 0.42147 | Default Emission Factor
Kishwaukee CHP Plant | 58177_G_2 | 58177 | G | 2 |  | Non-Fossil Waste | PJM_COMD | Illinois | Winnebago | 1 | 2010 | 9999 |  |  |  | 0.42147 | Default Emission Factor
Kishwaukee CHP Plant | 58177_G_3 | 58177 | G | 3 |  | Non-Fossil Waste | PJM_COMD | Illinois | Winnebago | 1 | 2010 | 9999 |  |  |  | 0.42147 | Default Emission Factor
UNH 7.9 MW Plant | 58180_G_1 | 58180 | G | 1 |  | Landfill Gas | NENGREST | New Hampshire | Strafford | 7.9 | 2006 | 9999 |  |  |  | 1.5652 | Default Emission Factor
Rand Whitney CHP Plant | 58184_G_TG-1 | 58184 | G | TG-1 |  | Combustion Turbine | NENG_CT | Connecticut | New London | 14.6 | 2005 | 9999 |  |  |  | 0.04322 | Default Emission Factor
East Campus Steam Plant | 58195_G_CT1 | 58195 | G | CT1 |  | Combustion Turbine | PJM_AP | Pennsylvania | Centre | 7.4 | 2011 | 9999 |  |  |  | 0.04322 | Default Emission Factor
Parnassus Central Utility Plant | 58198_G_GTG1 | 58198 | G | GTG1 |  | Combined Cycle | WEC_CALN | California | San Francisco | 5.2 | 1996 | 9999 |  |  |  | 0.01609 | Default Emission Factor
Parnassus Central Utility Plant | 58198_G_GTG2 | 58198 | G | GTG2 |  | Combined Cycle | WEC_CALN | California | San Francisco | 5.5 | 1996 | 9999 |  |  |  | 0.01609 | Default Emission Factor
Parnassus Central Utility Plant | 58198_G_STG1 | 58198 | G | STG1 |  | Combined Cycle | WEC_CALN | California | San Francisco | 1.8 | 1996 | 9999 |  |  |  | 0.01609 | Default Emission Factor
Central Utility Plant at White Oak | 58207_G_G1 | 58207 | G | G1 |  | Combustion Turbine | PJM_SMAC | Maryland | Montgomery | 5.6 | 2003 | 9999 |  |  |  | 1.1533 | Default Emission Factor
Central Utility Plant at White Oak | 58207_G_G10 | 58207 | G | G10 |  | Combustion Turbine | PJM_SMAC | Maryland | Montgomery | 2.3 | 2014 | 9999 |  |  |  | 1.9821 | Default Emission Factor
Central Utility Plant at White Oak | 58207_G_G11 | 58207 | G | G11 |  | Combustion Turbine | PJM_SMAC | Maryland | Montgomery | 2.3 | 2014 | 9999 |  |  |  | 1.9821 | Default Emission Factor
Central Utility Plant at White Oak | 58207_G_G12 | 58207 | G | G12 |  | Combined Cycle | PJM_SMAC | Maryland | Montgomery | 5 | 2014 | 9999 |  |  |  | 0.01609 | Default Emission Factor
Central Utility Plant at White Oak | 58207_G_G2 | 58207 | G | G2 |  | Combustion Turbine | PJM_SMAC | Maryland | Montgomery | 2.3 | 2003 | 9999 |  |  |  | 1.9821 | Default Emission Factor
Central Utility Plant at White Oak | 58207_G_G3 | 58207 | G | G3 |  | Combustion Turbine | PJM_SMAC | Maryland | Montgomery | 4.3 | 2003 | 9999 |  |  |  | 0.04322 | Default Emission Factor
Central Utility Plant at White Oak | 58207_G_G4 | 58207 | G | G4 |  | Combustion Turbine | PJM_SMAC | Maryland | Montgomery | 4.3 | 2008 | 9999 |  |  |  | 0.04322 | Default Emission Factor
Central Utility Plant at White Oak | 58207_G_G5 | 58207 | G | G5 |  | Combustion Turbine | PJM_SMAC | Maryland | Montgomery | 4.3 | 2009 | 9999 |  |  |  | 0.04322 | Default Emission Factor
Central Utility Plant at White Oak | 58207_G_G6 | 58207 | G | G6 |  | Combustion Turbine | PJM_SMAC | Maryland | Montgomery | 4.3 | 2010 | 9999 |  |  |  | 0.04322 | Default Emission Factor
Central Utility Plant at White Oak | 58207_G_G7 | 58207 | G | G7 |  | Combined Cycle | PJM_SMAC | Maryland | Montgomery | 7.5 | 2014 | 9999 |  |  |  | 0.01609 | Default Emission Factor
Central Utility Plant at White Oak | 58207_G_G8 | 58207 | G | G8 |  | Combined Cycle | PJM_SMAC | Maryland | Montgomery | 7.5 | 2014 | 9999 |  |  |  | 0.01609 | Default Emission Factor
Central Utility Plant at White Oak | 58207_G_G9 | 58207 | G | G9 |  | Combined Cycle | PJM_SMAC | Maryland | Montgomery | 4.5 | 2014 | 9999 |  |  |  | 0.01609 | Default Emission Factor
Cinnamon Bay Edgeboro Landfill | 58208_G_1 | 58208 | G | 1 |  | Landfill Gas | PJM_EMAC | New Jersey | Middlesex | 9.1 | 2011 | 9999 |  |  |  | 1.5652 | Default Emission Factor
Lee Combined Cycle Plant | 58215_G_1A | 58215 | G | 1A | 90644 | Combined Cycle | S_VACA | North Carolina | Wayne | 170 | 2012 | 9999 | 2017 | 3.26 | 4335729 | 0.00283 | NEI 2019
Lee Combined Cycle Plant | 58215_G_1B | 58215 | G | 1B | 90645 | Combined Cycle | S_VACA | North Carolina | Wayne | 170 | 2012 | 9999 | 2019 | 3.18 | 1350805 | 0.00283 | NEI 2019
Lee Combined Cycle Plant | 58215_G_1C | 58215 | G | 1C | 90646 | Combined Cycle | S_VACA | North Carolina | Wayne | 170 | 2012 | 9999 | 2019 | 3.15 | 1359905 | 0.00283 | NEI 2019
Lee Combined Cycle Plant | 58215_G_ST1 | 58215 | G | ST1 | 90644 | Combined Cycle | S_VACA | North Carolina | Wayne | 378 | 2012 | 9999 |  |  |  | 0.00283 | NEI 2019
J.R. Simplot Company | 58216_G_1 | 58216 | G | 1 |  | Non-Fossil Waste | WEC_CALN | California | San Joaquin | 3.2 | 1993 | 9999 |  |  |  | 0.42147 | Default Emission Factor
GL Dairy Biogas | 58219_G_1426 | 58219 | G | 1426 |  | Non-Fossil Waste | MIS_WUMS | Wisconsin | Dane | 1.4 | 2013 | 9999 |  |  |  | 0.42147 | Default Emission Factor
GL Dairy Biogas | 58219_G_633 | 58219 | G | 633 |  | Non-Fossil Waste | MIS_WUMS | Wisconsin | Dane | 0.6 | 2013 | 9999 |  |  |  | 0.42147 | Default Emission Factor
CCSU Co-Gen-STBY Gen | 58224_G_EC#1 | 58224 | G | EC#1 |  | Combustion Turbine | NENG_CT | Connecticut | Hartford | 1.3 | 2004 | 9999 |  |  |  | 1.1533 | Default Emission Factor
CCSU Co-Gen-STBY Gen | 58224_G_EC#2 | 58224 | G | EC#2 |  | Combustion Turbine | NENG_CT | Connecticut | Hartford | 1.3 | 2004 | 9999 |  |  |  | 1.1533 | Default Emission Factor
CCSU Co-Gen-STBY Gen | 58224_G_GRND | 58224 | G | GRND |  | Combustion Turbine | NENG_CT | Connecticut | Hartford | 0.3 | 2012 | 9999 |  |  |  | 1.9821 | Default Emission Factor
CCSU Co-Gen-STBY Gen | 58224_G_MEMH | 58224 | G | MEMH |  | Combustion Turbine | NENG_CT | Connecticut | Hartford | 0.7 | 1993 | 9999 |  |  |  | 1.9821 | Default Emission Factor
Clayville | 58235_G_1 | 58235 | G | 1 | 90845 | Combustion Turbine | PJM_EMAC | New Jersey | Cumberland | 55 | 2015 | 9999 | 2019 | 0.438 | 78859 | 0.01111 | NEI 2019
Marshalltown Generating Station | 58236_G_CTG1 | 58236 | G | CTG1 | 90919 | Combined Cycle | MIS_IA | Iowa | Marshall | 209.7 | 2017 | 9999 | 2019 | 1.9502 | 1234757 | 0.00137 | NEI 2019
Marshalltown Generating Station | 58236_G_CTG2 | 58236 | G | CTG2 | 90920 | Combined Cycle | MIS_IA | Iowa | Marshall | 208.7 | 2017 | 9999 | 2019 | 0.62211 | 1176190 | 0.00137 | NEI 2019
Marshalltown Generating Station | 58236_G_STG1 | 58236 | G | STG1 | 90919 | Combined Cycle | MIS_IA | Iowa | Marshall | 230.4 | 2017 | 9999 |  |  |  | 0.00137 | NEI 2019
Northeastern Illinois University Cogen | 58245_G_GEN1 | 58245 | G | GEN1 |  | Combustion Turbine | PJM_COMD | Illinois | Cook | 0.8 | 1995 | 2045 |  |  |  | 1.1533 | Default Emission Factor
Northeastern Illinois University Cogen | 58245_G_GEN2 | 58245 | G | GEN2 |  | Combustion Turbine | PJM_COMD | Illinois | Cook | 0.8 | 1995 | 2045 |  |  |  | 1.1533 | Default Emission Factor
Northeastern Illinois University Cogen | 58245_G_GEN3 | 58245 | G | GEN3 |  | Combustion Turbine | PJM_COMD | Illinois | Cook | 0.8 | 1995 | 2045 |  |  |  | 1.1533 | Default Emission Factor
Northeastern Illinois University Cogen | 58245_G_GEN4 | 58245 | G | GEN4 |  | Combustion Turbine | PJM_COMD | Illinois | Cook | 0.8 | 1995 | 2045 |  |  |  | 1.1533 | Default Emission Factor
Millersville LFG | 58246_G_CAT1 | 58246 | G | CAT1 |  | Landfill Gas | PJM_SMAC | Maryland | Anne Arundel | 1.5 | 2012 | 9999 |  |  |  | 1.5652 | Default Emission Factor
Millersville LFG | 58246_G_CAT2 | 58246 | G | CAT2 |  | Landfill Gas | PJM_SMAC | Maryland | Anne Arundel | 1.5 | 2012 | 9999 |  |  |  | 1.5652 | Default Emission Factor
Tullytown | 58250_G_GEN1 | 58250 | G | GEN1 |  | Landfill Gas | PJM_EMAC | Pennsylvania | Bucks | 1.6 | 2013 | 9999 |  |  |  | 1.5652 | Default Emission Factor
Alpha Ridge LFG | 58252_G_JEN1 | 58252 | G | JEN1 |  | Landfill Gas | PJM_SMAC | Maryland | Howard | 1 | 2012 | 9999 | 2019 | 1.4649 | 3231 | 0.90678 | NEI 2019
Chatham | 58254_G_CT02R | 58254 | G | CT02R |  | Combustion Turbine | MIS_LMI | Michigan | Kent | 3.2 | 2016 | 9999 |  |  |  | 0.04322 | Default Emission Factor
Chatham | 58254_G_CTOIS | 58254 | G | CTOIS |  | Combustion Turbine | MIS_LMI | Michigan | Kent | 3.4 | 2013 | 9999 |  |  |  | 0.04322 | Default Emission Factor
Rubart | 58255_G_01 | 58255 | G | 01 |  | Combustion Turbine | SPP_N | Kansas | Grant | 8.2 | 2014 | 9999 |  |  |  | 1.1533 | Default Emission Factor
Rubart | 58255_G_02 | 58255 | G | 02 |  | Combustion Turbine | SPP_N | Kansas | Grant | 8.2 | 2014 | 9999 |  |  |  | 1.1533 | Default Emission Factor
Rubart | 58255_G_03 | 58255 | G | 03 |  | Combustion Turbine | SPP_N | Kansas | Grant | 8.2 | 2014 | 9999 |  |  |  | 1.1533 | Default Emission Factor
Rubart | 58255_G_04 | 58255 | G | 04 |  | Combustion Turbine | SPP_N | Kansas | Grant | 8.2 | 2014 | 9999 |  |  |  | 1.1533 | Default Emission Factor
Rubart | 58255_G_05 | 58255 | G | 05 |  | Combustion Turbine | SPP_N | Kansas | Grant | 8.2 | 2014 | 9999 |  |  |  | 1.1533 | Default Emission Factor
Rubart | 58255_G_06 | 58255 | G | 06 |  | Combustion Turbine | SPP_N | Kansas | Grant | 8.2 | 2014 | 9999 |  |  |  | 1.1533 | Default Emission Factor
Rubart | 58255_G_07 | 58255 | G | 07 |  | Combustion Turbine | SPP_N | Kansas | Grant | 8.4 | 2014 | 9999 |  |  |  | 1.1533 | Default Emission Factor
Rubart | 58255_G_08 | 58255 | G | 08 |  | Combustion Turbine | SPP_N | Kansas | Grant | 8.4 | 2014 | 9999 |  |  |  | 1.1533 | Default Emission Factor
Rubart | 58255_G_09 | 58255 | G | 09 |  | Combustion Turbine | SPP_N | Kansas | Grant | 8.4 | 2014 | 9999 |  |  |  | 1.1533 | Default Emission Factor
Rubart | 58255_G_10 | 58255 | G | 10 |  | Combustion Turbine | SPP_N | Kansas | Grant | 8.4 | 2014 | 9999 |  |  |  | 1.1533 | Default Emission Factor
Rubart | 58255_G_11 | 58255 | G | 11 |  | Combustion Turbine | SPP_N | Kansas | Grant | 8.4 | 2014 | 9999 |  |  |  | 1.1533 | Default Emission Factor
Rubart | 58255_G_12 | 58255 | G | 12 |  | Combustion Turbine | SPP_N | Kansas | Grant | 8.4 | 2014 | 9999 |  |  |  | 1.1533 | Default Emission Factor
Central Utilities Plant LAX 2 | 58258_G_GEN1 | 58258 | G | GEN1 |  | Combustion Turbine | WEC_LADW | California | Los Angeles | 4.2 | 2015 | 9999 |  |  |  | 0.04322 | Default Emission Factor
Central Utilities Plant LAX 2 | 58258_G_GEN2 | 58258 | G | GEN2 |  | Combustion Turbine | WEC_LADW | California | Los Angeles | 4.2 | 2015 | 9999 |  |  |  | 0.04322 | Default Emission Factor
Brunswick County Power Station | 58260_G_CT01 | 58260 | G | CT01 | 90888 | Combined Cycle | PJM_Dom | Virginia | Brunswick | 263.9 | 2016 | 9999 | 2019 | 22.3604 | 8333358 | 0.01519 | NEI 2019
Brunswick County Power Station | 58260_G_CT02 | 58260 | G | CT02 | 90889 | Combined Cycle | PJM_Dom | Virginia | Brunswick | 263.9 | 2016 | 9999 |  |  |  | 0.01519 | NEI 2019
Brunswick County Power Station | 58260_G_CT03 | 58260 | G | CT03 | 90890 | Combined Cycle | PJM_Dom | Virginia | Brunswick | 263.9 | 2016 | 9999 |  |  |  | 0.01519 | NEI 2019
Brunswick County Power Station | 58260_G_ST01 | 58260 | G | ST01 | 90888 | Combined Cycle | PJM_Dom | Virginia | Brunswick | 579.4 | 2016 | 9999 |  |  |  | 0.01519 | NEI 2019
Apple Data Center - Fuel Cell 1&2 | 58264_G_FC1 | 58264 | G | FC1 |  | Landfill Gas | S_VACA | North Carolina | Catawba | 4.8 | 2012 | 9999 | 2018 | 0.5568 | 33144.96 | 0.0336 | North Carolina State Emissions Inventory
Apple Data Center - Fuel Cell 1&2 | 58264_G_FC2 | 58264 | G | FC2 |  | Landfill Gas | S_VACA | North Carolina | Catawba | 5.2 | 2013 | 9999 | 2018 | 0.6032 | 35907.04 | 0.0336 | North Carolina State Emissions Inventory
Port Westward Unit 2 | 58266_G_1 | 58266 | G | 1 |  | Combustion Turbine | WECC_PNW | Oregon | Columbia | 18.7 | 2014 | 9999 |  |  |  | 1.1533 | Default Emission Factor
Port Westward Unit 2 | 58266_G_10 | 58266 | G | 10 |  | Combustion Turbine | WECC_PNW | Oregon | Columbia | 18.7 | 2014 | 9999 |  |  |  | 1.1533 | Default Emission Factor
Port Westward Unit 2 | 58266_G_11 | 58266 | G | 11 |  | Combustion Turbine | WECC_PNW | Oregon | Columbia | 18.7 | 2014 | 9999 |  |  |  | 1.1533 | Default Emission Factor
Port Westward Unit 2 | 58266_G_12 | 58266 | G | 12 |  | Combustion Turbine | WECC_PNW | Oregon | Columbia | 18.7 | 2014 | 9999 |  |  |  | 1.1533 | Default Emission Factor
Port Westward Unit 2 | 58266_G_2 | 58266 | G | 2 |  | Combustion Turbine | WECC_PNW | Oregon | Columbia | 18.7 | 2014 | 9999 |  |  |  | 1.1533 | Default Emission Factor
Port Westward Unit 2 | 58266_G_3 | 58266 | G | 3 |  | Combustion Turbine | WECC_PNW | Oregon | Columbia | 18.7 | 2014 | 9999 |  |  |  | 1.1533 | Default Emission Factor
Port Westward Unit 2 | 58266_G_4 | 58266 | G | 4 |  | Combustion Turbine | WECC_PNW | Oregon | Columbia | 18.7 | 2014 | 9999 |  |  |  | 1.1533 | Default Emission Factor
Port Westward Unit 2 | 58266_G_5 | 58266 | G | 5 |  | Combustion Turbine | WECC_PNW | Oregon | Columbia | 18.7 | 2014 | 9999 |  |  |  | 1.1533 | Default Emission Factor
Port Westward Unit 2 | 58266_G_6 | 58266 | G | 6 |  | Combustion Turbine | WECC_PNW | Oregon | Columbia | 18.7 | 2014 | 9999 |  |  |  | 1.1533 | Default Emission Factor
Port Westward Unit 2 | 58266_G_7 | 58266 | G | 7 |  | Combustion Turbine | WECC_PNW | Oregon | Columbia | 18.7 | 2014 | 9999 |  |  |  | 1.1533 | Default Emission Factor
Port Westward Unit 2 | 58266_G_8 | 58266 | G | 8 |  | Combustion Turbine | WECC_PNW | Oregon | Columbia | 18.7 | 2014 | 9999 |  |  |  | 1.1533 | Default Emission Factor
Port Westward Unit 2 | 58266_G_9 | 58266 | G | 9 |  | Combustion Turbine | WECC_PNW | Oregon | Columbia | 18.7 | 2015 | 9999 |  |  |  | 1.1533 | Default Emission Factor
Bay View Backup Power Facility | 58269_G_G1 | 58269 | G | G1 |  | Combustion Turbine | PJM_ATSI | Ohio | Lucas | 2 | 2007 | 9999 | 2018 | 0.0325 | 188.8333 | 0.34422 | Ohio State Emissions Inventory
Bay View Backup Power Facility | 58269_G_G2 | 58269 | G | G2 |  | Combustion Turbine | PJM_ATSI | Ohio | Lucas | 2 | 2007 | 9999 | 2018 | 0.059167 | 188.8333 | 0.62666 | Ohio State Emissions Inventory
Bay View Backup Power Facility | 58269_G_G3 | 58269 | G | G3 |  | Combustion Turbine | PJM_ATSI | Ohio | Lucas | 2 | 2007 | 9999 | 2018 | 0.066667 | 188.8333 | 0.70609 | Ohio State Emissions Inventory
Bay View Backup Power Facility | 58269_G_G4 | 58269 | G | G4 |  | Combustion Turbine | PJM_ATSI | Ohio | Lucas | 2 | 2007 | 9999 | 2018 | 0.055667 | 188.8333 | 0.58959 | Ohio State Emissions Inventory
Bay View Backup Power Facility | 58269_G_G5 | 58269 | G | G5 |  | Combustion Turbine | PJM_ATSI | Ohio | Lucas | 2 | 2007 | 9999 | 2018 | 0.0045 | 188.8333 | 0.04766 | Ohio State Emissions Inventory
Bay View Backup Power Facility | 58269_G_G6 | 58269 | G | G6 |  | Combustion Turbine | PJM_ATSI | Ohio | Lucas | 2 | 2007 | 9999 | 2018 | 0.0045 | 188.8333 | 0.04766 | Ohio State Emissions Inventory
La Luz Energy Center | 58284_G_0001 | 58284 | G | 0001 | 90843 | Combustion Turbine | WECC_NM | New Mexico | Valencia | 41 | 2015 | 9999 | 2019 | 0.23 | 19460 | 0.02364 | NEI 2019
G2 Energy Hay Rd | 58320_G_362 | 58320 | G | 362 |  | Landfill Gas | WEC_CALN | California | Solano | 1.5 | 2013 | 9999 | 2018 | 4.81 | 12912 | 0.74504 | California Air Resources Board
Charles D. Lamb Energy Center | 58325_G_1 | 58325 | G | 1 | 90933 | Combustion Turbine | SPP_WEST | Oklahoma | Kay | 122 | 2015 | 9999 | 2018 | 0.936 | 146651 | 0.01277 | Oklahoma Annual Point Source Emissions
PWD Northeast WPCP Biogas Cogen Plant | 58326_G_NBG1 | 58326 | G | NBG1 |  | Non-Fossil Waste | PJM_EMAC | Pennsylvania | Philadelphia | 1.4 | 2013 | 9999 |  |  |  | 0.42147 | Default Emission Factor
PWD Northeast WPCP Biogas Cogen Plant | 58326_G_NBG2 | 58326 | G | NBG2 |  | Non-Fossil Waste | PJM_EMAC | Pennsylvania | Philadelphia | 1.4 | 2013 | 9999 |  |  |  | 0.42147 | Default Emission Factor
PWD Northeast WPCP Biogas Cogen Plant | 58326_G_NBG3 | 58326 | G | NBG3 |  | Non-Fossil Waste | PJM_EMAC | Pennsylvania | Philadelphia | 1.4 | 2013 | 9999 |  |  |  | 0.42147 | Default Emission Factor
PWD Northeast WPCP Biogas Cogen Plant | 58326_G_NBG4 | 58326 | G | NBG4 |  | Non-Fossil Waste | PJM_EMAC | Pennsylvania | Philadelphia | 1.4 | 2013 | 9999 |  |  |  | 0.42147 | Default Emission Factor
Bradley Energy Center | 58327_G_UNIT1 | 58327 | G | UNIT1 |  | Combustion Turbine | NENG_CT | Connecticut | Hartford | 1.5 | 2002 | 9999 |  |  |  | 1.1533 | Default Emission Factor
Bradley Energy Center | 58327_G_UNIT2 | 58327 | G | UNIT2 |  | Combustion Turbine | NENG_CT | Connecticut | Hartford | 1.2 | 2002 | 9999 |  |  |  | 1.1533 | Default Emission Factor
Bradley Energy Center | 58327_G_UNIT3 | 58327 | G | UNIT3 |  | Combustion Turbine | NENG_CT | Connecticut | Hartford | 1.2 | 2002 | 9999 |  |  |  | 1.1533 | Default Emission Factor
Bradley Energy Center | 58327_G_UNIT4 | 58327 | G | UNIT4 |  | Combustion Turbine | NENG_CT | Connecticut | Hartford | 1.9 | 2010 | 9999 |  |  |  | 1.1533 | Default Emission Factor
North Chicago Energy Center | 58328_G_GT1 | 58328 | G | GT1 |  | Combustion Turbine | PJM_COMD | Illinois | Lake | 5.2 | 2003 | 2045 |  |  |  | 0.04322 | Default Emission Factor
North Chicago Energy Center | 58328_G_GT2 | 58328 | G | GT2 |  | Combustion Turbine | PJM_COMD | Illinois | Lake | 7.1 | 2005 | 2045 |  |  |  | 0.04322 | Default Emission Factor
Rochelle Energy Center | 58377_G_REC1 | 58377 | G | REC1 |  | Landfill Gas | PJM_COMD | Illinois | Ogle | 1.6 | 2011 | 9999 |  |  |  | 1.5652 | Default Emission Factor
Rochelle Energy Center | 58377_G_REC2 | 58377 | G | REC2 |  | Landfill Gas | PJM_COMD | Illinois | Ogle | 1.6 | 2011 | 9999 |  |  |  | 1.5652 | Default Emission Factor
Rochelle Energy Center | 58377_G_REC3 | 58377 | G | REC3 |  | Landfill Gas | PJM_COMD | Illinois | Ogle | 1.6 | 2011 | 9999 |  |  |  | 1.5652 | Default Emission Factor
W.A. Parish Carbon Capture Plant | 58378_G_GT2 | 58378 | G | GT2 | 90816 | Combustion Turbine | ERC_REST | Texas | Fort Bend | 74 | 2013 | 9999 | 2019 | 1.0157 | 343230 | 0.00592 | NEI 2019
Cold Canyon 1 | 58379_G_W3998 | 58379 | G | W3998 |  | Landfill Gas | WEC_CALN | California | San Luis Obispo | 1.5 | 2013 | 9999 | 2018 | 6.2927 | 10462 | 1.203 | California Air Resources Board
Threemile Digester | 58382_G_GEN1 | 58382 | G | GEN1 |  | Non-Fossil Waste | WECC_PNW | Oregon | Morrow | 1.6 | 2012 | 9999 |  |  |  | 0.42147 | Default Emission Factor
Threemile Digester | 58382_G_GEN2 | 58382 | G | GEN2 |  | Non-Fossil Waste | WECC_PNW | Oregon | Morrow | 1.6 | 2012 | 9999 |  |  |  | 0.42147 | Default Emission Factor
Threemile Digester | 58382_G_GEN3 | 58382 | G | GEN3 |  | Non-Fossil Waste | WECC_PNW | Oregon | Morrow | 1.6 | 2012 | 9999 |  |  |  | 0.42147 | Default Emission Factor
Ameresco Johnson Canyon | 58397_G_ENG1 | 58397 | G | ENG1 |  | Landfill Gas | WEC_CALN | California | Monterey | 1.4 | 2013 | 9999 | 2018 | 4.6965 | 10122 | 0.92798 | California Air Resources Board
Synergy Biogas | 58399_G_1 | 58399 | G | 1 |  | Non-Fossil Waste | NY_Z_B | New York | Wyoming | 1.2 | 2011 | 9999 |  |  |  | 0.42147 | Default Emission Factor
Panda Liberty Generation Plant | 58420_G_GEN1 | 58420 | G | GEN1 | 90864 | Combined Cycle | PJM_PENE | Pennsylvania | Bradford | 378 | 2016 | 9999 | 2019 | 1.01 | 2532759 | 0.0008 | NEI 2019
Panda Liberty Generation Plant | 58420_G_GEN2 | 58420 | G | GEN2 | 90865 | Combined Cycle | PJM_PENE | Pennsylvania | Bradford | 378 | 2016 | 9999 | 2019 | 0.9 | 2246896 | 0.0008 | NEI 2019
Panda Patriot Generation Plant | 58426_G_GEN1 | 58426 | G | GEN1 | 90868 | Combined Cycle | PJM_WMAC | Pennsylvania | Lycoming | 382.5 | 2016 | 9999 | 2019 | 0.6 | 2058197 | 0.00058 | NEI 2019
Panda Patriot Generation Plant | 58426_G_GEN2 | 58426 | G | GEN2 | 90869 | Combined Cycle | PJM_WMAC | Pennsylvania | Lycoming | 382.5 | 2016 | 9999 | 2019 | 0.43 | 1912354 | 0.00045 | NEI 2019
Lansing BWL REO Town Plant | 58427_G_CTG1 | 58427 | G | CTG1 | 90870 | Combined Cycle | MIS_LMI | Michigan | Ingham | 31 | 2013 | 9999 | 2019 | 2.611 | 313514 | 0.01809 | NEI 2019
Lansing BWL REO Town Plant | 58427_G_CTG2 | 58427 | G | CTG2 | 90871 | Combined Cycle | MIS_LMI | Michigan | Ingham | 31 | 2013 | 9999 | 2019 | 2.291 | 228574 | 0.01809 | NEI 2019
Lansing BWL REO Town Plant | 58427_G_ST | 58427 | G | ST | 90870 | Combined Cycle | MIS_LMI | Michigan | Ingham | 12.9 | 2013 | 9999 |  |  |  | 0.01809 | NEI 2019
Sunshine Gas Producers | 58429_G_1 | 58429 | G | 1 |  | Landfill Gas | WEC_LADW | California | Los Angeles | 4 | 2014 | 9999 | 2018 | 1.2871 | 29748 | 0.08654 | California Air Resources Board
Sunshine Gas Producers | 58429_G_2 | 58429 | G | 2 |  | Landfill Gas | WEC_LADW | California | Los Angeles | 4 | 2014 | 9999 | 2018 | 1.2871 | 29748 | 0.08654 | California Air Resources Board
Sunshine Gas Producers | 58429_G_3 | 58429 | G | 3 |  | Landfill Gas | WEC_LADW | California | Los Angeles | 4 | 2014 | 9999 | 2018 | 1.2871 | 29748 | 0.08654 | California Air Resources Board
Sunshine Gas Producers | 58429_G_4 | 58429 | G | 4 |  | Landfill Gas | WEC_LADW | California | Los Angeles | 4 | 2014 | 9999 | 2018 | 1.2871 | 29748 | 0.08654 | California Air Resources Board
Sunshine Gas Producers | 58429_G_5 | 58429 | G | 5 |  | Landfill Gas | WEC_LADW | California | Los Angeles | 4 | 2014 | 9999 | 2018 | 1.2871 | 29748 | 0.08654 | California Air Resources Board
Houweling Nurseries | 58432_G_COG1 | 58432 | G | COG1 |  | Combustion Turbine | WECC_SCE | California | Ventura | 4.4 | 2012 | 9999 |  |  |  | 1.1533 | Default Emission Factor
Houweling Nurseries | 58432_G_COG2 | 58432 | G | COG2 |  | Combustion Turbine | WECC_SCE | California | Ventura | 4.4 | 2012 | 9999 |  |  |  | 1.1533 | Default Emission Factor
Houweling Nurseries | 58432_G_COG3 | 58432 | G | COG3 |  | Combustion Turbine | WECC_SCE | California | Ventura | 4.4 | 2013 | 9999 |  |  |  | 1.1533 | Default Emission Factor
Ameresco Vasco Road | 58435_G_ENG1 | 58435 | G | ENG1 |  | Landfill Gas | WEC_CALN | California | Alameda | 2.1 | 2014 | 9999 | 2018 | 13.2521 | 16849.5 | 1.573 | California Air Resources Board
Ameresco Vasco Road | 58435_G_ENG2 | 58435 | G | ENG2 |  | Landfill Gas | WEC_CALN | California | Alameda | 2.1 | 2014 | 9999 | 2018 | 13.2521 | 16849.5 | 1.573 | California Air Resources Board
Ameresco San Joaquin | 58436_G_ENG1 | 58436 | G | ENG1 |  | Landfill Gas | WEC_CALN | California | San Joaquin | 2.1 | 2014 | 9999 | 2018 | 0.16063 | 16538.5 | 0.01943 | California Air Resources Board
Ameresco San Joaquin | 58436_G_ENG2 | 58436 | G | ENG2 |  | Landfill Gas | WEC_CALN | California | San Joaquin | 2.1 | 2014 | 9999 | 2018 | 0.16063 | 16538.5 | 0.01943 | California Air Resources Board
Ameresco Forward | 58437_G_ENG1 | 58437 | G | ENG1 |  | Landfill Gas | WEC_CALN | California | San Joaquin | 2.1 | 2014 | 9999 |  |  |  | 1.5652 | Default Emission Factor
Ameresco Forward | 58437_G_ENG2 | 58437 | G | ENG2 |  | Landfill Gas | WEC_CALN | California | San Joaquin | 2.1 | 2014 | 9999 |  |  |  | 1.5652 | Default Emission Factor
Ector County Energy Center | 58471_G_CTG1 | 58471 | G | CTG1 | 90984 | Combustion Turbine | ERC_WEST | Texas | Ector | 150 | 2015 | 9999 | 2019 | 1.39 | 258195 | 0.01077 | NEI 2019
Ector County Energy Center | 58471_G_CTG2 | 58471 | G | CTG2 | 90985 | Combustion Turbine | ERC_WEST | Texas | Ector | 150 | 2015 | 9999 | 2019 | 1.6 | 258195 | 0.01239 | NEI 2019
Dart Container Corp | 58476_G_LFGT1 | 58476 | G | LFGT1 |  | Landfill Gas | PJM_EMAC | Pennsylvania | Lancaster | 4.6 | 2012 | 9999 |  |  |  | 1.5652 | Default Emission Factor
Dart Container Corp | 58476_G_LFGT2 | 58476 | G | LFGT2 |  | Landfill Gas | PJM_EMAC | Pennsylvania | Lancaster | 4.6 | 2012 | 9999 |  |  |  | 1.5652 | Default Emission Factor
LEPA Unit No. 1 | 58478_G_LEPA1 | 58478 | G | LEPA1 | 91024 | Combined Cycle | MIS_LA | Louisiana | St Mary | 48 | 2016 | 9999 | 2019 | 1.38 | 158211 | 0.01745 | NEI 2019
LEPA Unit No. 1 | 58478_G_LEPA2 | 58478 | G | LEPA2 |  | Combined Cycle | MIS_LA | Louisiana | St Mary | 16 | 2016 | 9999 |  |  |  | 0.01745 | NEI 2019
MAS ASB Cogen Plant | 58484_G_1 | 58484 | G | 1 |  | Landfill Gas | S_SOU | Georgia | Fulton | 2.2 | 2012 | 9999 |  |  |  | 1.5652 | Default Emission Factor
MAS ASB Cogen Plant | 58484_G_2 | 58484 | G | 2 |  | Landfill Gas | S_SOU | Georgia | Fulton | 2.2 | 2012 | 9999 |  |  |  | 1.5652 | Default Emission Factor
MAS ASB Cogen Plant | 58484_G_3 | 58484 | G | 3 |  | Landfill Gas | S_SOU | Georgia | Fulton | 2.2 | 2012 | 9999 |  |  |  | 1.5652 | Default Emission Factor
L&S Sweetners | 58497_G_GEN1 | 58497 | G | GEN1 |  | Landfill Gas | PJM_EMAC | Pennsylvania | Lancaster | 1.6 | 2013 | 9999 |  |  |  | 1.5652 | Default Emission Factor
L&S Sweetners | 58497_G_GEN2 | 58497 | G | GEN2 |  | Landfill Gas | PJM_EMAC | Pennsylvania | Lancaster | 1.6 | 2013 | 9999 |  |  |  | 1.5652 | Default Emission Factor
Carty Generating Station | 58503_G_GEN1 | 58503 | G | GEN1 | 90906 | Combined Cycle | WECC_PNW | Oregon | Morrow | 246.7 | 2016 | 9999 | 2019 | 22.4 | 2989615 | 0.01499 | NEI 2019
Carty Generating Station | 58503_G_GEN2 | 58503 | G | GEN2 | 90906 | Combined Cycle | WECC_PNW | Oregon | Morrow | 166.3 | 2016 | 9999 |  |  |  | 0.01499 | NEI 2019
Stoltze CoGen1 | 58523_G_STL2 | 58523 | G | STL2 |  | Biomass | WECC_MT | Montana | Flathead | 3 | 2013 | 9999 |  |  |  | 0.47976 | Default Emission Factor
City of Hayward WWTP | 58525_G_COGEN | 58525 | G | COGEN |  | Non-Fossil Waste | WEC_CALN | California | Alameda | 1.1 | 2014 | 9999 |  |  |  | 0.42147 | Default Emission Factor
Uwharrie Mountain Renewable | 58526_G_1 | 58526 | G | 1 |  | Landfill Gas | S_VACA | North Carolina | Montgomery | 1.6 | 2014 | 9999 |  |  |  | 1.5652 | Default Emission Factor
Uwharrie Mountain Renewable | 58526_G_2 | 58526 | G | 2 |  | Landfill Gas | S_VACA | North Carolina | Montgomery | 1.6 | 2014 | 9999 |  |  |  | 1.5652 | Default Emission Factor
Uwharrie Mountain Renewable | 58526_G_3 | 58526 | G | 3 |  | Landfill Gas | S_VACA | North Carolina | Montgomery | 1.6 | 2014 | 9999 |  |  |  | 1.5652 | Default Emission Factor
Uwharrie Mountain Renewable | 58526_G_4 | 58526 | G | 4 |  | Landfill Gas | S_VACA | North Carolina | Montgomery | 1.6 | 2014 | 9999 |  |  |  | 1.5652 | Default Emission Factor
Uwharrie Mountain Renewable | 58526_G_5 | 58526 | G | 5 |  | Landfill Gas | S_VACA | North Carolina | Montgomery | 1.6 | 2014 | 9999 |  |  |  | 1.5652 | Default Emission Factor
Uwharrie Mountain Renewable | 58526_G_6 | 58526 | G | 6 |  | Landfill Gas | S_VACA | North Carolina | Montgomery | 1.6 | 2014 | 9999 |  |  |  | 1.5652 | Default Emission Factor
Watervliet | 58546_G_GEN1 | 58546 | G | GEN1 |  | Landfill Gas | PJM_West | Michigan | Berrien | 1.6 | 2013 | 9999 |  |  |  | 1.5652 | Default Emission Factor
Watervliet | 58546_G_GEN2 | 58546 | G | GEN2 |  | Landfill Gas | PJM_West | Michigan | Berrien | 1.6 | 2013 | 9999 |  |  |  | 1.5652 | Default Emission Factor
Mesquite Generating Station Block 1 | 58557_G_GT1 | 58557 | G | GT1 | 4859 | Combined Cycle | WECC_AZ | Arizona | Maricopa | 153 | 2003 | 9999 | 2019 | 2.291 | 2315108 | 0.00495 | NEI 2019
Mesquite Generating Station Block 1 | 58557_G_GT2 | 58557 | G | GT2 | 4860 | Combined Cycle | WECC_AZ | Arizona | Maricopa | 153 | 2003 | 9999 | 2019 | 5.6641 | 900850 | 0.00495 | NEI 2019
Mesquite Generating Station Block 1 | 58557_G_ST1 | 58557 | G | ST1 | 4859 | Combined Cycle | WECC_AZ | Arizona | Maricopa | 289 | 2003 | 9999 |  |  |  | 0.00495 | NEI 2019
Onslow Power Producers | 58558_G_GEN1 | 58558 | G | GEN1 |  | Landfill Gas | S_VACA | North Carolina | Onslow | 1.9 | 2013 | 9999 |  |  |  | 1.5652 | Default Emission Factor
Bi-County Gas Producers | 58559_G_GEN1 | 58559 | G | GEN1 |  | Landfill Gas | S_C_TVA | Tennessee | Montgomery | 0.9 | 2011 | 9999 |  |  |  | 1.5652 | Default Emission Factor
Bi-County Gas Producers | 58559_G_GEN2 | 58559 | G | GEN2 |  | Landfill Gas | S_C_TVA | Tennessee | Montgomery | 1.9 | 2013 | 9999 |  |  |  | 1.5652 | Default Emission Factor
Montana Power Station | 58562_G_GT-1 | 58562 | G | GT-1 | 90902 | Combustion Turbine | WECC_NM | Texas | El Paso | 88.2 | 2015 | 9999 | 2019 | 4.5875 | 254249.5663 | 0.03609 | NEI 2019
Montana Power Station | 58562_G_GT-2 | 58562 | G | GT-2 | 90903 | Combustion Turbine | WECC_NM | Texas | El Paso | 88.2 | 2015 | 9999 | 2019 | 4.4126 | 254249.5663 | 0.03471 | NEI 2019
Montana Power Station | 58562_G_GT-3 | 58562 | G | GT-3 | 90904 | Combustion Turbine | WECC_NM | Texas | El Paso | 94.2 | 2016 | 9999 | 2019 | 3.3921 | 271545.4552 | 0.02498 | NEI 2019
Montana Power Station | 58562_G_GT-4 | 58562 | G | GT-4 | 90905 | Combustion Turbine | WECC_NM | Texas | El Paso | 94.2 | 2016 | 9999 | 2019 | 3.9252 | 271545.4552 | 0.02891 | NEI 2019
Hometown Bio Energy LLC | 58563_G_HTBE | 58563 | G | HTBE |  | Non-Fossil Waste | MIS_MNWI | Minnesota | Le Sueur | 7.6 | 2013 | 9999 |  |  |  | 0.42147 | Default Emission Factor
Gettysburg Energy & Nutrient Rec Facility | 58565_G_GENRF | 58565 | G | GENRF |  | Biomass | PJM_WMAC | Pennsylvania | Adams | 2.5 | 2013 | 9999 |  |  |  | 0.47976 | Default Emission Factor
Smithfield Packaged Meats Corp. | 58575_G_1 | 58575 | G | 1 |  | Combustion Turbine | S_VACA | North Carolina | Lenoir | 2.3 | 2013 | 9999 |  |  |  | 1.9821 | Default Emission Factor
Smithfield Packaged Meats Corp. | 58575_G_2 | 58575 | G | 2 |  | Combustion Turbine | S_VACA | North Carolina | Lenoir | 2.3 | 2013 | 9999 |  |  |  | 1.9821 | Default Emission Factor
Smithfield Packaged Meats Corp. | 58575_G_3 | 58575 | G | 3 |  | Combustion Turbine | S_VACA | North Carolina | Lenoir | 2.3 | 2013 | 9999 |  |  |  | 1.9821 | Default Emission Factor
Smithfield Packaged Meats Corp. | 58575_G_4 | 58575 | G | 4 |  | Combustion Turbine | S_VACA | North Carolina | Lenoir | 2.3 | 2013 | 9999 |  |  |  | 1.9821 | Default Emission Factor
Veolia ES Blackfoot Landfill Facility | 58577_G_BLG1 | 58577 | G | BLG1 |  | Landfill Gas | MIS_INKY | Indiana | Pike | 1.1 | 2009 | 9999 |  |  |  | 1.5652 | Default Emission Factor
Veolia ES Blackfoot Landfill Facility | 58577_G_BLG2 | 58577 | G | BLG2 |  | Landfill Gas | MIS_INKY | Indiana | Pike | 1.1 | 2009 | 9999 |  |  |  | 1.5652 | Default Emission Factor
HTW Plant 303 COGEN | 58597_G_CGN1 | 58597 | G | CGN1 |  | Combustion Turbine | WECC_UT | Utah | Salt Lake | 5.6 | 2008 | 9999 |  |  |  | 0.04322 | Default Emission Factor
One Market Plaza | 58607_G_1 | 58607 | G | 1 |  | Combustion Turbine | WEC_CALN | California | San Francisco | 0.5 | 2003 | 9999 | 2018 | 0.24185 | 832 | 0.58137 | California Air Resources Board
One Market Plaza | 58607_G_2 | 58607 | G | 2 |  | Combustion Turbine | WEC_CALN | California | San Francisco | 0.5 | 2003 | 9999 | 2018 | 0.24185 | 832 | 0.58137 | California Air Resources Board
One Market Plaza | 58607_G_3 | 58607 | G | 3 |  | Combustion Turbine | WEC_CALN | California | San Francisco | 0.5 | 2003 | 9999 | 2018 | 0.24185 | 832 | 0.58137 | California Air Resources Board
Transamerica Pyramid | 58619_G_1 | 58619 | G | 1 |  | Combustion Turbine | WEC_CALN | California | San Francisco | 0.5 | 2007 | 9999 |  |  |  | 1.1533 | Default Emission Factor
Transamerica Pyramid | 58619_G_2 | 58619 | G | 2 |  | Combustion Turbine | WEC_CALN | California | San Francisco | 0.5 | 2007 | 9999 |  |  |  | 1.1533 | Default Emission Factor
Orbit Energy Charlotte | 58638_G_1 | 58638 | G | 1 |  | Non-Fossil Waste | S_VACA | North Carolina | Mecklenburg | 5.2 | 2016 | 9999 |  |  |  | 0.42147 | Default Emission Factor
Finley Buttes Landfill Gas | 58687_G_GEN1 | 58687 | G | GEN1 |  | Landfill Gas | WECC_PNW | Oregon | Morrow | 1.6 | 2007 | 9999 |  |  |  | 1.5652 | Default Emission Factor
Finley Buttes Landfill Gas | 58687_G_GEN2 | 58687 | G | GEN2 |  | Landfill Gas | WECC_PNW | Oregon | Morrow | 1.6 | 2007 | 9999 |  |  |  | 1.5652 | Default Emission Factor
Finley Buttes Landfill Gas | 58687_G_GEN3 | 58687 | G | GEN3 |  | Landfill Gas | WECC_PNW | Oregon | Morrow | 1.6 | 2007 | 9999 |  |  |  | 1.5652 | Default Emission Factor
LRI LFGTE Facility | 58688_G_A | 58688 | G | A |  | Landfill Gas | WECC_PNW | Washington | Pierce | 1.5 | 2013 | 9999 |  |  |  | 1.5652 | Default Emission Factor
LRI LFGTE Facility | 58688_G_B | 58688 | G | B |  | Landfill Gas | WECC_PNW | Washington | Pierce | 1.5 | 2013 | 9999 |  |  |  | 1.5652 | Default Emission Factor
LRI LFGTE Facility | 58688_G_C | 58688 | G | C |  | Landfill Gas | WECC_PNW | Washington | Pierce | 1.5 | 2013 | 9999 |  |  |  | 1.5652 | Default Emission Factor
L V Sutton Combined Cycle | 58697_G_CA1 | 58697 | G | CA1 | 90667 | Combined Cycle | S_VACA | North Carolina | New Hanover | 266 | 2013 | 9999 |  |  |  | 0.00282 | NEI 2019
L V Sutton Combined Cycle | 58697_G_CT004 | 58697 | G | CT004 |  | Combustion Turbine | S_VACA | North Carolina | New Hanover | 39 | 2017 | 9999 | 2019 | 8.73 | 97405.501 | 0.17925 | NEI 2019
L V Sutton Combined Cycle | 58697_G_CT005 | 58697 | G | CT005 |  | Combustion Turbine | S_VACA | North Carolina | New Hanover | 39 | 2017 | 9999 | 2019 | 9.02 | 97405.501 | 0.18521 | NEI 2019
L V Sutton Combined Cycle | 58697_G_CT1 | 58697 | G | CT1 | 90667 | Combined Cycle | S_VACA | North Carolina | New Hanover | 170 | 2013 | 9999 | 2019 | 3.15 | 3047647 | 0.00282 | NEI 2019
L V Sutton Combined Cycle | 58697_G_CT2 | 58697 | G | CT2 | 90668 | Combined Cycle | S_VACA | North Carolina | New Hanover | 171 | 2013 | 9999 | 2019 | 3.1 | 1378037 | 0.00282 | NEI 2019
ABEC Bidart-Old River LLC | 58699_G_GEN 1 | 58699 | G | GEN 1 |  | Non-Fossil Waste | WECC_SCE | California | Kern | 0.9 | 2013 | 9999 |  |  |  | 0.42147 | Default Emission Factor
ABEC Bidart-Old River LLC | 58699_G_GEN 2 | 58699 | G | GEN 2 |  | Non-Fossil Waste | WECC_SCE | California | Kern | 0.9 | 2013 | 9999 |  |  |  | 0.42147 | Default Emission Factor
Zeeland Farm Services | 58704_G_CAT-1 | 58704 | G | CAT-1 |  | Non-Fossil Waste | MIS_LMI | Michigan | Ottawa | 1.4 | 2006 | 9999 |  |  |  | 0.42147 | Default Emission Factor
Zeeland Farm Services | 58704_G_CAT-2 | 58704 | G | CAT-2 |  | Non-Fossil Waste | MIS_LMI | Michigan | Ottawa | 1.5 | 2009 | 9999 |  |  |  | 0.42147 | Default Emission Factor
Oxbow Creek | 58714_G_GEN1 | 58714 | G | GEN1 |  | Combustion Turbine | PJM_PENE | Pennsylvania | Wyoming | 4.2 | 2019 | 9999 |  |  |  | 0.49206 | Default Emission Factor
Oxbow Creek | 58714_G_GEN2 | 58714 | G | GEN2 |  | Combustion Turbine | PJM_PENE | Pennsylvania | Wyoming | 4.2 | 2019 | 9999 |  |  |  | 0.49206 | Default Emission Factor
Oxbow Creek | 58714_G_GEN3 | 58714 | G | GEN3 |  | Combustion Turbine | PJM_PENE | Pennsylvania | Wyoming | 4.2 | 2019 | 9999 |  |  |  | 0.49206 | Default Emission Factor
Oxbow Creek | 58714_G_GEN4 | 58714 | G | GEN4 |  | Combustion Turbine | PJM_PENE | Pennsylvania | Wyoming | 4.2 | 2019 | 9999 |  |  |  | 0.49206 | Default Emission Factor
Oxbow Creek | 58714_G_GEN5 | 58714 | G | GEN5 |  | Combustion Turbine | PJM_PENE | Pennsylvania | Wyoming | 4.2 | 2019 | 9999 |  |  |  | 0.49206 | Default Emission Factor
Roundtop | 58715_G_GEN1 | 58715 | G | GEN1 |  | Combustion Turbine | PJM_PENE | Pennsylvania | Susquehanna | 4.2 | 2015 | 9999 |  |  |  | 1.1533 | Default Emission Factor
Roundtop | 58715_G_GEN2 | 58715 | G | GEN2 |  | Combustion Turbine | PJM_PENE | Pennsylvania | Susquehanna | 4.2 | 2015 | 9999 |  |  |  | 1.1533 | Default Emission Factor
Roundtop | 58715_G_GEN3 | 58715 | G | GEN3 |  | Combustion Turbine | PJM_PENE | Pennsylvania | Susquehanna | 4.2 | 2015 | 9999 |  |  |  | 1.1533 | Default Emission Factor
Roundtop | 58715_G_GEN4 | 58715 | G | GEN4 |  | Combustion Turbine | PJM_PENE | Pennsylvania | Susquehanna | 4.2 | 2015 | 9999 |  |  |  | 1.1533 | Default Emission Factor
Roundtop | 58715_G_GEN5 | 58715 | G | GEN5 |  | Combustion Turbine | PJM_PENE | Pennsylvania | Susquehanna | 4.2 | 2015 | 9999 |  |  |  | 1.1533 | Default Emission Factor
GreenWhey Energy Inc | 58747_G_GEN1 | 58747 | G | GEN1 |  | Non-Fossil Waste | MIS_MNWI | Wisconsin | Polk | 1.6 | 2013 | 9999 |  |  |  | 0.42147 | Default Emission Factor
GreenWhey Energy Inc | 58747_G_GEN2 | 58747 | G | GEN2 |  | Non-Fossil Waste | MIS_MNWI | Wisconsin | Polk | 1.6 | 2013 | 9999 |  |  |  | 0.42147 | Default Emission Factor
Beaver Dam | 58811_G_GEN1 | 58811 | G | GEN1 |  | Combustion Turbine | PJM_PENE | Pennsylvania | Bradford | 4.2 | 2016 | 9999 |  |  |  | 1.1533 | Default Emission Factor
Beaver Dam | 58811_G_GEN2 | 58811 | G | GEN2 |  | Combustion Turbine | PJM_PENE | Pennsylvania | Bradford | 4.2 | 2016 | 9999 |  |  |  | 1.1533 | Default Emission Factor
Beaver Dam | 58811_G_GEN3 | 58811 | G | GEN3 |  | Combustion Turbine | PJM_PENE | Pennsylvania | Bradford | 4.2 | 2016 | 9999 |  |  |  | 1.1533 | Default Emission Factor
Beaver Dam | 58811_G_GEN4 | 58811 | G | GEN4 |  | Combustion Turbine | PJM_PENE | Pennsylvania | Bradford | 4.2 | 2016 | 9999 |  |  |  | 1.1533 | Default Emission Factor
Beaver Dam | 58811_G_GEN5 | 58811 | G | GEN5 |  | Combustion Turbine | PJM_PENE | Pennsylvania | Bradford | 4.2 | 2016 | 9999 |  |  |  | 1.1533 | Default Emission Factor
Alpaca | 58813_G_1 | 58813 | G | 1 |  | Combustion Turbine | PJM_PENE | Pennsylvania | Bradford | 6.8 | 2017 | 9999 |  |  |  | 1.1533 | Default Emission Factor
Alpaca | 58813_G_2 | 58813 | G | 2 |  | Combustion Turbine | PJM_PENE | Pennsylvania | Bradford | 6.8 | 2017 | 9999 |  |  |  | 1.1533 | Default Emission Factor
Alpaca | 58813_G_3 | 58813 | G | 3 |  | Combustion Turbine | PJM_PENE | Pennsylvania | Bradford | 6.8 | 2017 | 9999 |  |  |  | 1.1533 | Default Emission Factor
Hilton NY Co Gen Plant | 58815_G_1 | 58815 | G | 1 |  | Combustion Turbine | NY_Z_J | New York | New York | 1.8 | 2013 | 9999 |  |  |  | 1.1533 | Default Emission Factor
Milan | 58818_G_1 | 58818 | G | 1 |  | Combustion Turbine | PJM_PENE | Pennsylvania | Bradford | 6.8 | 2017 | 9999 |  |  |  | 1.1533 | Default Emission Factor
Milan | 58818_G_2 | 58818 | G | 2 |  | Combustion Turbine | PJM_PENE | Pennsylvania | Bradford | 6.8 | 2017 | 9999 |  |  |  | 1.1533 | Default Emission Factor
Milan | 58818_G_3 | 58818 | G | 3 |  | Combustion Turbine | PJM_PENE | Pennsylvania | Bradford | 6.8 | 2017 | 9999 |  |  |  | 1.1533 | Default Emission Factor
MTHS Co-Gen Buildings | 58825_G_STH1 | 58825 | G | STH1 |  | Combustion Turbine | PJM_COMD | Illinois | Cook | 0.6 | 1992 | 2045 |  |  |  | 1.1533 | Default Emission Factor
MTHS Co-Gen Buildings | 58825_G_STH2 | 58825 | G | STH2 |  | Combustion Turbine | PJM_COMD | Illinois | Cook | 0.6 | 1992 | 2045 |  |  |  | 1.1533 | Default Emission Factor
Richland Center Renewable Energy LLC | 58834_G_UNIT1 | 58834 | G | UNIT1 |  | Non-Fossil Waste | MIS_MNWI | Wisconsin | Richland | 0.8 | 2013 | 9999 |  |  |  | 0.42147 | Default Emission Factor
Richland Center Renewable Energy LLC | 58834_G_UNIT2 | 58834 | G | UNIT2 |  | Non-Fossil Waste | MIS_MNWI | Wisconsin | Richland | 0.8 | 2013 | 9999 |  |  |  | 0.42147 | Default Emission Factor
Elk Station | 58835_G_ELK1 | 58835 | G | ELK1 |  | Combustion Turbine | SPP_SPS | Texas | Hale | 195 | 2015 | 9999 | 2019 | 4.8029 | 368291.6667 | 0.02608 | NEI 2019
Elk Station | 58835_G_ELK2 | 58835 | G | ELK2 |  | Combustion Turbine | SPP_SPS | Texas | Hale | 195 | 2016 | 9999 | 2019 | 4.7352 | 368291.6667 | 0.02571 | NEI 2019
Elk Station | 58835_G_ELK3 | 58835 | G | ELK3 |  | Combustion Turbine | SPP_SPS | Texas | Hale | 195 | 2016 | 9999 | 2019 | 1.5211 | 368291.6667 | 0.00826 | NEI 2019
Reventure Park | 58865_G_LFG | 58865 | G | LFG |  | Landfill Gas | S_VACA | North Carolina | Mecklenburg | 1.9 | 2014 | 9999 |  |  |  | 1.5652 | Default Emission Factor
Reventure Park | 58865_G_RNG | 58865 | G | RNG |  | Landfill Gas | S_VACA | North Carolina | Mecklenburg | 1.6 | 2015 | 9999 |  |  |  | 1.5652 | Default Emission Factor
Rentech Nitrogen Pasadena Cogeneration | 58870_G_MG202 | 58870 | G | MG202 |  | Non-Fossil Waste | ERC_REST | Texas | Harris | 14 | 2015 | 9999 |  |  |  | 0.42147 | Default Emission Factor
Temple SEGF | 58897_G_19G01 | 58897 | G | 19G01 |  | Combustion Turbine | PJM_EMAC | Pennsylvania | Philadelphia | 1.6 | 1993 | 9999 |  |  |  | 1.1533 | Default Emission Factor
Temple SEGF | 58897_G_19G02 | 58897 | G | 19G02 |  | Combustion Turbine | PJM_EMAC | Pennsylvania | Philadelphia | 1.6 | 1993 | 9999 |  |  |  | 1.1533 | Default Emission Factor
Temple SEGF | 58897_G_19G03 | 58897 | G | 19G03 |  | Combustion Turbine | PJM_EMAC | Pennsylvania | Philadelphia | 1.6 | 1993 | 9999 |  |  |  | 1.1533 | Default Emission Factor
Temple SEGF | 58897_G_19G04 | 58897 | G | 19G04 |  | Combustion Turbine | PJM_EMAC | Pennsylvania | Philadelphia | 1.6 | 1993 | 9999 |  |  |  | 1.1533 | Default Emission Factor
Temple SEGF | 58897_G_19G05 | 58897 | G | 19G05 |  | Combustion Turbine | PJM_EMAC | Pennsylvania | Philadelphia | 1.6 | 1993 | 9999 |  |  |  | 1.1533 | Default Emission Factor
Temple SEGF | 58897_G_19G06 | 58897 | G | 19G06 |  | Combustion Turbine | PJM_EMAC | Pennsylvania | Philadelphia | 1.6 | 1993 | 9999 |  |  |  | 1.1533 | Default Emission Factor
Temple SEGF | 58897_G_19G07 | 58897 | G | 19G07 |  | Combustion Turbine | PJM_EMAC | Pennsylvania | Philadelphia | 1.6 | 1993 | 9999 |  |  |  | 1.1533 | Default Emission Factor
Temple SEGF | 58897_G_19G08 | 58897 | G | 19G08 |  | Combustion Turbine | PJM_EMAC | Pennsylvania | Philadelphia | 1.6 | 1993 | 9999 |  |  |  | 1.1533 | Default Emission Factor
Temple SEGF | 58897_G_19G09 | 58897 | G | 19G09 |  | Combustion Turbine | PJM_EMAC | Pennsylvania | Philadelphia | 1.6 | 1993 | 9999 |  |  |  | 1.1533 | Default Emission Factor
Temple SEGF | 58897_G_19G10 | 58897 | G | 19G10 |  | Combustion Turbine | PJM_EMAC | Pennsylvania | Philadelphia | 1.6 | 1993 | 9999 |  |  |  | 1.1533 | Default Emission Factor
MCAGCC Cogen Plant | 58914_G_CG1 | 58914 | G | CG1 |  | Combustion Turbine | WECC_SCE | California | San Bernardino | 7 | 2003 | 9999 |  |  |  | 0.04322 | Default Emission Factor
MCAGCC Cogen Plant | 58914_G_CG100 | 58914 | G | CG100 |  | Combustion Turbine | WECC_SCE | California | San Bernardino | 4.6 | 2014 | 9999 |  |  |  | 0.04322 | Default Emission Factor
MCAGCC Cogen Plant | 58914_G_CG200 | 58914 | G | CG200 |  | Combustion Turbine | WECC_SCE | California | San Bernardino | 4.6 | 2014 | 9999 |  |  |  | 0.04322 | Default Emission Factor
Napoleon Biogas | 58921_G_GEN1 | 58921 | G | GEN1 |  | Non-Fossil Waste | PJM_ATSI | Ohio | Henry | 1.2 | 2013 | 9999 |  |  |  | 0.42147 | Default Emission Factor
Napoleon Biogas | 58921_G_GEN2 | 58921 | G | GEN2 |  | Non-Fossil Waste | PJM_ATSI | Ohio | Henry | 1.2 | 2013 | 9999 |  |  |  | 0.42147 | Default Emission Factor
Melrose 2 | 58929_G_12286 | 58929 | G | 12286 |  | Combustion Turbine | MIS_MNWI | Minnesota | Stearns | 0.9 | 2014 | 9999 |  |  |  | 1.9821 | Default Emission Factor
Shell Chemical Appalachia LLC | 58933_G_GTG1 | 58933 | G | GTG1 |  | Combined Cycle | PJM_ATSI | Pennsylvania | Beaver | 37.1 | 2020 | 9999 |  |  |  | 0.01015 | Default Emission Factor
Shell Chemical Appalachia LLC | 58933_G_GTG2 | 58933 | G | GTG2 |  | Combined Cycle | PJM_ATSI | Pennsylvania | Beaver | 37.1 | 2020 | 9999 |  |  |  | 0.01015 | Default Emission Factor
Shell Chemical Appalachia LLC | 58933_G_GTG3 | 58933 | G | GTG3 |  | Combined Cycle | PJM_ATSI | Pennsylvania | Beaver | 37.1 | 2020 | 9999 |  |  |  | 0.01015 | Default Emission Factor
Shell Chemical Appalachia LLC | 58933_G_STG1 | 58933 | G | STG1 |  | Combined Cycle | PJM_ATSI | Pennsylvania | Beaver | 72.7 | 2020 | 9999 |  |  |  | 0.01015 | Default Emission Factor
Shell Chemical Appalachia LLC | 58933_G_STG2 | 58933 | G | STG2 |  | Combined Cycle | PJM_ATSI | Pennsylvania | Beaver | 72.7 | 2020 | 9999 |  |  |  | 0.01015 | Default Emission Factor
Ameresco Dallas LLC | 58946_G_ENG1 | 58946 | G | ENG1 |  | Landfill Gas | ERC_REST | Texas | Dallas | 1.4 | 2011 | 9999 | 2018 | 2.5433 | 7895.6667 | 0.64424 | Texas Emissions Inventory
Ameresco Dallas LLC | 58946_G_ENG2 | 58946 | G | ENG2 |  | Landfill Gas | ERC_REST | Texas | Dallas | 1.4 | 2011 | 9999 | 2018 | 2.5433 | 7895.6667 | 0.64424 | Texas Emissions Inventory
Ameresco Dallas LLC | 58946_G_ENG3 | 58946 | G | ENG3 |  | Landfill Gas | ERC_REST | Texas | Dallas | 1.4 | 2011 | 9999 | 2018 | 2.5433 | 7895.6667 | 0.64424 | Texas Emissions Inventory
Bristol Myers Squibb Lawrenceville | 58947_G_DG101 | 58947 | G | DG101 |  | Combustion Turbine | PJM_EMAC | New Jersey | Mercer | 0.9 | 1991 | 9999 |  |  |  | 1.9821 | Default Emission Factor
Bristol Myers Squibb Lawrenceville | 58947_G_TG101 | 58947 | G | TG101 |  | Combustion Turbine | PJM_EMAC | New Jersey | Mercer | 4 | 1995 | 9999 |  |  |  | 0.04322 | Default Emission Factor
Central Valley Ag Power | 58978_G_CVAP | 58978 | G | CVAP |  | Non-Fossil Waste | WEC_CALN | California | Stanislaus | 1.5 | 2014 | 9999 |  |  |  | 0.42147 | Default Emission Factor
Akron WRF | 58980_G_2G-1 | 58980 | G | 2G-1 |  | Non-Fossil Waste | PJM_ATSI | Ohio | Summit | 0.6 | 2014 | 9999 |  |  |  | 0.42147 | Default Emission Factor
Akron WRF | 58980_G_2G-2 | 58980 | G | 2G-2 |  | Non-Fossil Waste | PJM_ATSI | Ohio | Summit | 0.6 | 2014 | 9999 |  |  |  | 0.42147 | Default Emission Factor
Akron WRF | 58980_G_2G-3 | 58980 | G | 2G-3 |  | Non-Fossil Waste | PJM_ATSI | Ohio | Summit | 0.6 | 2014 | 9999 |  |  |  | 0.42147 | Default Emission Factor
St. Olaf StandBy Generators | 58996_G_SBIC1 | 58996 | G | SBIC1 |  | Combustion Turbine | MIS_MNWI | Minnesota | Rice | 0.4 | 1999 | 9999 |  |  |  | 1.9821 | Default Emission Factor
St. Olaf StandBy Generators | 58996_G_SBIC2 | 58996 | G | SBIC2 |  | Combustion Turbine | MIS_MNWI | Minnesota | Rice | 1.7 | 1999 | 9999 |  |  |  | 1.9821 | Default Emission Factor
St. Olaf StandBy Generators | 58996_G_SBIC3 | 58996 | G | SBIC3 |  | Combustion Turbine | MIS_MNWI | Minnesota | Rice | 1.7 | 1999 | 9999 |  |  |  | 1.9821 | Default Emission Factor
SRF Sorghum to Ethanol Advanced Biorefin | 58997_G_G1001 | 58997 | G | G1001 |  | Biomass | FRCC | Florida | Hendry | 12 | 2021 | 9999 |  |  |  | 0.15454 | Default Emission Factor
Carlsbad Energy Center | 59002_G_CEC 6 | 59002 | G | CEC 6 |  | Combustion Turbine | WEC_SDGE | California | San Diego | 105.5 | 2018 | 9999 |  |  |  | 0.04322 | Default Emission Factor
Carlsbad Energy Center | 59002_G_CEC 7 | 59002 | G | CEC 7 |  | Combustion Turbine | WEC_SDGE | California | San Diego | 105.5 | 2018 | 9999 |  |  |  | 0.04322 | Default Emission Factor
Carlsbad Energy Center | 59002_G_CEC 8 | 59002 | G | CEC 8 |  | Combustion Turbine | WEC_SDGE | California | San Diego | 105.5 | 2018 | 9999 |  |  |  | 0.04322 | Default Emission Factor
Carlsbad Energy Center | 59002_G_CEC 9 | 59002 | G | CEC 9 |  | Combustion Turbine | WEC_SDGE | California | San Diego | 105.5 | 2018 | 9999 |  |  |  | 0.04322 | Default Emission Factor
Carlsbad Energy Center | 59002_G_CEC10 | 59002 | G | CEC10 |  | Combustion Turbine | WEC_SDGE | California | San Diego | 105.5 | 2018 | 9999 |  |  |  | 0.04322 | Default Emission Factor
Stonewall | 59004_G_GEN1 | 59004 | G | GEN1 | 91025 | Combined Cycle | PJM_Dom | Virginia | Loudoun | 220 | 2017 | 9999 | 2019 | 5.3346 | 2684659 | 0.00336 | NEI 2019
Stonewall | 59004_G_GEN2 | 59004 | G | GEN2 | 91026 | Combined Cycle | PJM_Dom | Virginia | Loudoun | 220 | 2017 | 9999 | 2019 | 1.3079 | 1273020 | 0.00336 | NEI 2019
Stonewall | 59004_G_GEN3 | 59004 | G | GEN3 | 91025 | Combined Cycle | PJM_Dom | Virginia | Loudoun | 326 | 2017 | 9999 |  |  |  | 0.00336 | NEI 2019
Southbridge Landfill Gas-to-Energy | 59011_G_CAT | 59011 | G | CAT |  | Landfill Gas | NENGREST | Massachusetts | Worcester | 1.5 | 2011 | 9999 |  |  |  | 1.5652 | Default Emission Factor
DC Water CHP | 59012_G_TURB1 | 59012 | G | TURB1 |  | Non-Fossil Waste | PJM_SMAC | District of Columbia | District of Columbia | 4 | 2015 | 9999 |  |  |  | 0.42147 | Default Emission Factor
DC Water CHP | 59012_G_TURB2 | 59012 | G | TURB2 |  | Non-Fossil Waste | PJM_SMAC | District of Columbia | District of Columbia | 4 | 2015 | 9999 |  |  |  | 0.42147 | Default Emission Factor
DC Water CHP | 59012_G_TURB3 | 59012 | G | TURB3 |  | Non-Fossil Waste | PJM_SMAC | District of Columbia | District of Columbia | 4 | 2015 | 9999 |  |  |  | 0.42147 | Default Emission Factor
Back River Waste Water Treatment | 59026_G_CHP 1 | 59026 | G | CHP 1 |  | Non-Fossil Waste | PJM_SMAC | Maryland | Baltimore City | 0.9 | 2009 | 9999 |  |  |  | 0.42147 | Default Emission Factor
Back River Waste Water Treatment | 59026_G_CHP 2 | 59026 | G | CHP 2 |  | Non-Fossil Waste | PJM_SMAC | Maryland | Baltimore City | 0.9 | 2009 | 9999 |  |  |  | 0.42147 | Default Emission Factor
Jameson Energy Center | 59045_G_JEC1 | 59045 | G | JEC1 |  | Combustion Turbine | SPP_N | Kansas | Finney | 9 | 2014 | 9999 |  |  |  | 1.1533 | Default Emission Factor
Jameson Energy Center | 59045_G_JEC2 | 59045 | G | JEC2 |  | Combustion Turbine | SPP_N | Kansas | Finney | 9 | 2014 | 9999 |  |  |  | 1.1533 | Default Emission Factor
Jameson Energy Center | 59045_G_JEC3 | 59045 | G | JEC3 |  | Combustion Turbine | SPP_N | Kansas | Finney | 9 | 2014 | 9999 |  |  |  | 1.1533 | Default Emission Factor
Rariton OMP | 59055_G_CHP1 | 59055 | G | CHP1 |  | Combustion Turbine | PJM_EMAC | New Jersey | Somerset | 3 | 2009 | 9999 |  |  |  | 1.1533 | Default Emission Factor
Spring House | 59056_G_GEN 1 | 59056 | G | GEN 1 |  | Combustion Turbine | PJM_EMAC | Pennsylvania | Montgomery | 3.8 | 2013 | 9999 |  |  |  | 1.1533 | Default Emission Factor
Wooster Renewable Energy | 59072_G_WRE 1 | 59072 | G | WRE 1 |  | Non-Fossil Waste | PJM_ATSI | Ohio | Wayne | 1 | 2013 | 9999 |  |  |  | 0.42147 | Default Emission Factor
Cove Point LNG Terminal | 59073_G_111JA | 59073 | G | 111JA |  | Combustion Turbine | PJM_SMAC | Maryland | Calvert | 8.5 | 1978 | 9999 | 2019 | 0.09179 | 18526.1553 | 0.00991 | NEI 2019
Cove Point LNG Terminal | 59073_G_111JB | 59073 | G | 111JB |  | Combustion Turbine | PJM_SMAC | Maryland | Calvert | 8.5 | 1978 | 9999 | 2019 | 0.10833 | 18526.1553 | 0.0117 | NEI 2019
Cove Point LNG Terminal | 59073_G_111JC | 59073 | G | 111JC |  | Combustion Turbine | PJM_SMAC | Maryland | Calvert | 8.5 | 1978 | 9999 | 2019 | 0.10973 | 18526.1553 | 0.01185 | NEI 2019
Cove Point LNG Terminal | 59073_G_214JA | 59073 | G | 214JA | 91293 | Combustion Turbine | PJM_SMAC | Maryland | Calvert | 21.7 | 2009 | 9999 | 2019 | 0.69978 | 47296.1846 | 0.02959 | NEI 2019
Cove Point LNG Terminal | 59073_G_214JB | 59073 | G | 214JB | 91294 | Combustion Turbine | PJM_SMAC | Maryland | Calvert | 21.7 | 2009 | 9999 | 2019 | 0.89675 | 47296.1846 | 0.03792 | NEI 2019
Cove Point LNG Terminal | 59073_G_311JA | 59073 | G | 311JA |  | Combustion Turbine | PJM_SMAC | Maryland | Calvert | 12.9 | 2009 | 9999 |  |  |  | 0.04322 | Default Emission Factor
Cove Point LNG Terminal | 59073_G_5EG | 59073 | G | 5EG |  | Combustion Turbine | PJM_SMAC | Maryland | Calvert | 1 | 2018 | 9999 |  |  |  | 1.9821 | Default Emission Factor
SC 1 Data Center, Phase 2 | 59074_G_17A | 59074 | G | 17A |  | Combustion Turbine | WEC_CALN | California | Santa Clara | 2.3 | 2017 | 9999 |  |  |  | 1.9821 | Default Emission Factor
SC 1 Data Center, Phase 2 | 59074_G_17B | 59074 | G | 17B |  | Combustion Turbine | WEC_CALN | California | Santa Clara | 2.3 | 2017 | 9999 |  |  |  | 1.9821 | Default Emission Factor
SC 1 Data Center, Phase 2 | 59074_G_18A | 59074 | G | 18A |  | Combustion Turbine | WEC_CALN | California | Santa Clara | 2.3 | 2017 | 9999 |  |  |  | 1.9821 | Default Emission Factor
SC 1 Data Center, Phase 2 | 59074_G_18B | 59074 | G | 18B |  | Combustion Turbine | WEC_CALN | California | Santa Clara | 2.3 | 2017 | 9999 |  |  |  | 1.9821 | Default Emission Factor
SC 1 Data Center, Phase 2 | 59074_G_19A | 59074 | G | 19A |  | Combustion Turbine | WEC_CALN | California | Santa Clara | 2.3 | 2017 | 9999 |  |  |  | 1.9821 | Default Emission Factor
SC 1 Data Center, Phase 2 | 59074_G_19B | 59074 | G | 19B |  | Combustion Turbine | WEC_CALN | California | Santa Clara | 2.3 | 2017 | 9999 |  |  |  | 1.9821 | Default Emission Factor
SC 1 Data Center, Phase 2 | 59074_G_20A | 59074 | G | 20A |  | Combustion Turbine | WEC_CALN | California | Santa Clara | 2.3 | 2017 | 9999 |  |  |  | 1.9821 | Default Emission Factor
SC 1 Data Center, Phase 2 | 59074_G_20B | 59074 | G | 20B |  | Combustion Turbine | WEC_CALN | California | Santa Clara | 2.3 | 2017 | 9999 |  |  |  | 1.9821 | Default Emission Factor
SC 1 Data Center, Phase 2 | 59074_G_21A | 59074 | G | 21A |  | Combustion Turbine | WEC_CALN | California | Santa Clara | 2.3 | 2017 | 9999 |  |  |  | 1.9821 | Default Emission Factor
SC 1 Data Center, Phase 2 | 59074_G_21B | 59074 | G | 21B |  | Combustion Turbine | WEC_CALN | California | Santa Clara | 2.3 | 2017 | 9999 |  |  |  | 1.9821 | Default Emission Factor
SC 1 Data Center, Phase 2 | 59074_G_22A | 59074 | G | 22A |  | Combustion Turbine | WEC_CALN | California | Santa Clara | 2.3 | 2017 | 9999 |  |  |  | 1.9821 | Default Emission Factor
SC 1 Data Center, Phase 2 | 59074_G_22B | 59074 | G | 22B |  | Combustion Turbine | WEC_CALN | California | Santa Clara | 2.3 | 2017 | 9999 |  |  |  | 1.9821 | Default Emission Factor
SC 1 Data Center, Phase 2 | 59074_G_EG10B | 59074 | G | EG10B |  | Combustion Turbine | WEC_CALN | California | Santa Clara | 2.3 | 2014 | 9999 |  |  |  | 1.9821 | Default Emission Factor
SC 1 Data Center, Phase 2 | 59074_G_EG11A | 59074 | G | EG11A |  | Combustion Turbine | WEC_CALN | California | Santa Clara | 2.3 | 2014 | 9999 |  |  |  | 1.9821 | Default Emission Factor
SC 1 Data Center, Phase 2 | 59074_G_EG11B | 59074 | G | EG11B |  | Combustion Turbine | WEC_CALN | California | Santa Clara | 2.3 | 2014 | 9999 |  |  |  | 1.9821 | Default Emission Factor
SC 1 Data Center, Phase 2 | 59074_G_EG12A | 59074 | G | EG12A |  | Combustion Turbine | WEC_CALN | California | Santa Clara | 2.3 | 2014 | 9999 |  |  |  | 1.9821 | Default Emission Factor
SC 1 Data Center, Phase 2 | 59074_G_EG12B | 59074 | G | EG12B |  | Combustion Turbine | WEC_CALN | California | Santa Clara | 2.3 | 2014 | 9999 |  |  |  | 1.9821 | Default Emission Factor
SC 1 Data Center, Phase 2 | 59074_G_EG13A | 59074 | G | EG13A |  | Combustion Turbine | WEC_CALN | California | Santa Clara | 2.3 | 2014 | 9999 |  |  |  | 1.9821 | Default Emission Factor
SC 1 Data Center, Phase 2 | 59074_G_EG14A | 59074 | G | EG14A |  | Combustion Turbine | WEC_CALN | California | Santa Clara | 2.3 | 2014 | 9999 |  |  |  | 1.9821 | Default Emission Factor
SC 1 Data Center, Phase 2 | 59074_G_EG15A | 59074 | G | EG15A |  | Combustion Turbine | WEC_CALN | California | Santa Clara | 2.3 | 2015 | 9999 |  |  |  | 1.9821 | Default Emission Factor
SC 1 Data Center, Phase 2 | 59074_G_EG15B | 59074 | G | EG15B |  | Combustion Turbine | WEC_CALN | California | Santa Clara | 2.3 | 2015 | 9999 |  |  |  | 1.9821 | Default Emission Factor
SC 1 Data Center, Phase 2 | 59074_G_EG16A | 59074 | G | EG16A |  | Combustion Turbine | WEC_CALN | California | Santa Clara | 2.3 | 2015 | 9999 |  |  |  | 1.9821 | Default Emission Factor
SC 1 Data Center, Phase 2 | 59074_G_EG16B | 59074 | G | EG16B |  | Combustion Turbine | WEC_CALN | California | Santa Clara | 2.3 | 2015 | 9999 |  |  |  | 1.9821 | Default Emission Factor
SC 1 Data Center, Phase 2 | 59074_G_EG1A | 59074 | G | EG1A |  | Combustion Turbine | WEC_CALN | California | Santa Clara | 2.2 | 2011 | 9999 |  |  |  | 1.9821 | Default Emission Factor
SC 1 Data Center, Phase 2 | 59074_G_EG1B | 59074 | G | EG1B |  | Combustion Turbine | WEC_CALN | California | Santa Clara | 2.2 | 2011 | 9999 |  |  |  | 1.9821 | Default Emission Factor
SC 1 Data Center, Phase 2 | 59074_G_EG2A | 59074 | G | EG2A |  | Combustion Turbine | WEC_CALN | California | Santa Clara | 2.2 | 2011 | 9999 |  |  |  | 1.9821 | Default Emission Factor
SC 1 Data Center, Phase 2 | 59074_G_EG2B | 59074 | G | EG2B |  | Combustion Turbine | WEC_CALN | California | Santa Clara | 2.2 | 2011 | 9999 |  |  |  | 1.9821 | Default Emission Factor
SC 1 Data Center, Phase 2 | 59074_G_EG3A | 59074 | G | EG3A |  | Combustion Turbine | WEC_CALN | California | Santa Clara | 2.2 | 2011 | 9999 |  |  |  | 1.9821 | Default Emission Factor
SC 1 Data Center, Phase 2 | 59074_G_EG3B | 59074 | G | EG3B |  | Combustion Turbine | WEC_CALN | California | Santa Clara | 2.2 | 2011 | 9999 |  |  |  | 1.9821 | Default Emission Factor
SC 1 Data Center, Phase 2 | 59074_G_EG4A | 59074 | G | EG4A |  | Combustion Turbine | WEC_CALN | California | Santa Clara | 2.2 | 2011 | 9999 |  |  |  | 1.9821 | Default Emission Factor
SC 1 Data Center, Phase 2 | 59074_G_EG4B | 59074 | G | EG4B |  | Combustion Turbine | WEC_CALN | California | Santa Clara | 2.2 | 2011 | 9999 |  |  |  | 1.9821 | Default Emission Factor
SC 1 Data Center, Phase 2 | 59074_G_EG5A | 59074 | G | EG5A |  | Combustion Turbine | WEC_CALN | California | Santa Clara | 2.2 | 2011 | 9999 |  |  |  | 1.9821 | Default Emission Factor
SC 1 Data Center, Phase 2 | 59074_G_EG5B | 59074 | G | EG5B |  | Combustion Turbine | WEC_CALN | California | Santa Clara | 2.2 | 2011 | 9999 |  |  |  | 1.9821 | Default Emission Factor
SC 1 Data Center, Phase 2 | 59074_G_EG6A | 59074 | G | EG6A |  | Combustion Turbine | WEC_CALN | California | Santa Clara | 2.2 | 2011 | 9999 |  |  |  | 1.9821 | Default Emission Factor
SC 1 Data Center, Phase 2 | 59074_G_EG6B | 59074 | G | EG6B |  | Combustion Turbine | WEC_CALN | California | Santa Clara | 2.2 | 2011 | 9999 |  |  |  | 1.9821 | Default Emission Factor
SC 1 Data Center, Phase 2 | 59074_G_EG7A | 59074 | G | EG7A |  | Combustion Turbine | WEC_CALN | California | Santa Clara | 2.2 | 2011 | 9999 |  |  |  | 1.9821 | Default Emission Factor
SC 1 Data Center, Phase 2 | 59074_G_EG7B | 59074 | G | EG7B |  | Combustion Turbine | WEC_CALN | California | Santa Clara | 2.2 | 2011 | 9999 |  |  |  | 1.9821 | Default Emission Factor
SC 1 Data Center, Phase 2 | 59074_G_EG8B | 59074 | G | EG8B |  | Combustion Turbine | WEC_CALN | California | Santa Clara | 2.2 | 2011 | 9999 |  |  |  | 1.9821 | Default Emission Factor
SC 1 Data Center, Phase 2 | 59074_G_EG9A | 59074 | G | EG9A |  | Combustion Turbine | WEC_CALN | California | Santa Clara | 2.3 | 2015 | 9999 |  |  |  | 1.9821 | Default Emission Factor
SC 1 Data Center, Phase 2 | 59074_G_EG9B | 59074 | G | EG9B |  | Combustion Turbine | WEC_CALN | California | Santa Clara | 2.3 | 2014 | 9999 |  |  |  | 1.9821 | Default Emission Factor
Holland Energy Park | 59093_G_10 | 59093 | G | 10 | 91083 | Combined Cycle | MIS_LMI | Michigan | Ottawa | 43.1 | 2017 | 9999 | 2019 | 3.6785 | 611527 | 0.01543 | NEI 2019
Holland Energy Park | 59093_G_11 | 59093 | G | 11 | 91084 | Combined Cycle | MIS_LMI | Michigan | Ottawa | 43.1 | 2017 | 9999 | 2019 | 3.264 | 288330 | 0.01543 | NEI 2019
Holland Energy Park | 59093_G_12 | 59093 | G | 12 |  | Combined Cycle | MIS_LMI | Michigan | Ottawa | 40.9 | 2017 | 9999 |  |  |  | 0.01543 | NEI 2019
Christiana | 591_G_CH11 | 591 | G | CH11 | 378 | Combustion Turbine | PJM_EMAC | Delaware | New Castle | 25 | 1973 | 9999 | 2019 | 0.00080157 | 116 | 0.01382 | NEI 2019
Christiana | 591_G_CH14 | 591 | G | CH14 | 379 | Combustion Turbine | PJM_EMAC | Delaware | New Castle | 25 | 1973 | 9999 | 2019 | 0.00073636 | 116 | 0.0127 | NEI 2019
Woodbine Landfill Plant | 59116_G_V1021 | 59116 | G | V1021 |  | Landfill Gas | PJM_EMAC | New Jersey | Cape May | 2.1 | 2013 | 9999 |  |  |  | 1.5652 | Default Emission Factor
Manatee County LFGTE | 59142_G_IC1 | 59142 | G | IC1 |  | Landfill Gas | FRCC | Florida | Manatee | 1.6 | 2013 | 9999 | 2018 | 29.708 | 11632 | 5.108 | Florida State Emissions Inventory
Front Range Project | 59143_G_FR-1 | 59143 | G | FR-1 |  | Landfill Gas | WECC_CO | Colorado | Weld | 3.1 | 2011 | 9999 |  |  |  | 1.5652 | Default Emission Factor
Freeport LP Pretreatment Facility | 59145_G_65GTG | 59145 | G | 65GTG |  | Combustion Turbine | ERC_REST | Texas | Brazoria | 77.5 | 2019 | 9999 |  |  |  | 0.02316 | Default Emission Factor
AgriReNew | 59181_G_00001 | 59181 | G | 00001 |  | Non-Fossil Waste | MIS_MIDA | Iowa | Scott | 1 | 2013 | 9999 |  |  |  | 0.42147 | Default Emission Factor
Portable Generator 2 | 59194_G_IC1 | 59194 | G | IC1 |  | Combustion Turbine | MIS_MAPP | North Dakota | Williams | 2 | 2012 | 9999 |  |  |  | 1.9821 | Default Emission Factor
Portable Generator 3 | 59195_G_IC2 | 59195 | G | IC2 |  | Combustion Turbine | MIS_MAPP | North Dakota | Williams | 2 | 2012 | 9999 |  |  |  | 1.9821 | Default Emission Factor
Univ Minnesota CHP Plant | 59197_G_CTG-1 | 59197 | G | CTG-1 |  | Combustion Turbine | MIS_MNWI | Minnesota | Hennepin | 17 | 2017 | 9999 |  |  |  | 0.04322 | Default Emission Factor
Delaware City 10 | 592_G_DC10 | 592 | G | DC10 | 380 | Combustion Turbine | PJM_EMAC | Delaware | New Castle | 18 | 1968 | 9999 | 2019 | 0.00068055 | 158 | 0.00862 | NEI 2019
Wildcat Point Generation Facility | 59220_G_CT1 | 59220 | G | CT1 | 90940 | Combined Cycle | PJM_EMAC | Maryland | Cecil | 310.3 | 2018 | 9999 | 2019 | 71.5681 | 971855 | 0.09752 | NEI 2019
Wildcat Point Generation Facility | 59220_G_CT2 | 59220 | G | CT2 | 90941 | Combined Cycle | PJM_EMAC | Maryland | Cecil | 310.3 | 2018 | 9999 | 2019 | 91.8268 | 1105269 | 0.09752 | NEI 2019
Wildcat Point Generation Facility | 59220_G_ST1 | 59220 | G | ST1 | 90940 | Combined Cycle | PJM_EMAC | Maryland | Cecil | 493 | 2018 | 9999 |  |  |  | 0.09752 | NEI 2019
Pecan Row Landfill To Electric Facility | 59221_G_GEN1 | 59221 | G | GEN1 |  | Landfill Gas | S_SOU | Georgia | Lowndes | 1.6 | 2013 | 9999 |  |  |  | 1.5652 | Default Emission Factor
Pecan Row Landfill To Electric Facility | 59221_G_GEN2 | 59221 | G | GEN2 |  | Landfill Gas | S_SOU | Georgia | Lowndes | 1.6 | 2013 | 9999 |  |  |  | 1.5652 | Default Emission Factor
Pecan Row Landfill To Electric Facility | 59221_G_GEN3 | 59221 | G | GEN3 |  | Landfill Gas | S_SOU | Georgia | Lowndes | 1.6 | 2013 | 9999 |  |  |  | 1.5652 | Default Emission Factor
Pecan Row Landfill To Electric Facility | 59221_G_GM04 | 59221 | G | GM04 |  | Landfill Gas | S_SOU | Georgia | Lowndes | 1.6 | 1977 | 9999 |  |  |  | 1.5652 | Default Emission Factor
Green Gas-Port Charlotte LLC | 59240_G_G1 | 59240 | G | G1 |  | Landfill Gas | FRCC | Florida | Charlotte | 1.4 | 2011 | 9999 |  |  |  | 1.5652 | Default Emission Factor
Green Gas-Port Charlotte LLC | 59240_G_G2 | 59240 | G | G2 |  | Landfill Gas | FRCC | Florida | Charlotte | 1.4 | 2011 | 9999 |  |  |  | 1.5652 | Default Emission Factor
Johnston LFG Turbine Plant | 59254_G_GENS1 | 59254 | G | GENS1 |  | Landfill Gas | NENGREST | Rhode Island | Providence | 8.9 | 2013 | 9999 | 2019 | 5.0235 | 207790.49 | 0.04835 | NEI 2019
Johnston LFG Turbine Plant | 59254_G_GENT1 | 59254 | G | GENT1 |  | Landfill Gas | NENGREST | Rhode Island | Providence | 5.5 | 2013 | 9999 |  |  |  | 0.04835 | NEI 2019
Johnston LFG Turbine Plant | 59254_G_GENT2 | 59254 | G | GENT2 |  | Landfill Gas | NENGREST | Rhode Island | Providence | 5.5 | 2013 | 9999 |  |  |  | 0.04835 | NEI 2019
Johnston LFG Turbine Plant | 59254_G_GENT3 | 59254 | G | GENT3 |  | Landfill Gas | NENGREST | Rhode Island | Providence | 5.5 | 2013 | 9999 |  |  |  | 0.04835 | NEI 2019
Johnston LFG Turbine Plant | 59254_G_GENT4 | 59254 | G | GENT4 |  | Landfill Gas | NENGREST | Rhode Island | Providence | 5.5 | 2013 | 9999 |  |  |  | 0.04835 | NEI 2019
Osprey Point RES | 59255_G_4 | 59255 | G | 4 |  | Fossil Waste | MIS_INKY | Indiana | Sullivan | 3 | 2013 | 9999 |  |  |  | 0.17237 | Default Emission Factor
Waste Mangement Redwood LFGTE | 59299_G_RED1 | 59299 | G | RED1 |  | Landfill Gas | WEC_CALN | California | Marin | 2 | 2017 | 9999 |  |  |  | 1.5652 | Default Emission Factor
Waste Mangement Redwood LFGTE | 59299_G_RED2 | 59299 | G | RED2 |  | Landfill Gas | WEC_CALN | California | Marin | 2 | 2017 | 9999 |  |  |  | 1.5652 | Default Emission Factor
Edge Moor | 593_G_10 | 593 | G | 10 | 381 | Combustion Turbine | PJM_EMAC | Delaware | New Castle | 15 | 1963 | 9999 |  |  |  | 0.02784 | Default Emission Factor
Black Oak Power Producers | 59310_G_GEN1 | 59310 | G | GEN1 |  | Landfill Gas | S_D_AECI | Missouri | Wright | 1.9 | 2014 | 9999 |  |  |  | 1.5652 | Default Emission Factor
Black Oak Power Producers | 59310_G_GEN2 | 59310 | G | GEN2 |  | Landfill Gas | S_D_AECI | Missouri | Wright | 1.9 | 2014 | 9999 |  |  |  | 1.5652 | Default Emission Factor
Kings Mountain Energy Center | 59325_G_KMEC1 | 59325 | G | KMEC1 | 91012 | Combined Cycle | S_VACA | North Carolina | Cleveland | 259 | 2018 | 9999 | 2019 | 21.85 | 2976809 | 0.01468 | NEI 2019
Kings Mountain Energy Center | 59325_G_KMEC2 | 59325 | G | KMEC2 | 91012 | Combined Cycle | S_VACA | North Carolina | Cleveland | 227 | 2018 | 9999 |  |  |  | 0.01468 | NEI 2019
Middletown Energy Center | 59326_G_MEC1 | 59326 | G | MEC1 | 91013 | Combined Cycle | PJM_West | Ohio | Butler | 252.3 | 2018 | 9999 | 2019 | 1.473 | 3329496 | 0.00089 | NEI 2019
Middletown Energy Center | 59326_G_MEC2 | 59326 | G | MEC2 | 91013 | Combined Cycle | PJM_West | Ohio | Butler | 215.7 | 2018 | 9999 |  |  |  | 0.00089 | NEI 2019
MCLB Landfill Gas to Energy | 59335_G_GEN1 | 59335 | G | GEN1 |  | Non-Fossil Waste | S_SOU | Georgia | Dougherty | 1.9 | 2011 | 9999 |  |  |  | 0.42147 | Default Emission Factor
Gila River Power Block 1 | 59338_G_CTG1 | 59338 | G | CTG1 | 8508 | Combined Cycle | WECC_AZ | Arizona | Maricopa | 146 | 2003 | 9999 | 2019 | 1.2466 | 1165303 | 0.00565 | NEI 2019
Gila River Power Block 1 | 59338_G_CTG2 | 59338 | G | CTG2 | 8510 | Combined Cycle | WECC_AZ | Arizona | Maricopa | 146 | 2003 | 9999 | 2019 | 3.6896 | 581470 | 0.00565 | NEI 2019
Gila River Power Block 1 | 59338_G_ST9 | 59338 | G | ST9 | 8508 | Combined Cycle | WECC_AZ | Arizona | Maricopa | 223 | 2003 | 9999 |  |  |  | 0.00565 | NEI 2019
Wapsie Valley Creamery Back Up Generator | 59379_G_1 | 59379 | G | 1 |  | Combustion Turbine | MIS_IA | Iowa | Buchanan | 1.1 | 2015 | 9999 |  |  |  | 1.9821 | Default Emission Factor
East Kansas Agri-Energy, LLC | 59383_G_KATO | 59383 | G | KATO |  | Non-Fossil Waste | SPP_N | Kansas | Anderson | 0.8 | 2005 | 9999 |  |  |  | 0.42147 | Default Emission Factor
Red Gate Power Plant | 59391_G_ENG01 | 59391 | G | ENG01 |  | Combustion Turbine | ERC_REST | Texas | Hidalgo | 18.3 | 2016 | 9999 | 2019 | 0.9916 | 36210.0833 | 0.05477 | NEI 2019
Red Gate Power Plant | 59391_G_ENG02 | 59391 | G | ENG02 |  | Combustion Turbine | ERC_REST | Texas | Hidalgo | 18.3 | 2016 | 9999 | 2019 | 0.9835 | 36210.0833 | 0.05432 | NEI 2019
Red Gate Power Plant | 59391_G_ENG03 | 59391 | G | ENG03 |  | Combustion Turbine | ERC_REST | Texas | Hidalgo | 18.3 | 2016 | 9999 | 2019 | 1.0241 | 36210.0833 | 0.05656 | NEI 2019
Red Gate Power Plant | 59391_G_ENG04 | 59391 | G | ENG04 |  | Combustion Turbine | ERC_REST | Texas | Hidalgo | 18.3 | 2016 | 9999 | 2019 | 0.9438 | 36210.0833 | 0.05213 | NEI 2019
Red Gate Power Plant | 59391_G_ENG05 | 59391 | G | ENG05 |  | Combustion Turbine | ERC_REST | Texas | Hidalgo | 18.3 | 2016 | 9999 | 2019 | 0.9538 | 36210.0833 | 0.05268 | NEI 2019
Red Gate Power Plant | 59391_G_ENG06 | 59391 | G | ENG06 |  | Combustion Turbine | ERC_REST | Texas | Hidalgo | 18.3 | 2016 | 9999 | 2019 | 0.9538 | 36210.0833 | 0.05268 | NEI 2019
Red Gate Power Plant | 59391_G_ENG07 | 59391 | G | ENG07 |  | Combustion Turbine | ERC_REST | Texas | Hidalgo | 18.3 | 2016 | 9999 | 2019 | 1.1606 | 36210.0833 | 0.0641 | NEI 2019
Red Gate Power Plant | 59391_G_ENG08 | 59391 | G | ENG08 |  | Combustion Turbine | ERC_REST | Texas | Hidalgo | 18.3 | 2016 | 9999 | 2019 | 1.1538 | 36210.0833 | 0.06373 | NEI 2019
Red Gate Power Plant | 59391_G_ENG09 | 59391 | G | ENG09 |  | Combustion Turbine | ERC_REST | Texas | Hidalgo | 18.3 | 2016 | 9999 | 2019 | 1.1526 | 36210.0833 | 0.06366 | NEI 2019
Red Gate Power Plant | 59391_G_ENG10 | 59391 | G | ENG10 |  | Combustion Turbine | ERC_REST | Texas | Hidalgo | 18.3 | 2016 | 9999 | 2019 | 1.1876 | 36210.0833 | 0.0656 | NEI 2019
Red Gate Power Plant | 59391_G_ENG11 | 59391 | G | ENG11 |  | Combustion Turbine | ERC_REST | Texas | Hidalgo | 18.3 | 2016 | 9999 | 2019 | 1.1951 | 36210.0833 | 0.06601 | NEI 2019
Red Gate Power Plant | 59391_G_ENG12 | 59391 | G | ENG12 |  | Combustion Turbine | ERC_REST | Texas | Hidalgo | 18.3 | 2016 | 9999 | 2019 | 1.2052 | 36210.0833 | 0.06657 | NEI 2019
Blue Ridge Generating | 59392_G_GEN1 | 59392 | G | GEN1 |  | Landfill Gas | PJM_West | Kentucky | Estill | 1.2 | 2013 | 9999 |  |  |  | 1.5652 | Default Emission Factor
Indian River Generating Station | 594_G_10 | 594 | G | 10 | 386 | Combustion Turbine | PJM_EMAC | Delaware | Sussex | 16.1 | 1967 | 9999 |  |  |  | 0.02784 | Default Emission Factor
Backus Microgrid Project | 59415_G_BMP1 | 59415 | G | BMP1 |  | Combustion Turbine | NENG_CT | Connecticut | New London | 2.5 | 2014 | 9999 |  |  |  | 1.9821 | Default Emission Factor
Backus Microgrid Project | 59415_G_BMP2 | 59415 | G | BMP2 |  | Combustion Turbine | NENG_CT | Connecticut | New London | 2.5 | 2014 | 9999 |  |  |  | 1.9821 | Default Emission Factor
Backus Microgrid Project | 59415_G_BMP3 | 59415 | G | BMP3 |  | Combustion Turbine | NENG_CT | Connecticut | New London | 2.5 | 2014 | 9999 |  |  |  | 1.9821 | Default Emission Factor
Backus Microgrid Project | 59415_G_BMP4 | 59415 | G | BMP4 |  | Combustion Turbine | NENG_CT | Connecticut | New London | 2.5 | 2014 | 9999 |  |  |  | 1.9821 | Default Emission Factor
Zimmerman Energy | 59425_G_ZE-#1 | 59425 | G | ZE-#1 |  | Landfill Gas | MIS_INKY | Indiana | Marshall | 1.9 | 2014 | 9999 |  |  |  | 1.5652 | Default Emission Factor
Zimmerman Energy | 59425_G_ZE-#2 | 59425 | G | ZE-#2 |  | Landfill Gas | MIS_INKY | Indiana | Marshall | 1.9 | 2014 | 9999 |  |  |  | 1.5652 | Default Emission Factor
Zimmerman Energy | 59425_G_ZE-#3 | 59425 | G | ZE-#3 |  | Landfill Gas | MIS_INKY | Indiana | Marshall | 1.9 | 2014 | 9999 |  |  |  | 1.5652 | Default Emission Factor
Lennon Generating | 59436_G_10 | 59436 | G | 10 |  | Landfill Gas | MIS_LMI | Michigan | Shiawassee | 1.5 | 2012 | 9999 |  |  |  | 1.5652 | Default Emission Factor
Lennon Generating | 59436_G_3 | 59436 | G | 3 |  | Landfill Gas | MIS_LMI | Michigan | Shiawassee | 0.8 | 2001 | 9999 |  |  |  | 1.5652 | Default Emission Factor
Lennon Generating | 59436_G_4 | 59436 | G | 4 |  | Landfill Gas | MIS_LMI | Michigan | Shiawassee | 0.8 | 2006 | 9999 |  |  |  | 1.5652 | Default Emission Factor
Lennon Generating | 59436_G_5 | 59436 | G | 5 |  | Landfill Gas | MIS_LMI | Michigan | Shiawassee | 0.8 | 2007 | 9999 |  |  |  | 1.5652 | Default Emission Factor
Lennon Generating | 59436_G_6 | 59436 | G | 6 |  | Landfill Gas | MIS_LMI | Michigan | Shiawassee | 0.8 | 2007 | 9999 |  |  |  | 1.5652 | Default Emission Factor
Lennon Generating | 59436_G_7 | 59436 | G | 7 |  | Landfill Gas | MIS_LMI | Michigan | Shiawassee | 1.5 | 2014 | 9999 |  |  |  | 1.5652 | Default Emission Factor
Lennon Generating | 59436_G_8 | 59436 | G | 8 |  | Landfill Gas | MIS_LMI | Michigan | Shiawassee | 1.5 | 2014 | 9999 |  |  |  | 1.5652 | Default Emission Factor
Lennon Generating | 59436_G_9 | 59436 | G | 9 |  | Landfill Gas | MIS_LMI | Michigan | Shiawassee | 1.5 | 2012 | 9999 |  |  |  | 1.5652 | Default Emission Factor
COC Surry LFG, LLC | 59439_G_UNIT1 | 59439 | G | UNIT1 |  | Landfill Gas | S_VACA | North Carolina | Surry | 1.5 | 2013 | 9999 |  |  |  | 1.5652 | Default Emission Factor
Bowerman Power LFG, LLC | 59461_G_GEN01 | 59461 | G | GEN01 |  | Landfill Gas | WECC_SCE | California | Orange | 3.4 | 2016 | 9999 | 2018 | 0.34026 | 21851.8571 | 0.03114 | California Air Resources Board
Bowerman Power LFG, LLC | 59461_G_GEN02 | 59461 | G | GEN02 |  | Landfill Gas | WECC_SCE | California | Orange | 3.4 | 2016 | 9999 | 2018 | 0.34026 | 21851.8571 | 0.03114 | California Air Resources Board
Bowerman Power LFG, LLC | 59461_G_GEN03 | 59461 | G | GEN03 |  | Landfill Gas | WECC_SCE | California | Orange | 3.4 | 2016 | 9999 | 2018 | 0.34026 | 21851.8571 | 0.03114 | California Air Resources Board
Bowerman Power LFG, LLC | 59461_G_GEN04 | 59461 | G | GEN04 |  | Landfill Gas | WECC_SCE | California | Orange | 3.4 | 2016 | 9999 | 2018 | 0.34026 | 21851.8571 | 0.03114 | California Air Resources Board
Bowerman Power LFG, LLC | 59461_G_GEN05 | 59461 | G | GEN05 |  | Landfill Gas | WECC_SCE | California | Orange | 3.4 | 2016 | 9999 | 2018 | 0.34026 | 21851.8571 | 0.03114 | California Air Resources Board
Bowerman Power LFG, LLC | 59461_G_GEN06 | 59461 | G | GEN06 |  | Landfill Gas | WECC_SCE | California | Orange | 3.4 | 2016 | 9999 | 2018 | 0.34026 | 21851.8571 | 0.03114 | California Air Resources Board
Bowerman Power LFG, LLC | 59461_G_GEN07 | 59461 | G | GEN07 |  | Landfill Gas | WECC_SCE | California | Orange | 3.4 | 2016 | 9999 | 2018 | 0.34026 | 21851.8571 | 0.03114 | California Air Resources Board
Coldwater Peaking Plant | 59467_G_GEN1 | 59467 | G | GEN1 |  | Combustion Turbine | MIS_LMI | Michigan | Branch | 4.3 | 2015 | 9999 | 2018 | 0.36949 | 1946.3333 | 0.37968 | Michigan Point Source Emission
Coldwater Peaking Plant | 59467_G_GEN2 | 59467 | G | GEN2 |  | Combustion Turbine | MIS_LMI | Michigan | Branch | 4.3 | 2015 | 9999 | 2018 | 0.36949 | 1946.3333 | 0.37968 | Michigan Point Source Emission
Coldwater Peaking Plant | 59467_G_GEN3 | 59467 | G | GEN3 |  | Combustion Turbine | MIS_LMI | Michigan | Branch | 4.3 | 2015 | 9999 | 2018 | 0.36949 | 1946.3333 | 0.37968 | Michigan Point Source Emission
BYUI Central Energy Facility | 59496_G_ST601 | 59496 | G | ST601 |  | Combustion Turbine | WECC_ID | Idaho | Madison | 4.6 | 2015 | 9999 |  |  |  | 0.04322 | Default Emission Factor
Bannock County LFG to Energy | 59529_G_GEN 2 | 59529 | G | GEN 2 |  | Landfill Gas | WECC_ID | Idaho | Bannock | 1.4 | 2019 | 9999 |  |  |  | 1.1591 | Default Emission Factor
Bannock County LFG to Energy | 59529_G_GEN1 | 59529 | G | GEN1 |  | Landfill Gas | WECC_ID | Idaho | Bannock | 1.4 | 2014 | 9999 |  |  |  | 1.5652 | Default Emission Factor
Apple Campus 2 Fuel Cell | 59557_G_AC2FC | 59557 | G | AC2FC |  | Landfill Gas | WEC_CALN | California | Santa Clara | 4 | 2017 | 9999 |  |  |  | 1.5652 | Default Emission Factor
Southeast Berrien Generating Facility | 59574_G_SBL | 59574 | G | SBL |  | Landfill Gas | PJM_West | Michigan | Berrien | 4.6 | 2009 | 9999 | 2018 | 65.3903 | 24714 | 5.2918 | Michigan Point Source Emission
Monterey Diesel Generation Facility | 59614_G_MDG1 | 59614 | G | MDG1 |  | Combustion Turbine | PJM_AP | Virginia | Highland | 0.6 | 2016 | 9999 | 2018 | 0.0272 | 25.3 | 2.1502 | Virginia State Emissions
Monterey Diesel Generation Facility | 59614_G_MDG10 | 59614 | G | MDG10 |  | Combustion Turbine | PJM_AP | Virginia | Highland | 0.6 | 2016 | 9999 | 2018 | 0.0272 | 25.3 | 2.1502 | Virginia State Emissions
Monterey Diesel Generation Facility | 59614_G_MDG2 | 59614 | G | MDG2 |  | Combustion Turbine | PJM_AP | Virginia | Highland | 0.6 | 2016 | 9999 | 2018 | 0.0272 | 25.3 | 2.1502 | Virginia State Emissions
Monterey Diesel Generation Facility | 59614_G_MDG3 | 59614 | G | MDG3 |  | Combustion Turbine | PJM_AP | Virginia | Highland | 0.6 | 2016 | 9999 | 2018 | 0.0272 | 25.3 | 2.1502 | Virginia State Emissions
Monterey Diesel Generation Facility | 59614_G_MDG4 | 59614 | G | MDG4 |  | Combustion Turbine | PJM_AP | Virginia | Highland | 0.6 | 2016 | 9999 | 2018 | 0.0272 | 25.3 | 2.1502 | Virginia State Emissions
Monterey Diesel Generation Facility | 59614_G_MDG5 | 59614 | G | MDG5 |  | Combustion Turbine | PJM_AP | Virginia | Highland | 0.6 | 2016 | 9999 | 2018 | 0.0272 | 25.3 | 2.1502 | Virginia State Emissions
Monterey Diesel Generation Facility | 59614_G_MDG6 | 59614 | G | MDG6 |  | Combustion Turbine | PJM_AP | Virginia | Highland | 0.6 | 2016 | 9999 | 2018 | 0.0272 | 25.3 | 2.1502 | Virginia State Emissions
Monterey Diesel Generation Facility | 59614_G_MDG7 | 59614 | G | MDG7 |  | Combustion Turbine | PJM_AP | Virginia | Highland | 0.6 | 2016 | 9999 | 2018 | 0.0272 | 25.3 | 2.1502 | Virginia State Emissions
Monterey Diesel Generation Facility | 59614_G_MDG8 | 59614 | G | MDG8 |  | Combustion Turbine | PJM_AP | Virginia | Highland | 0.6 | 2016 | 9999 | 2018 | 0.0272 | 25.3 | 2.1502 | Virginia State Emissions
Monterey Diesel Generation Facility | 59614_G_MDG9 | 59614 | G | MDG9 |  | Combustion Turbine | PJM_AP | Virginia | Highland | 0.6 | 2016 | 9999 | 2018 | 0.0272 | 25.3 | 2.1502 | Virginia State Emissions
Clinton LFGTE | 59635_G_1 | 59635 | G | 1 |  | Landfill Gas | MIS_IL | Illinois | Dewitt | 1.6 | 2006 | 9999 |  |  |  | 1.5652 | Default Emission Factor
Clinton LFGTE | 59635_G_2 | 59635 | G | 2 |  | Landfill Gas | MIS_IL | Illinois | Dewitt | 1.6 | 2006 | 9999 |  |  |  | 1.5652 | Default Emission Factor
Stillwater Energy Center | 59647_G_1 | 59647 | G | 1 |  | Combustion Turbine | SPP_WEST | Oklahoma | Payne | 18.6 | 2016 | 9999 | 2018 | 4.673 | 11491 | 0.81333 | Oklahoma Annual Point Source Emissions
Stillwater Energy Center | 59647_G_2 | 59647 | G | 2 |  | Combustion Turbine | SPP_WEST | Oklahoma | Payne | 18.6 | 2016 | 9999 | 2018 | 4.673 | 11491 | 0.81333 | Oklahoma Annual Point Source Emissions
Stillwater Energy Center | 59647_G_3 | 59647 | G | 3 |  | Combustion Turbine | SPP_WEST | Oklahoma | Payne | 18.6 | 2016 | 9999 | 2018 | 4.673 | 11491 | 0.81333 | Oklahoma Annual Point Source Emissions
Nelson Gardens Landfill Gas to Energy | 59649_G_UNIT1 | 59649 | G | UNIT1 |  | Landfill Gas | ERC_REST | Texas | Bexar | 1.1 | 2014 | 9999 |  |  |  | 1.5652 | Default Emission Factor
Nelson Gardens Landfill Gas to Energy | 59649_G_UNIT2 | 59649 | G | UNIT2 |  | Landfill Gas | ERC_REST | Texas | Bexar | 1.1 | 2014 | 9999 |  |  |  | 1.5652 | Default Emission Factor
Nelson Gardens Landfill Gas to Energy | 59649_G_UNIT3 | 59649 | G | UNIT3 |  | Landfill Gas | ERC_REST | Texas | Bexar | 1.1 | 2014 | 9999 |  |  |  | 1.5652 | Default Emission Factor
Nelson Gardens Landfill Gas to Energy | 59649_G_UNIT4 | 59649 | G | UNIT4 |  | Landfill Gas | ERC_REST | Texas | Bexar | 1.1 | 2014 | 9999 |  |  |  | 1.5652 | Default Emission Factor
CII Methane Management III LFG Plant | 59650_G_GEN1 | 59650 | G | GEN1 |  | Landfill Gas | S_SOU | Georgia | Clarke | 1.6 | 2014 | 9999 |  |  |  | 1.5652 | Default Emission Factor
Washington City Electric Generation | 59660_G_3 | 59660 | G | 3 |  | Combustion Turbine | WECC_UT | Utah | Washington | 2 | 2008 | 9999 |  |  |  | 1.1533 | Default Emission Factor
Washington City Electric Generation | 59660_G_4 | 59660 | G | 4 |  | Combustion Turbine | WECC_UT | Utah | Washington | 2 | 2008 | 9999 |  |  |  | 1.1533 | Default Emission Factor
Washington City Electric Generation | 59660_G_9 | 59660 | G | 9 |  | Combustion Turbine | WECC_UT | Utah | Washington | 2 | 2007 | 9999 |  |  |  | 1.1533 | Default Emission Factor
City of West Plains Power Station | 59664_G_UNIT1 | 59664 | G | UNIT1 |  | Combustion Turbine | SPP_N | Missouri | Howell | 21 | 2000 | 9999 | 2019 | 0.0015 | 814.5 | 0.00368 | NEI 2019
City of West Plains Power Station | 59664_G_UNIT2 | 59664 | G | UNIT2 |  | Combustion Turbine | SPP_N | Missouri | Howell | 21 | 2000 | 9999 | 2017 | 0.0101 | 239.5 | 0.08434 | NEI 2019
Sarasota County LFGTE Facility | 59686_G_LESF1 | 59686 | G | LESF1 |  | Landfill Gas | FRCC | Florida | Sarasota | 1.6 | 2015 | 9999 | 2018 | 4.2231 | 11227.3333 | 0.75229 | Florida State Emissions Inventory
Sarasota County LFGTE Facility | 59686_G_LESF2 | 59686 | G | LESF2 |  | Landfill Gas | FRCC | Florida | Sarasota | 1.6 | 2015 | 9999 | 2018 | 4.2231 | 11227.3333 | 0.75229 | Florida State Emissions Inventory
Sarasota County LFGTE Facility | 59686_G_LESF3 | 59686 | G | LESF3 |  | Landfill Gas | FRCC | Florida | Sarasota | 1.6 | 2015 | 9999 | 2018 | 4.2231 | 11227.3333 | 0.75229 | Florida State Emissions Inventory
Sarasota County LFGTE Facility | 59686_G_LESF4 | 59686 | G | LESF4 |  | Landfill Gas | FRCC | Florida | Sarasota | 1.6 | 2019 | 9999 |  |  |  | 1.1591 | Default Emission Factor
Wake County LFG Facility | 59688_G_E1 | 59688 | G | E1 |  | Landfill Gas | S_VACA | North Carolina | Wake | 0.3 | 2013 | 9999 |  |  |  | 1.5652 | Default Emission Factor
Wake County LFG Facility | 59688_G_E10 | 59688 | G | E10 |  | Landfill Gas | S_VACA | North Carolina | Wake | 0.3 | 2013 | 9999 |  |  |  | 1.5652 | Default Emission Factor
Wake County LFG Facility | 59688_G_E11 | 59688 | G | E11 |  | Landfill Gas | S_VACA | North Carolina | Wake | 0.3 | 2013 | 9999 |  |  |  | 1.5652 | Default Emission Factor
Wake County LFG Facility | 59688_G_E12 | 59688 | G | E12 |  | Landfill Gas | S_VACA | North Carolina | Wake | 0.3 | 2013 | 9999 |  |  |  | 1.5652 | Default Emission Factor
Wake County LFG Facility | 59688_G_E13 | 59688 | G | E13 |  | Landfill Gas | S_VACA | North Carolina | Wake | 0.3 | 2013 | 9999 |  |  |  | 1.5652 | Default Emission Factor
Wake County LFG Facility | 59688_G_E14 | 59688 | G | E14 |  | Landfill Gas | S_VACA | North Carolina | Wake | 0.3 | 2013 | 9999 |  |  |  | 1.5652 | Default Emission Factor
Wake County LFG Facility | 59688_G_E15 | 59688 | G | E15 |  | Landfill Gas | S_VACA | North Carolina | Wake | 0.3 | 2013 | 9999 |  |  |  | 1.5652 | Default Emission Factor
Wake County LFG Facility | 59688_G_E16 | 59688 | G | E16 |  | Landfill Gas | S_VACA | North Carolina | Wake | 0.3 | 2013 | 9999 |  |  |  | 1.5652 | Default Emission Factor
Wake County LFG Facility | 59688_G_E17 | 59688 | G | E17 |  | Landfill Gas | S_VACA | North Carolina | Wake | 0.3 | 2013 | 9999 |  |  |  | 1.5652 | Default Emission Factor
Wake County LFG Facility | 59688_G_E18 | 59688 | G | E18 |  | Landfill Gas | S_VACA | North Carolina | Wake | 0.3 | 2013 | 9999 |  |  |  | 1.5652 | Default Emission Factor
Wake County LFG Facility | 59688_G_E19 | 59688 | G | E19 |  | Landfill Gas | S_VACA | North Carolina | Wake | 0.3 | 2015 | 9999 |  |  |  | 1.5652 | Default Emission Factor
Wake County LFG Facility | 59688_G_E2 | 59688 | G | E2 |  | Landfill Gas | S_VACA | North Carolina | Wake | 0.3 | 2013 | 9999 |  |  |  | 1.5652 | Default Emission Factor
Wake County LFG Facility | 59688_G_E20 | 59688 | G | E20 |  | Landfill Gas | S_VACA | North Carolina | Wake | 0.3 | 2015 | 9999 |  |  |  | 1.5652 | Default Emission Factor
Wake County LFG Facility | 59688_G_E21 | 59688 | G | E21 |  | Landfill Gas | S_VACA | North Carolina | Wake | 0.3 | 2015 | 9999 |  |  |  | 1.5652 | Default Emission Factor
Wake County LFG Facility | 59688_G_E22 | 59688 | G | E22 |  | Landfill Gas | S_VACA | North Carolina | Wake | 0.3 | 2015 | 9999 |  |  |  | 1.5652 | Default Emission Factor
Wake County LFG Facility | 59688_G_E23 | 59688 | G | E23 |  | Landfill Gas | S_VACA | North Carolina | Wake | 0.3 | 2015 | 9999 |  |  |  | 1.5652 | Default Emission Factor
Wake County LFG Facility | 59688_G_E24 | 59688 | G | E24 |  | Landfill Gas | S_VACA | North Carolina | Wake | 0.3 | 2015 | 9999 |  |  |  | 1.5652 | Default Emission Factor
Wake County LFG Facility | 59688_G_E3 | 59688 | G | E3 |  | Landfill Gas | S_VACA | North Carolina | Wake | 0.3 | 2013 | 9999 |  |  |  | 1.5652 | Default Emission Factor
Wake County LFG Facility | 59688_G_E4 | 59688 | G | E4 |  | Landfill Gas | S_VACA | North Carolina | Wake | 0.3 | 2013 | 9999 |  |  |  | 1.5652 | Default Emission Factor
Wake County LFG Facility | 59688_G_E5 | 59688 | G | E5 |  | Landfill Gas | S_VACA | North Carolina | Wake | 0.3 | 2013 | 9999 |  |  |  | 1.5652 | Default Emission Factor
Wake County LFG Facility | 59688_G_E6 | 59688 | G | E6 |  | Landfill Gas | S_VACA | North Carolina | Wake | 0.3 | 2013 | 9999 |  |  |  | 1.5652 | Default Emission Factor
Wake County LFG Facility | 59688_G_E7 | 59688 | G | E7 |  | Landfill Gas | S_VACA | North Carolina | Wake | 0.3 | 2013 | 9999 |  |  |  | 1.5652 | Default Emission Factor
Wake County LFG Facility | 59688_G_E8 | 59688 | G | E8 |  | Landfill Gas | S_VACA | North Carolina | Wake | 0.3 | 2013 | 9999 |  |  |  | 1.5652 | Default Emission Factor
Wake County LFG Facility | 59688_G_E9 | 59688 | G | E9 |  | Landfill Gas | S_VACA | North Carolina | Wake | 0.3 | 2013 | 9999 |  |  |  | 1.5652 | Default Emission Factor
West Station (DE) | 597_G_WEST | 597 | G | WEST | 391 | Combustion Turbine | PJM_EMAC | Delaware | New Castle | 15 | 1964 | 9999 | 2019 | 0.0011037 | 85 | 0.02597 | NEI 2019
Shell New Energies, Junction City | 59704_G_JCBIO | 59704 | G | JCBIO |  | Non-Fossil Waste | WECC_PNW | Oregon | Lane | 1.6 | 2011 | 9999 |  |  |  | 0.42147 | Default Emission Factor
Sand Valley Power Station | 59710_G_GMA | 59710 | G | GMA |  | Landfill Gas | S_C_TVA | Alabama | Dekalb | 1.6 | 2013 | 9999 |  |  |  | 1.5652 | Default Emission Factor
Sand Valley Power Station | 59710_G_GMB | 59710 | G | GMB |  | Landfill Gas | S_C_TVA | Alabama | Dekalb | 1.6 | 2013 | 9999 |  |  |  | 1.5652 | Default Emission Factor
Sand Valley Power Station | 59710_G_GMC | 59710 | G | GMC |  | Landfill Gas | S_C_TVA | Alabama | Dekalb | 1.6 | 2013 | 9999 |  |  |  | 1.5652 | Default Emission Factor
CII Methane Management IV, LLC | 59711_G_GEN1 | 59711 | G | GEN1 |  | Landfill Gas | S_VACA | North Carolina | Johnston | 1.5 | 2014 | 9999 |  |  |  | 1.5652 | Default Emission Factor
Framingham State University Plant | 59717_G_HA | 59717 | G | HA |  | Combustion Turbine | NENGREST | Massachusetts | Middlesex | 0.4 | 2007 | 9999 |  |  |  | 1.9821 | Default Emission Factor
Framingham State University Plant | 59717_G_LIB | 59717 | G | LIB |  | Combustion Turbine | NENGREST | Massachusetts | Middlesex | 0.3 | 2005 | 9999 |  |  |  | 1.9821 | Default Emission Factor
Framingham State University Plant | 59717_G_MSC2 | 59717 | G | MSC2 |  | Combustion Turbine | NENGREST | Massachusetts | Middlesex | 0.2 | 2015 | 9999 |  |  |  | 1.9821 | Default Emission Factor
Framingham State University Plant | 59717_G_NORTH | 59717 | G | NORTH |  | Combustion Turbine | NENGREST | Massachusetts | Middlesex | 0.2 | 2011 | 9999 |  |  |  | 1.9821 | Default Emission Factor
Framingham State University Plant | 59717_G_OC | 59717 | G | OC |  | Combustion Turbine | NENGREST | Massachusetts | Middlesex | 0.1 | 2003 | 9999 |  |  |  | 1.9821 | Default Emission Factor
Framingham State University Plant | 59717_G_PP | 59717 | G | PP |  | Combustion Turbine | NENGREST | Massachusetts | Middlesex | 0.4 | 2009 | 9999 |  |  |  | 1.9821 | Default Emission Factor
Framingham State University Plant | 59717_G_TOW1 | 59717 | G | TOW1 |  | Combustion Turbine | NENGREST | Massachusetts | Middlesex | 0.2 | 2004 | 9999 |  |  |  | 1.9821 | Default Emission Factor
Framingham State University Plant | 59717_G_TOW2 | 59717 | G | TOW2 |  | Combustion Turbine | NENGREST | Massachusetts | Middlesex | 0.4 | 2013 | 9999 |  |  |  | 1.9821 | Default Emission Factor
Framingham State University Plant | 59717_G_WEST | 59717 | G | WEST |  | Combustion Turbine | NENGREST | Massachusetts | Middlesex | 0.2 | 2016 | 9999 |  |  |  | 1.9821 | Default Emission Factor
CML&P Generating Facility No. 2 | 59726_G_10 | 59726 | G | 10 |  | Combustion Turbine | SPP_N | Kansas | Montgomery | 18.7 | 2017 | 9999 |  |  |  | 1.1533 | Default Emission Factor
CML&P Generating Facility No. 2 | 59726_G_8 | 59726 | G | 8 |  | Combustion Turbine | SPP_N | Kansas | Montgomery | 18.7 | 2017 | 9999 |  |  |  | 1.1533 | Default Emission Factor
CML&P Generating Facility No. 2 | 59726_G_9 | 59726 | G | 9 |  | Combustion Turbine | SPP_N | Kansas | Montgomery | 18.7 | 2017 | 9999 |  |  |  | 1.1533 | Default Emission Factor
Bull Street Plant | 59727_G_GEN1 | 59727 | G | GEN1 |  | Combustion Turbine | S_VACA | South Carolina | Orangeburg | 2 | 2005 | 9999 |  |  |  | 0.04322 | Default Emission Factor
Substation 20 Plant | 59728_G_GEN1 | 59728 | G | GEN1 |  | Combustion Turbine | S_VACA | South Carolina | Orangeburg | 2 | 2014 | 9999 |  |  |  | 0.04322 | Default Emission Factor
Glades Pike Generation Plant | 59759_G_CAT1 | 59759 | G | CAT1 |  | Landfill Gas | PJM_PENE | Pennsylvania | Somerset | 1.4 | 2011 | 9999 |  |  |  | 1.5652 | Default Emission Factor
Glades Pike Generation Plant | 59759_G_CAT2 | 59759 | G | CAT2 |  | Landfill Gas | PJM_PENE | Pennsylvania | Somerset | 1.4 | 2011 | 9999 |  |  |  | 1.5652 | Default Emission Factor
Robeson County LFG to Energy | 59763_G_GEN01 | 59763 | G | GEN01 |  | Landfill Gas | S_VACA | North Carolina | Robeson | 1 | 2012 | 9999 |  |  |  | 1.5652 | Default Emission Factor
Robeson County LFG to Energy | 59763_G_GEN02 | 59763 | G | GEN02 |  | Landfill Gas | S_VACA | North Carolina | Robeson | 1 | 2015 | 9999 |  |  |  | 1.5652 | Default Emission Factor
Oregon Clean Energy Center | 59764_G_CTG11 | 59764 | G | CTG11 | 90998 | Combined Cycle | PJM_ATSI | Ohio | Lucas | 256.5 | 2017 | 9999 | 2019 | 2.108 | 3719058 | 0.00155 | NEI 2019
Oregon Clean Energy Center | 59764_G_CTG12 | 59764 | G | CTG12 | 90999 | Combined Cycle | PJM_ATSI | Ohio | Lucas | 256.5 | 2017 | 9999 | 2019 | 2.147 | 1773802 | 0.00155 | NEI 2019
Oregon Clean Energy Center | 59764_G_EDG13 | 59764 | G | EDG13 |  | Combustion Turbine | PJM_ATSI | Ohio | Lucas | 1.5 | 2017 | 9999 |  |  |  | 1.9821 | Default Emission Factor
Oregon Clean Energy Center | 59764_G_STG10 | 59764 | G | STG10 | 90998 | Combined Cycle | PJM_ATSI | Ohio | Lucas | 334.6 | 2017 | 9999 |  |  |  | 0.00155 | NEI 2019
Carroll County Energy | 59773_G_CGT1 | 59773 | G | CGT1 | 91034 | Combined Cycle | PJM_ATSI | Ohio | Carroll | 203.3 | 2017 | 9999 | 2019 | 4.73 | 1575457 | 0.00254 | NEI 2019
Carroll County Energy | 59773_G_CGT2 | 59773 | G | CGT2 | 91033 | Combined Cycle | PJM_ATSI | Ohio | Carroll | 203.3 | 2017 | 9999 | 2019 | 1.87 | 1592269 | 0.00254 | NEI 2019
Carroll County Energy | 59773_G_SGT1 | 59773 | G | SGT1 | 91034 | Combined Cycle | PJM_ATSI | Ohio | Carroll | 288 | 2017 | 9999 | 2019 | 0.007158 | 2034045 | 0.00254 | NEI 2019
BioTown Ag | 59774_G_ENG1 | 59774 | G | ENG1 |  | Non-Fossil Waste | MIS_INKY | Indiana | White | 1 | 2011 | 9999 |  |  |  | 0.42147 | Default Emission Factor
BioTown Ag | 59774_G_ENG2 | 59774 | G | ENG2 |  | Non-Fossil Waste | MIS_INKY | Indiana | White | 1 | 2011 | 9999 |  |  |  | 0.42147 | Default Emission Factor
BioTown Ag | 59774_G_ENG3 | 59774 | G | ENG3 |  | Non-Fossil Waste | MIS_INKY | Indiana | White | 1 | 2011 | 9999 |  |  |  | 0.42147 | Default Emission Factor
BioTown Ag | 59774_G_ENG4 | 59774 | G | ENG4 |  | Non-Fossil Waste | MIS_INKY | Indiana | White | 1 | 2014 | 9999 |  |  |  | 0.42147 | Default Emission Factor
BioTown Ag | 59774_G_ENG5 | 59774 | G | ENG5 |  | Non-Fossil Waste | MIS_INKY | Indiana | White | 1 | 2014 | 9999 |  |  |  | 0.42147 | Default Emission Factor
BioTown Ag | 59774_G_ENG6 | 59774 | G | ENG6 |  | Non-Fossil Waste | MIS_INKY | Indiana | White | 1 | 2014 | 9999 |  |  |  | 0.42147 | Default Emission Factor
Croda Atlas Point CHP | 59783_G_91197 | 59783 | G | 91197 |  | Landfill Gas | PJM_EMAC | Delaware | New Castle | 1.1 | 2013 | 9999 |  |  |  | 1.5652 | Default Emission Factor
Croda Atlas Point CHP | 59783_G_91198 | 59783 | G | 91198 |  | Landfill Gas | PJM_EMAC | Delaware | New Castle | 1.1 | 2013 | 9999 |  |  |  | 1.5652 | Default Emission Factor
Croda Atlas Point CHP | 59783_G_91199 | 59783 | G | 91199 |  | Landfill Gas | PJM_EMAC | Delaware | New Castle | 2 | 2019 | 9999 |  |  |  | 1.1591 | Default Emission Factor
Gila River Power Block 3 | 59784_G_CTG5 | 59784 | G | CTG5 | 8516 | Combined Cycle | WECC_AZ | Arizona | Maricopa | 146 | 2003 | 9999 | 2019 | 2.6032 | 937932 | 0.00456 | NEI 2019
Gila River Power Block 3 | 59784_G_CTG6 | 59784 | G | CTG6 | 8518 | Combined Cycle | WECC_AZ | Arizona | Maricopa | 146 | 2003 | 9999 | 2019 | 4.1098 | 2004378 | 0.00456 | NEI 2019
Gila River Power Block 3 | 59784_G_ST11 | 59784 | G | ST11 | 8516 | Combined Cycle | WECC_AZ | Arizona | Maricopa | 223 | 2003 | 9999 |  |  |  | 0.00456 | NEI 2019
Fremont Community Digester, LLC | 59785_G_19001 | 59785 | G | 19001 |  | Non-Fossil Waste | MIS_LMI | Michigan | Newaygo | 2.9 | 2012 | 9999 |  |  |  | 0.42147 | Default Emission Factor
Fremont Community Digester, LLC | 59785_G_19002 | 59785 | G | 19002 |  | Non-Fossil Waste | MIS_LMI | Michigan | Newaygo | 2.9 | 2012 | 9999 |  |  |  | 0.42147 | Default Emission Factor
Chicago West Side Energy Center | 59794_G_GEN1 | 59794 | G | GEN1 |  | Combustion Turbine | PJM_COMD | Illinois | Cook | 3.5 | 2003 | 2045 |  |  |  | 0.04322 | Default Emission Factor
Munster Landfill Gas-to-Energy | 59808_G_GEN1 | 59808 | G | GEN1 |  | Landfill Gas | MIS_INKY | Indiana | Lake | 1.1 | 2012 | 9999 |  |  |  | 1.5652 | Default Emission Factor
Mountain Home Energy Center | 59809_G_GEN1 | 59809 | G | GEN1 |  | Combustion Turbine | S_C_TVA | Tennessee | Washington | 3.2 | 2002 | 9999 |  |  |  | 1.1533 | Default Emission Factor
Mountain Home Energy Center | 59809_G_GEN2 | 59809 | G | GEN2 |  | Combustion Turbine | S_C_TVA | Tennessee | Washington | 1.8 | 2002 | 9999 |  |  |  | 1.9821 | Default Emission Factor
Mountain Home Energy Center | 59809_G_GEN3 | 59809 | G | GEN3 |  | Combustion Turbine | S_C_TVA | Tennessee | Washington | 1.8 | 2002 | 9999 |  |  |  | 1.9821 | Default Emission Factor
Dairyland WTE Plant | 59810_G_GEN1 | 59810 | G | GEN1 |  | Non-Fossil Waste | MIS_WUMS | Wisconsin | Brown | 0.7 | 2012 | 9999 |  |  |  | 0.42147 | Default Emission Factor
Dairyland WTE Plant | 59810_G_GEN2 | 59810 | G | GEN2 |  | Non-Fossil Waste | MIS_WUMS | Wisconsin | Brown | 0.7 | 2012 | 9999 |  |  |  | 0.42147 | Default Emission Factor
Wolf Hollow II | 59812_G_CGT4 | 59812 | G | CGT4 | 91202 | Combined Cycle | ERC_REST | Texas | Hood | 314.1 | 2017 | 9999 | 2019 | 9.1411 | 2086822 | 0.00784 | NEI 2019
Wolf Hollow II | 59812_G_CGT5 | 59812 | G | CGT5 | 91203 | Combined Cycle | ERC_REST | Texas | Hood | 317.9 | 2017 | 9999 | 2019 | 15.9263 | 2143623 | 0.00784 | NEI 2019
Wolf Hollow II | 59812_G_STG6 | 59812 | G | STG6 | 91202 | Combined Cycle | ERC_REST | Texas | Hood | 432 | 2017 | 9999 | 2019 | 0.0132 | 2168604 | 0.00784 | NEI 2019
Granby LFG | 59815_G_GLFG1 | 59815 | G | GLFG1 |  | Landfill Gas | NENGREST | Massachusetts | Hampshire | 2.8 | 2001 | 9999 |  |  |  | 1.5652 | Default Emission Factor
Nanticoke LFG | 59816_G_BR12 | 59816 | G | BR12 |  | Landfill Gas | NY_Z_C&E | New York | Broome | 4 | 2006 | 9999 |  |  |  | 1.5652 | Default Emission Factor
New River | 59845_G_E1 | 59845 | G | E1 |  | Landfill Gas | PJM_West | Virginia | Pulaski | 0.3 | 2013 | 9999 | 2019 | 9.2 | 19445 | 0.94626 | NEI 2019
New River | 59845_G_E10 | 59845 | G | E10 |  | Landfill Gas | PJM_West | Virginia | Pulaski | 0.3 | 2013 | 9999 |  |  |  | 0.94626 | NEI 2019
New River | 59845_G_E11 | 59845 | G | E11 |  | Landfill Gas | PJM_West | Virginia | Pulaski | 0.3 | 2013 | 9999 |  |  |  | 0.94626 | NEI 2019
New River | 59845_G_E12 | 59845 | G | E12 |  | Landfill Gas | PJM_West | Virginia | Pulaski | 0.3 | 2013 | 9999 |  |  |  | 0.94626 | NEI 2019
New River | 59845_G_E13 | 59845 | G | E13 |  | Landfill Gas | PJM_West | Virginia | Pulaski | 0.3 | 2013 | 9999 |  |  |  | 0.94626 | NEI 2019
New River | 59845_G_E14 | 59845 | G | E14 |  | Landfill Gas | PJM_West | Virginia | Pulaski | 0.3 | 2013 | 9999 |  |  |  | 0.94626 | NEI 2019
New River | 59845_G_E15 | 59845 | G | E15 |  | Landfill Gas | PJM_West | Virginia | Pulaski | 0.3 | 2013 | 9999 |  |  |  | 0.94626 | NEI 2019
New River | 59845_G_E16 | 59845 | G | E16 |  | Landfill Gas | PJM_West | Virginia | Pulaski | 0.3 | 2013 | 9999 |  |  |  | 0.94626 | NEI 2019
New River | 59845_G_E17 | 59845 | G | E17 |  | Landfill Gas | PJM_West | Virginia | Pulaski | 0.3 | 2013 | 9999 |  |  |  | 0.94626 | NEI 2019
New River | 59845_G_E18 | 59845 | G | E18 |  | Landfill Gas | PJM_West | Virginia | Pulaski | 0.3 | 2013 | 9999 |  |  |  | 0.94626 | NEI 2019
New River | 59845_G_E2 | 59845 | G | E2 |  | Landfill Gas | PJM_West | Virginia | Pulaski | 0.3 | 2013 | 9999 |  |  |  | 0.94626 | NEI 2019
New River | 59845_G_E3 | 59845 | G | E3 |  | Landfill Gas | PJM_West | Virginia | Pulaski | 0.3 | 2013 | 9999 |  |  |  | 0.94626 | NEI 2019
New River | 59845_G_E4 | 59845 | G | E4 |  | Landfill Gas | PJM_West | Virginia | Pulaski | 0.3 | 2013 | 9999 |  |  |  | 0.94626 | NEI 2019
New River | 59845_G_E5 | 59845 | G | E5 |  | Landfill Gas | PJM_West | Virginia | Pulaski | 0.3 | 2013 | 9999 |  |  |  | 0.94626 | NEI 2019
New River | 59845_G_E6 | 59845 | G | E6 |  | Landfill Gas | PJM_West | Virginia | Pulaski | 0.3 | 2013 | 9999 |  |  |  | 0.94626 | NEI 2019
New River | 59845_G_E7 | 59845 | G | E7 |  | Landfill Gas | PJM_West | Virginia | Pulaski | 0.3 | 2013 | 9999 |  |  |  | 0.94626 | NEI 2019
New River | 59845_G_E8 | 59845 | G | E8 |  | Landfill Gas | PJM_West | Virginia | Pulaski | 0.3 | 2013 | 9999 |  |  |  | 0.94626 | NEI 2019
New River | 59845_G_E9 | 59845 | G | E9 |  | Landfill Gas | PJM_West | Virginia | Pulaski | 0.3 | 2013 | 9999 |  |  |  | 0.94626 | NEI 2019
Northwest Community Hospital | 59847_G_1 | 59847 | G | 1 |  | Combustion Turbine | PJM_COMD | Illinois | Cook | 0.9 | 1996 | 2045 |  |  |  | 1.1533 | Default Emission Factor
Northwest Community Hospital | 59847_G_2 | 59847 | G | 2 |  | Combustion Turbine | PJM_COMD | Illinois | Cook | 0.9 | 1996 | 2045 |  |  |  | 1.1533 | Default Emission Factor
Northwest Community Hospital | 59847_G_3 | 59847 | G | 3 |  | Combustion Turbine | PJM_COMD | Illinois | Cook | 0.9 | 1996 | 2045 |  |  |  | 1.1533 | Default Emission Factor
Northwest Community Hospital | 59847_G_4 | 59847 | G | 4 |  | Combustion Turbine | PJM_COMD | Illinois | Cook | 0.9 | 1996 | 2045 |  |  |  | 1.1533 | Default Emission Factor
HP Hood CT | 59860_G_HHOOD | 59860 | G | HHOOD |  | Combustion Turbine | PJM_AP | Virginia | Frederick | 15 | 2015 | 9999 |  |  |  | 0.04322 | Default Emission Factor
Exelon West Medway II LLC | 59882_G_4 | 59882 | G | 4 | 91232 | Combustion Turbine | NENGREST | Massachusetts | Norfolk | 97.4 | 2019 | 9999 |  |  |  | 0.02316 | Default Emission Factor
Exelon West Medway II LLC | 59882_G_5 | 59882 | G | 5 | 91233 | Combustion Turbine | NENGREST | Massachusetts | Norfolk | 97.4 | 2019 | 9999 |  |  |  | 0.02316 | Default Emission Factor
Moxie Freedom Generation Plant | 59906_G_GEN1 | 59906 | G | GEN1 | 91193 | Combined Cycle | PJM_WMAC | Pennsylvania | Luzerne | 490 | 2018 | 9999 | 2019 | 6.407 | 3606530 | 0.00426 | NEI 2019
Moxie Freedom Generation Plant | 59906_G_GEN2 | 59906 | G | GEN2 | 91194 | Combined Cycle | PJM_WMAC | Pennsylvania | Luzerne | 490 | 2018 | 9999 | 2019 | 8.4086 | 3349099 | 0.00426 | NEI 2019
Greensville County Power Station | 59913_G_CT01 | 59913 | G | CT01 | 91099 | Combined Cycle | PJM_Dom | Virginia | Greensville | 324.4 | 2018 | 9999 | 2019 | 33.41 | 9859878 | 0.02021 | NEI 2019
Greensville County Power Station | 59913_G_CT02 | 59913 | G | CT02 | 91100 | Combined Cycle | PJM_Dom | Virginia | Greensville | 324.4 | 2018 | 9999 |  |  |  | 0.02021 | NEI 2019
Greensville County Power Station | 59913_G_CT03 | 59913 | G | CT03 | 91101 | Combined Cycle | PJM_Dom | Virginia | Greensville | 324.4 | 2018 | 9999 |  |  |  | 0.02021 | NEI 2019
Greensville County Power Station | 59913_G_ST01 | 59913 | G | ST01 | 91099 | Combined Cycle | PJM_Dom | Virginia | Greensville | 611.8 | 2018 | 9999 |  |  |  | 0.02021 | NEI 2019
Alpine Power Plant | 59926_G_AI1 | 59926 | G | AI1 | 91051 | Combustion Turbine | MIS_LMI | Michigan | Otsego | 202.6 | 2016 | 9999 | 2019 | 0.2614 | 155982.5 | 0.00335 | NEI 2019
Alpine Power Plant | 59926_G_AI2 | 59926 | G | AI2 | 91052 | Combustion Turbine | MIS_LMI | Michigan | Otsego | 202.6 | 2016 | 9999 | 2019 | 0.2436 | 155982.5 | 0.00312 | NEI 2019
FCPC Renewable Generation | 59931_G_GEN1 | 59931 | G | GEN1 |  | Non-Fossil Waste | MIS_WUMS | Wisconsin | Milwaukee | 1 | 2013 | 9999 |  |  |  | 0.42147 | Default Emission Factor
FCPC Renewable Generation | 59931_G_GEN2 | 59931 | G | GEN2 |  | Non-Fossil Waste | MIS_WUMS | Wisconsin | Milwaukee | 1 | 2013 | 9999 |  |  |  | 0.42147 | Default Emission Factor
Sky Global Power One | 59938_G_UNIT1 | 59938 | G | UNIT1 |  | Combustion Turbine | ERC_REST | Texas | Colorado | 8.3 | 2016 | 9999 | 2018 | 0.40625 | 7666.6667 | 0.10598 | Texas Emissions Inventory
Sky Global Power One | 59938_G_UNIT2 | 59938 | G | UNIT2 |  | Combustion Turbine | ERC_REST | Texas | Colorado | 8.3 | 2016 | 9999 | 2018 | 0.40625 | 7666.6667 | 0.10598 | Texas Emissions Inventory
Sky Global Power One | 59938_G_UNIT3 | 59938 | G | UNIT3 |  | Combustion Turbine | ERC_REST | Texas | Colorado | 8.3 | 2016 | 9999 | 2018 | 0.40625 | 7666.6667 | 0.10598 | Texas Emissions Inventory
Sky Global Power One | 59938_G_UNIT4 | 59938 | G | UNIT4 |  | Combustion Turbine | ERC_REST | Texas | Colorado | 8.3 | 2016 | 9999 | 2018 | 0.40625 | 7666.6667 | 0.10598 | Texas Emissions Inventory
Sky Global Power One | 59938_G_UNIT5 | 59938 | G | UNIT5 |  | Combustion Turbine | ERC_REST | Texas | Colorado | 8.3 | 2016 | 9999 | 2018 | 0.40625 | 7666.6667 | 0.10598 | Texas Emissions Inventory
Sky Global Power One | 59938_G_UNIT6 | 59938 | G | UNIT6 |  | Combustion Turbine | ERC_REST | Texas | Colorado | 8.3 | 2016 | 9999 | 2018 | 0.40625 | 7666.6667 | 0.10598 | Texas Emissions Inventory
Potrero Hills Energy Producers | 59952_G_1 | 59952 | G | 1 |  | Landfill Gas | WEC_CALN | California | Solano | 1.6 | 2016 | 9999 | 2018 | 0.1354 | 12647.8 | 0.02141 | California Air Resources Board
Potrero Hills Energy Producers | 59952_G_2 | 59952 | G | 2 |  | Landfill Gas | WEC_CALN | California | Solano | 1.6 | 2016 | 9999 | 2018 | 0.1354 | 12647.8 | 0.02141 | California Air Resources Board
Potrero Hills Energy Producers | 59952_G_3 | 59952 | G | 3 |  | Landfill Gas | WEC_CALN | California | Solano | 1.6 | 2016 | 9999 | 2018 | 0.1354 | 12647.8 | 0.02141 | California Air Resources Board
Potrero Hills Energy Producers | 59952_G_4 | 59952 | G | 4 |  | Landfill Gas | WEC_CALN | California | Solano | 1.6 | 2016 | 9999 | 2018 | 0.1354 | 12647.8 | 0.02141 | California Air Resources Board
Potrero Hills Energy Producers | 59952_G_5 | 59952 | G | 5 |  | Landfill Gas | WEC_CALN | California | Solano | 1.6 | 2016 | 9999 | 2018 | 0.1354 | 12647.8 | 0.02141 | California Air Resources Board
Eight Flags Energy | 60025_G_01 | 60025 | G | 01 |  | Combustion Turbine | FRCC | Florida | Nassau | 21.3 | 2016 | 9999 | 2019 | 0.575 | 180604 | 0.00637 | NEI 2019
Lorin Industries | 60102_G_1 | 60102 | G | 1 |  | Combustion Turbine | MIS_LMI | Michigan | Muskegon | 0.8 | 1990 | 9999 | 2018 | 1.4296 | 2285.115 | 1.2512 | Michigan Point Source Emission
Lorin Industries | 60102_G_2 | 60102 | G | 2 |  | Combustion Turbine | MIS_LMI | Michigan | Muskegon | 0.8 | 1990 | 9999 | 2018 | 1.4296 | 2285.115 | 1.2512 | Michigan Point Source Emission
Lorin Industries | 60102_G_3 | 60102 | G | 3 |  | Combustion Turbine | MIS_LMI | Michigan | Muskegon | 0.8 | 1990 | 9999 | 2018 | 1.4296 | 2285.115 | 1.2512 | Michigan Point Source Emission
Lorin Industries | 60102_G_4 | 60102 | G | 4 |  | Combustion Turbine | MIS_LMI | Michigan | Muskegon | 0.8 | 1990 | 9999 | 2018 | 1.4296 | 2285.115 | 1.2512 | Michigan Point Source Emission
Colorado Bend II | 60122_G_CT7 | 60122 | G | CT7 | 91195 | Combined Cycle | ERC_REST | Texas | Wharton | 313.2 | 2017 | 9999 |  |  |  | 0.01609 | Default Emission Factor
Colorado Bend II | 60122_G_CT8 | 60122 | G | CT8 | 91196 | Combined Cycle | ERC_REST | Texas | Wharton | 313.2 | 2017 | 9999 |  |  |  | 0.01609 | Default Emission Factor
Colorado Bend II | 60122_G_STG9 | 60122 | G | STG9 | 91195 | Combined Cycle | ERC_REST | Texas | Wharton | 461.4 | 2017 | 9999 |  |  |  | 0.01609 | Default Emission Factor
Olive | 6013_G_O1 | 6013 | G | O1 | 2677 | O/G Steam | WEC_LADW | California | Los Angeles | 44 | 1959 | 9999 |  |  |  | 0.13352 | Default Emission Factor
Olive | 6013_G_O2 | 6013 | G | O2 | 2678 | O/G Steam | WEC_LADW | California | Los Angeles | 55 | 1964 | 9999 |  |  |  | 0.13352 | Default Emission Factor
Big Sand Draw Plant | 60130_G_1 | 60130 | G | 1 |  | Combustion Turbine | WECC_WY | Wyoming | Fremont | 1.4 | 2015 | 9999 |  |  |  | 1.1533 | Default Emission Factor
Big Sand Draw Plant | 60130_G_2 | 60130 | G | 2 |  | Combustion Turbine | WECC_WY | Wyoming | Fremont | 1.4 | 2015 | 9999 |  |  |  | 1.1533 | Default Emission Factor
Big Sand Draw Plant | 60130_G_4 | 60130 | G | 4 |  | Combustion Turbine | WECC_WY | Wyoming | Fremont | 1.4 | 2015 | 9999 |  |  |  | 1.1533 | Default Emission Factor
Big Sand Draw Plant | 60130_G_5 | 60130 | G | 5 |  | Combustion Turbine | WECC_WY | Wyoming | Fremont | 1.4 | 2015 | 9999 |  |  |  | 1.1533 | Default Emission Factor
Big Sand Draw Plant | 60130_G_6 | 60130 | G | 6 |  | Combustion Turbine | WECC_WY | Wyoming | Fremont | 1.4 | 2015 | 9999 |  |  |  | 1.1533 | Default Emission Factor
Glasgow LFGTE | 60137_G_1 | 60137 | G | 1 |  | Landfill Gas | PJM_West | Kentucky | Barren | 1 | 2015 | 9999 |  |  |  | 1.5652 | Default Emission Factor
ADS Renewable Energy-Wolf Creek LLC | 60184_G_GEN1 | 60184 | G | GEN1 |  | Landfill Gas | S_SOU | Georgia | Twiggs | 1.4 | 2011 | 9999 |  |  |  | 1.5652 | Default Emission Factor
ADS Renewable Energy-Wolf Creek LLC | 60184_G_GEN2 | 60184 | G | GEN2 |  | Landfill Gas | S_SOU | Georgia | Twiggs | 1.4 | 2011 | 9999 |  |  |  | 1.5652 | Default Emission Factor
Zero Waste Energy Development Co LLC | 60220_G_ZWED1 | 60220 | G | ZWED1 |  | Non-Fossil Waste | WEC_CALN | California | Santa Clara | 0.8 | 2015 | 9999 |  |  |  | 0.42147 | Default Emission Factor
Zero Waste Energy Development Co LLC | 60220_G_ZWED2 | 60220 | G | ZWED2 |  | Non-Fossil Waste | WEC_CALN | California | Santa Clara | 0.8 | 2015 | 9999 |  |  |  | 0.42147 | Default Emission Factor
Bristol Plant | 60222_G_A1 | 60222 | G | A1 |  | Landfill Gas | S_C_TVA | Virginia | Bristol City | 0.3 | 2016 | 9999 | 2018 | 0.26667 | 485.2222 | 1.0992 | Virginia State Emissions
Bristol Plant | 60222_G_A2 | 60222 | G | A2 |  | Landfill Gas | S_C_TVA | Virginia | Bristol City | 0.3 | 2016 | 9999 | 2018 | 0.26667 | 485.2222 | 1.0992 | Virginia State Emissions
Bristol Plant | 60222_G_A3 | 60222 | G | A3 |  | Landfill Gas | S_C_TVA | Virginia | Bristol City | 0.3 | 2016 | 9999 | 2018 | 0.26667 | 485.2222 | 1.0992 | Virginia State Emissions
Bristol Plant | 60222_G_A4 | 60222 | G | A4 |  | Landfill Gas | S_C_TVA | Virginia | Bristol City | 0.3 | 2016 | 9999 | 2018 | 0.26667 | 485.2222 | 1.0992 | Virginia State Emissions
Bristol Plant | 60222_G_A5 | 60222 | G | A5 |  | Landfill Gas | S_C_TVA | Virginia | Bristol City | 0.3 | 2016 | 9999 | 2018 | 0.26667 | 485.2222 | 1.0992 | Virginia State Emissions
Bristol Plant | 60222_G_A6 | 60222 | G | A6 |  | Landfill Gas | S_C_TVA | Virginia | Bristol City | 0.3 | 2016 | 9999 | 2018 | 0.26667 | 485.2222 | 1.0992 | Virginia State Emissions
Bristol Plant | 60222_G_C1 | 60222 | G | C1 |  | Landfill Gas | S_C_TVA | Virginia | Bristol City | 0.3 | 2015 | 9999 | 2018 | 0.26667 | 485.2222 | 1.0992 | Virginia State Emissions
Bristol Plant | 60222_G_C2 | 60222 | G | C2 |  | Landfill Gas | S_C_TVA | Virginia | Bristol City | 0.3 | 2015 | 9999 | 2018 | 0.26667 | 485.2222 | 1.0992 | Virginia State Emissions
Bristol Plant | 60222_G_C3 | 60222 | G | C3 |  | Landfill Gas | S_C_TVA | Virginia | Bristol City | 0.3 | 2015 | 9999 | 2018 | 0.26667 | 485.2222 | 1.0992 | Virginia State Emissions
Bristol Plant | 60222_G_C4 | 60222 | G | C4 |  | Landfill Gas | S_C_TVA | Virginia | Bristol City | 0.3 | 2015 | 9999 | 2018 | 0.26667 | 485.2222 | 1.0992 | Virginia State Emissions
Bristol Plant | 60222_G_C5 | 60222 | G | C5 |  | Landfill Gas | S_C_TVA | Virginia | Bristol City | 0.3 | 2015 | 9999 | 2018 | 0.26667 | 485.2222 | 1.0992 | Virginia State Emissions
Bristol Plant | 60222_G_C6 | 60222 | G | C6 |  | Landfill Gas | S_C_TVA | Virginia | Bristol City | 0.3 | 2015 | 9999 | 2018 | 0.26667 | 485.2222 | 1.0992 | Virginia State Emissions
Belle Haven Diesel Generation Facility | 60234_G_BDG10 | 60234 | G | BDG10 |  | Combustion Turbine | PJM_EMAC | Virginia | Accomack | 2 | 2002 | 9999 | 2018 | 0.04025 | 124 | 0.64919 | Virginia State Emissions
Belle Haven Diesel Generation Facility | 60234_G_BDG9 | 60234 | G | BDG9 |  | Combustion Turbine | PJM_EMAC | Virginia | Accomack | 2 | 2002 | 9999 | 2018 | 0.04025 | 124 | 0.64919 | Virginia State Emissions
Perdue Diesel Generation Facility | 60235_G_PDG5 | 60235 | G | PDG5 |  | Combustion Turbine | PJM_EMAC | Virginia | Accomack | 2 | 2002 | 9999 | 2018 | 0.0327 | 103.5 | 0.63188 | Virginia State Emissions
Perdue Diesel Generation Facility | 60235_G_PDG6 | 60235 | G | PDG6 |  | Combustion Turbine | PJM_EMAC | Virginia | Accomack | 2 | 2002 | 9999 | 2018 | 0.0327 | 103.5 | 0.63188 | Virginia State Emissions
Onancock Diesel Generation Facility | 60236_G_ODG7 | 60236 | G | ODG7 |  | Combustion Turbine | PJM_EMAC | Virginia | Accomack | 2 | 2002 | 9999 | 2018 | 0.03375 | 96.5 | 0.69948 | Virginia State Emissions
Onancock Diesel Generation Facility | 60236_G_ODG8 | 60236 | G | ODG8 |  | Combustion Turbine | PJM_EMAC | Virginia | Accomack | 2 | 2002 | 9999 | 2018 | 0.03375 | 96.5 | 0.69948 | Virginia State Emissions
Union Renewable Energy Facility | 60241_G_00611 | 60241 | G | 00611 |  | Landfill Gas | S_VACA | South Carolina | Union | 1.2 | 2015 | 9999 |  |  |  | 1.5652 | Default Emission Factor
Union Renewable Energy Facility | 60241_G_00677 | 60241 | G | 00677 |  | Landfill Gas | S_VACA | South Carolina | Union | 1.2 | 2015 | 9999 |  |  |  | 1.5652 | Default Emission Factor
Silicon Valley Clean Water | 60249_G_CGN | 60249 | G | CGN |  | Non-Fossil Waste | WEC_CALN | California | San Mateo | 1.2 | 2015 | 9999 |  |  |  | 0.42147 | Default Emission Factor
Owatonna Energy Station | 60254_G_UNIT1 | 60254 | G | UNIT1 |  | Combustion Turbine | MIS_MNWI | Minnesota | Steele | 9.7 | 2018 | 9999 |  |  |  | 1.1533 | Default Emission Factor
Owatonna Energy Station | 60254_G_UNIT2 | 60254 | G | UNIT2 |  | Combustion Turbine | MIS_MNWI | Minnesota | Steele | 9.7 | 2018 | 9999 |  |  |  | 1.1533 | Default Emission Factor
Owatonna Energy Station | 60254_G_UNIT3 | 60254 | G | UNIT3 |  | Combustion Turbine | MIS_MNWI | Minnesota | Steele | 9.7 | 2018 | 9999 | 2019 | 0.8047 | 7092.5 | 0.22692 | NEI 2019
Owatonna Energy Station | 60254_G_UNIT4 | 60254 | G | UNIT4 |  | Combustion Turbine | MIS_MNWI | Minnesota | Steele | 9.7 | 2018 | 9999 | 2019 | 0.7481 | 7092.5 | 0.21096 | NEI 2019
Durham AWTF | 60263_G_GEN1 | 60263 | G | GEN1 |  | Non-Fossil Waste | WECC_PNW | Oregon | Washington | 0.7 | 2015 | 9999 |  |  |  | 0.42147 | Default Emission Factor
Durham AWTF | 60263_G_GEN2 | 60263 | G | GEN2 |  | Non-Fossil Waste | WECC_PNW | Oregon | Washington | 0.8 | 2015 | 9999 |  |  |  | 0.42147 | Default Emission Factor
Bacliff | 60264_G_BCGT1 | 60264 | G | BCGT1 | 91269 | Combustion Turbine | ERC_REST | Texas | Galveston | 54 | 2018 | 9999 | 2019 | 0.26 | 26729.3333 | 0.01945 | NEI 2019
Bacliff | 60264_G_BCGT2 | 60264 | G | BCGT2 | 91270 | Combustion Turbine | ERC_REST | Texas | Galveston | 54 | 2018 | 9999 | 2019 | 0.2627 | 26729.3333 | 0.01966 | NEI 2019
Bacliff | 60264_G_BCGT3 | 60264 | G | BCGT3 | 91271 | Combustion Turbine | ERC_REST | Texas | Galveston | 54 | 2018 | 9999 | 2019 | 0.16 | 26729.3333 | 0.01197 | NEI 2019
Bacliff | 60264_G_BCGT4 | 60264 | G | BCGT4 | 91272 | Combustion Turbine | ERC_REST | Texas | Galveston | 54 | 2018 | 9999 | 2019 | 0.23 | 26729.3333 | 0.01721 | NEI 2019
Bacliff | 60264_G_BCGT5 | 60264 | G | BCGT5 | 91273 | Combustion Turbine | ERC_REST | Texas | Galveston | 54 | 2018 | 9999 | 2019 | 0.17 | 26729.3333 | 0.01272 | NEI 2019
Bacliff | 60264_G_BCGT6 | 60264 | G | BCGT6 | 91274 | Combustion Turbine | ERC_REST | Texas | Galveston | 54 | 2018 | 9999 | 2019 | 0.22 | 26729.3333 | 0.01646 | NEI 2019
West Groton CHP | 60276_G_G1 | 60276 | G | G1 |  | Combustion Turbine | NENGREST | Massachusetts | Middlesex | 3.8 | 2015 | 9999 |  |  |  | 0.04322 | Default Emission Factor
Keys Energy Center | 60302_G_10 | 60302 | G | 10 | 91141 | Combined Cycle | PJM_SMAC | Maryland | Prince Georges | 327 | 2018 | 9999 |  |  |  | 0.00397 | NEI 2019
Keys Energy Center | 60302_G_11 | 60302 | G | 11 | 91141 | Combined Cycle | PJM_SMAC | Maryland | Prince Georges | 214 | 2018 | 9999 | 2019 | 4.8433 | 1509825 | 0.00397 | NEI 2019
Keys Energy Center | 60302_G_12 | 60302 | G | 12 | 91142 | Combined Cycle | PJM_SMAC | Maryland | Prince Georges | 214 | 2018 | 9999 | 2019 | 4.3937 | 1452135 | 0.00397 | NEI 2019
Belle River | 6034_G_12-1 | 6034 | G | 12-1 | 2697 | Combustion Turbine | MIS_LMI | Michigan | St Clair | 75 | 1999 | 9999 | 2019 | 1.7515 | 110930.0223 | 0.03158 | NEI 2019
Belle River | 6034_G_12-2 | 6034 | G | 12-2 | 2698 | Combustion Turbine | MIS_LMI | Michigan | St Clair | 75 | 1999 | 9999 | 2019 | 0.5915 | 110930.0223 | 0.01066 | NEI 2019
Belle River | 6034_G_13-1 | 6034 | G | 13-1 | 2699 | Combustion Turbine | MIS_LMI | Michigan | St Clair | 74 | 1999 | 9999 | 2019 | 1.5795 | 109450.9554 | 0.02886 | NEI 2019
Belle River | 6034_G_3 | 6034 | G | 3 |  | Combustion Turbine | MIS_LMI | Michigan | St Clair | 3 | 1981 | 9999 |  |  |  | 1.9821 | Default Emission Factor
Belle River | 6034_G_4 | 6034 | G | 4 |  | Combustion Turbine | MIS_LMI | Michigan | St Clair | 3 | 1981 | 9999 |  |  |  | 1.9821 | Default Emission Factor
Belle River | 6034_G_5 | 6034 | G | 5 |  | Combustion Turbine | MIS_LMI | Michigan | St Clair | 3 | 1981 | 9999 |  |  |  | 1.9821 | Default Emission Factor
Belle River | 6034_G_IC1 | 6034 | G | IC1 |  | Combustion Turbine | MIS_LMI | Michigan | St Clair | 2 | 1981 | 9999 |  |  |  | 1.9821 | Default Emission Factor
Belle River | 6034_G_IC2 | 6034 | G | IC2 |  | Combustion Turbine | MIS_LMI | Michigan | St Clair | 3 | 1981 | 9999 |  |  |  | 1.9821 | Default Emission Factor
Okeechobee Clean Energy Center | 60345_G_1A | 60345 | G | 1A | 91288 | Combined Cycle | FRCC | Florida | Okeechobee | 376.6 | 2019 | 9999 |  |  |  | 0.01015 | Default Emission Factor
Okeechobee Clean Energy Center | 60345_G_1B | 60345 | G | 1B | 91287 | Combined Cycle | FRCC | Florida | Okeechobee | 376.6 | 2019 | 9999 |  |  |  | 0.01015 | Default Emission Factor
Okeechobee Clean Energy Center | 60345_G_1C | 60345 | G | 1C | 91289 | Combined Cycle | FRCC | Florida | Okeechobee | 376.6 | 2019 | 9999 |  |  |  | 0.01015 | Default Emission Factor
Okeechobee Clean Energy Center | 60345_G_1ST | 60345 | G | 1ST | 91288 | Combined Cycle | FRCC | Florida | Okeechobee | 593.3 | 2019 | 9999 |  |  |  | 0.01015 | Default Emission Factor
Hill AFB LFG Facility, Bldg #737 | 60349_G_LFGG1 | 60349 | G | LFGG1 |  | Landfill Gas | WECC_UT | Utah | Davis | 0.6 | 2005 | 9999 |  |  |  | 1.5652 | Default Emission Factor
Hill AFB LFG Facility, Bldg #737 | 60349_G_LFGG2 | 60349 | G | LFGG2 |  | Landfill Gas | WECC_UT | Utah | Davis | 0.7 | 2005 | 9999 |  |  |  | 1.5652 | Default Emission Factor
Hill AFB LFG Facility, Bldg #737 | 60349_G_LFGG3 | 60349 | G | LFGG3 |  | Landfill Gas | WECC_UT | Utah | Davis | 0.9 | 2008 | 9999 |  |  |  | 1.5652 | Default Emission Factor
Greenwood (MI) | 6035_G_11-1 | 6035 | G | 11-1 | 2701 | Combustion Turbine | MIS_LMI | Michigan | St Clair | 75 | 1999 | 9999 | 2019 | 0.3742 | 28998.5491 | 0.02581 | NEI 2019
Greenwood (MI) | 6035_G_11-2 | 6035 | G | 11-2 | 2702 | Combustion Turbine | MIS_LMI | Michigan | St Clair | 75 | 1999 | 9999 | 2019 | 0.34175 | 28998.5491 | 0.02357 | NEI 2019
Greenwood (MI) | 6035_G_11-3 | 6035 | G | 11-3 | 2703 | Combustion Turbine | MIS_LMI | Michigan | St Clair | 74 | 1999 | 9999 | 2019 | 0.41275 | 28611.9018 | 0.02885 | NEI 2019
South Field Energy | 60356_G_SFECC | 60356 | G | SFECC |  | Combined Cycle | PJM_ATSI | Ohio | Columbiana | 1060 | 2021 | 9999 |  |  |  | 0.01015 | Default Emission Factor
Lackawanna Energy Center | 60357_G_GEN1 | 60357 | G | GEN1 | 91210 | Combined Cycle | PJM_WMAC | Pennsylvania | Lackawanna | 465 | 2018 | 9999 | 2019 | 2.5 | 3577535 | 0.0014 | NEI 2019
Lackawanna Energy Center | 60357_G_GEN2 | 60357 | G | GEN2 | 91211 | Combined Cycle | PJM_WMAC | Pennsylvania | Lackawanna | 465 | 2018 | 9999 | 2019 | 3.5 | 3450424 | 0.00203 | NEI 2019
Lackawanna Energy Center | 60357_G_GEN3 | 60357 | G | GEN3 | 91212 | Combined Cycle | PJM_WMAC | Pennsylvania | Lackawanna | 465 | 2018 | 9999 | 2019 | 2.3 | 3135109 | 0.00147 | NEI 2019
White Street Renewables | 60364_G_WSLFG | 60364 | G | WSLFG |  | Landfill Gas | S_VACA | North Carolina | Guilford | 1.6 | 2019 | 9999 |  |  |  | 1.1591 | Default Emission Factor
Panda Hummel Station LLC | 60368_G_CTG1 | 60368 | G | CTG1 | 91106 | Combined Cycle | PJM_WMAC | Pennsylvania | Snyder | 226.3 | 2018 | 9999 | 2019 | 0.5 | 1398187 | 0.00071 | NEI 2019
Panda Hummel Station LLC | 60368_G_CTG2 | 60368 | G | CTG2 | 91107 | Combined Cycle | PJM_WMAC | Pennsylvania | Snyder | 226.3 | 2018 | 9999 | 2019 | 0.6 | 1231635 | 0.00071 | NEI 2019
Panda Hummel Station LLC | 60368_G_CTG3 | 60368 | G | CTG3 | 91111 | Combined Cycle | PJM_WMAC | Pennsylvania | Snyder | 226.3 | 2018 | 9999 | 2019 | 0.9 | 1029926 | 0.00071 | NEI 2019
Panda Hummel Station LLC | 60368_G_STG | 60368 | G | STG | 91106 | Combined Cycle | PJM_WMAC | Pennsylvania | Snyder | 417.6 | 2018 | 9999 |  |  |  | 0.00071 | NEI 2019
Clean Energy Future-Lordstown, LLC | 60376_G_CTG1 | 60376 | G | CTG1 | 91109 | Combined Cycle | PJM_ATSI | Ohio | Trumbull | 263 | 2018 | 9999 | 2019 | 1.086 | 1965110 | 0.00117 | NEI 2019
Clean Energy Future-Lordstown, LLC | 60376_G_CTG2 | 60376 | G | CTG2 | 91110 | Combined Cycle | PJM_ATSI | Ohio | Trumbull | 263 | 2018 | 9999 | 2019 | 2.425 | 1932385 | 0.00117 | NEI 2019
Clean Energy Future-Lordstown, LLC | 60376_G_STG1 | 60376 | G | STG1 | 91109 | Combined Cycle | PJM_ATSI | Ohio | Trumbull | 324 | 2018 | 9999 |  |  |  | 0.00117 | NEI 2019
Morgantown | 60388_G_GEMT | 60388 | G | GEMT |  | Landfill Gas | PJM_WMAC | Pennsylvania | Berks | 1.6 | 2016 | 9999 |  |  |  | 1.5652 | Default Emission Factor
Manatee | 6042_G_3 | 6042 | G | 3 | 88110 | Combined Cycle | FRCC | Florida | Manatee | 453 | 2005 | 9999 |  |  |  | 0.00479 | NEI 2019
Manatee | 6042_G_A | 6042 | G | A | 88110 | Combined Cycle | FRCC | Florida | Manatee | 199 | 2005 | 9999 | 2019 | 6.8987 | 3821139 | 0.00479 | NEI 2019
Manatee | 6042_G_B | 6042 | G | B | 88111 | Combined Cycle | FRCC | Florida | Manatee | 199 | 2005 | 9999 | 2019 | 3.1129 | 1224148 | 0.00479 | NEI 2019
Manatee | 6042_G_C | 6042 | G | C | 88112 | Combined Cycle | FRCC | Florida | Manatee | 199 | 2005 | 9999 | 2019 | 5.9474 | 1282167 | 0.00479 | NEI 2019
Manatee | 6042_G_D | 6042 | G | D | 88113 | Combined Cycle | FRCC | Florida | Manatee | 173.5 | 2005 | 9999 | 2019 | 2.8856 | 1545618 | 0.00479 | NEI 2019
Veyo Heat Recovery Project | 60421_G_WHR1 | 60421 | G | WHR1 |  | Non-Fossil Waste | WECC_UT | Utah | Washington | 8.4 | 2016 | 9999 |  |  |  | 0.42147 | Default Emission Factor
Martin | 6043_G_3GT1 | 6043 | G | 3GT1 | 2710 | Combined Cycle | FRCC | Florida | Martin | 165 | 1994 | 9999 | 2019 | 0.97423 | 1330520 | 0.00127 | NEI 2019
Martin | 6043_G_3GT2 | 6043 | G | 3GT2 | 2711 | Combined Cycle | FRCC | Florida | Martin | 165 | 1994 | 9999 | 2019 | 0.36478 | 770915 | 0.00127 | NEI 2019
Martin | 6043_G_3ST | 6043 | G | 3ST | 2710 | Combined Cycle | FRCC | Florida | Martin | 157 | 1994 | 9999 |  |  |  | 0.00127 | NEI 2019
Martin | 6043_G_4GT1 | 6043 | G | 4GT1 | 2712 | Combined Cycle | FRCC | Florida | Martin | 165 | 1994 | 9999 | 2019 | 2.2065 | 1405698 | 0.00345 | NEI 2019
Martin | 6043_G_4GT2 | 6043 | G | 4GT2 | 2713 | Combined Cycle | FRCC | Florida | Martin | 165 | 1994 | 9999 | 2019 | 1.5424 | 766766 | 0.00345 | NEI 2019
Martin | 6043_G_4ST | 6043 | G | 4ST | 2712 | Combined Cycle | FRCC | Florida | Martin | 157 | 1994 | 9999 |  |  |  | 0.00345 | NEI 2019
Martin | 6043_G_8 | 6043 | G | 8 | 2716 | Combined Cycle | FRCC | Florida | Martin | 447.8 | 2005 | 9999 |  |  |  | 0.00725 | NEI 2019
Martin | 6043_G_8A | 6043 | G | 8A | 2716 | Combined Cycle | FRCC | Florida | Martin | 196.8 | 2001 | 9999 | 2019 | 3.6696 | 3790930 | 0.00725 | NEI 2019
Martin | 6043_G_8B | 6043 | G | 8B | 2717 | Combined Cycle | FRCC | Florida | Martin | 196.8 | 2001 | 9999 | 2019 | 6.8675 | 1158691 | 0.00725 | NEI 2019
Martin | 6043_G_8C | 6043 | G | 8C | 88114 | Combined Cycle | FRCC | Florida | Martin | 196.8 | 2005 | 9999 | 2019 | 8.3198 | 1250411 | 0.00725 | NEI 2019
Martin | 6043_G_8D | 6043 | G | 8D | 88115 | Combined Cycle | FRCC | Florida | Martin | 196.8 | 2005 | 9999 | 2019 | 8.1271 | 1242898 | 0.00725 | NEI 2019
Athens Energy | 60457_G_1 | 60457 | G | 1 |  | Biomass | NENG_ME | Maine | Somerset | 7.1 | 2016 | 9999 |  |  |  | 0.47976 | Default Emission Factor
Port Comfort Power LLC | 60459_G_PC1 | 60459 | G | PC1 | 91150 | Combustion Turbine | ERC_REST | Texas | Calhoun | 45 | 2017 | 9999 | 2019 | 0.25 | 28264 | 0.01769 | NEI 2019
Port Comfort Power LLC | 60459_G_PC2 | 60459 | G | PC2 | 91151 | Combustion Turbine | ERC_REST | Texas | Calhoun | 45 | 2017 | 9999 | 2019 | 0.34 | 28264 | 0.02406 | NEI 2019
DeBary | 6046_G_10 | 6046 | G | 10 | 2718 | Combustion Turbine | FRCC | Florida | Volusia | 75 | 1992 | 9999 | 2019 | 0.00622 | 18104.6797 | 0.00069 | NEI 2019
DeBary | 6046_G_2 | 6046 | G | 2 |  | Combustion Turbine | FRCC | Florida | Volusia | 48 | 1976 | 9999 | 2019 | 0.006295 | 11586.995 | 0.00109 | NEI 2019
DeBary | 6046_G_3 | 6046 | G | 3 |  | Combustion Turbine | FRCC | Florida | Volusia | 50 | 1975 | 9999 | 2019 | 0.00381 | 12069.7865 | 0.00063 | NEI 2019
DeBary | 6046_G_4 | 6046 | G | 4 |  | Combustion Turbine | FRCC | Florida | Volusia | 50 | 1976 | 9999 | 2019 | 0.003397 | 12069.7865 | 0.00056 | NEI 2019
DeBary | 6046_G_5 | 6046 | G | 5 |  | Combustion Turbine | FRCC | Florida | Volusia | 50 | 1975 | 9999 | 2019 | 0.00158 | 12069.7865 | 0.00026 | NEI 2019
DeBary | 6046_G_6 | 6046 | G | 6 |  | Combustion Turbine | FRCC | Florida | Volusia | 51 | 1976 | 9999 | 2019 | 0.003942 | 12311.1822 | 0.00064 | NEI 2019
DeBary | 6046_G_7 | 6046 | G | 7 | 2719 | Combustion Turbine | FRCC | Florida | Volusia | 79 | 1992 | 9999 | 2019 | 0.55322 | 19070.2626 | 0.05802 | NEI 2019
DeBary | 6046_G_8 | 6046 | G | 8 | 2720 | Combustion Turbine | FRCC | Florida | Volusia | 78 | 1992 | 9999 | 2019 | 0.58619 | 18828.8669 | 0.06227 | NEI 2019
DeBary | 6046_G_9 | 6046 | G | 9 | 2721 | Combustion Turbine | FRCC | Florida | Volusia | 80 | 1992 | 9999 | 2019 | 0.69473 | 19311.6583 | 0.07195 | NEI 2019
Chamon Power LLC | 60460_G_CH1 | 60460 | G | CH1 | 91152 | Combustion Turbine | ERC_REST | Texas | Harris | 45 | 2017 | 9999 | 2019 | 0.37 | 30802 | 0.02402 | NEI 2019
Chamon Power LLC | 60460_G_CH2 | 60460 | G | CH2 | 91153 | Combustion Turbine | ERC_REST | Texas | Harris | 45 | 2017 | 9999 | 2019 | 0.35 | 30802 | 0.02273 | NEI 2019
Tenaska Westmoreland Generating Station | 60464_G_CTG1 | 60464 | G | CTG1 | 91139 | Combined Cycle | PJM_PENE | Pennsylvania | Westmoreland | 286.6 | 2018 | 9999 | 2019 | 7.95 | 1654814 | 0.00873 | NEI 2019
Tenaska Westmoreland Generating Station | 60464_G_CTG2 | 60464 | G | CTG2 | 91140 | Combined Cycle | PJM_PENE | Pennsylvania | Westmoreland | 286.6 | 2018 | 9999 | 2019 | 14.58 | 1848104 | 0.00873 | NEI 2019
Tenaska Westmoreland Generating Station | 60464_G_STG1 | 60464 | G | STG1 | 91139 | Combined Cycle | PJM_PENE | Pennsylvania | Westmoreland | 370.8 | 2018 | 9999 |  |  |  | 0.00873 | NEI 2019
Friendswood Energy | 60468_G_GT-1 | 60468 | G | GT-1 | 91283 | Combustion Turbine | ERC_REST | Texas | Harris | 117 | 2018 | 9999 | 2019 | 0.94 | 70635 | 0.02662 | NEI 2019
West Tisbury Generating Facility | 6049_G_UN1 | 6049 | G | UN1 |  | Combustion Turbine | NENGREST | Massachusetts | Dukes | 2.8 | 1975 | 9999 | 2019 | 0.0802 | 293 | 0.54744 | NEI 2019
West Tisbury Generating Facility | 6049_G_UN2 | 6049 | G | UN2 |  | Combustion Turbine | NENGREST | Massachusetts | Dukes | 2.8 | 1975 | 9999 | 2019 | 1.1227 | 293 | 7.6635 | NEI 2019
Wansley | 6052_G_5A | 6052 | G | 5A | 90257 | Combustion Turbine | S_SOU | Georgia | Heard | 49 | 1980 | 9999 |  |  |  | 0.02784 | Default Emission Factor
UA Central Utility Plant | 60536_G_TRBN1 | 60536 | G | TRBN1 |  | Combustion Turbine | SPP_WEST | Arkansas | Washington | 5.2 | 2016 | 9999 |  |  |  | 0.04322 | Default Emission Factor
Marquette Energy Center | 60559_G_MEC1 | 60559 | G | MEC1 |  | Combustion Turbine | MIS_WUMS | Michigan | Marquette | 16.7 | 2017 | 9999 | 2019 | 11.532 | 143873.999 | 0.16031 | NEI 2019
Marquette Energy Center | 60559_G_MEC2 | 60559 | G | MEC2 |  | Combustion Turbine | MIS_WUMS | Michigan | Marquette | 16.7 | 2017 | 9999 |  |  |  | 0.16031 | NEI 2019
Marquette Energy Center | 60559_G_MEC3 | 60559 | G | MEC3 |  | Combustion Turbine | MIS_WUMS | Michigan | Marquette | 16.7 | 2017 | 9999 |  |  |  | 0.16031 | NEI 2019
Westside Energy Station | 60564_G_WES1 | 60564 | G | WES1 |  | Combustion Turbine | MIS_MNWI | Minnesota | Olmsted | 9.3 | 2018 | 9999 |  |  |  | 1.1533 | Default Emission Factor
Westside Energy Station | 60564_G_WES2 | 60564 | G | WES2 |  | Combustion Turbine | MIS_MNWI | Minnesota | Olmsted | 9.3 | 2018 | 9999 |  |  |  | 1.1533 | Default Emission Factor
Westside Energy Station | 60564_G_WES3 | 60564 | G | WES3 |  | Combustion Turbine | MIS_MNWI | Minnesota | Olmsted | 9.3 | 2018 | 9999 |  |  |  | 1.1533 | Default Emission Factor
Westside Energy Station | 60564_G_WES4 | 60564 | G | WES4 |  | Combustion Turbine | MIS_MNWI | Minnesota | Olmsted | 9.3 | 2018 | 9999 |  |  |  | 1.1533 | Default Emission Factor
Westside Energy Station | 60564_G_WES5 | 60564 | G | WES5 |  | Combustion Turbine | MIS_MNWI | Minnesota | Olmsted | 9.3 | 2018 | 9999 |  |  |  | 1.1533 | Default Emission Factor
North City Cogeneration Facility | 60571_G_NCEP | 60571 | G | NCEP |  | Landfill Gas | WEC_SDGE | California | San Diego | 1.4 | 2013 | 9999 |  |  |  | 1.5652 | Default Emission Factor
Cascade Creek | 6058_G_1 | 6058 | G | 1 | 90209 | Combustion Turbine | MIS_MNWI | Minnesota | Olmsted | 27.9 | 1975 | 9999 | 2017 | 0.03752 | 9294.593 | 0.00807 | NEI 2019
Cascade Creek | 6058_G_2 | 6058 | G | 2 | 2727 | Combustion Turbine | MIS_MNWI | Minnesota | Olmsted | 49.5 | 2002 | 9999 | 2017 | 0.12853 | 16490.407 | 0.01559 | NEI 2019
CPV Fairview Energy Center | 60589_G_GEN1 | 60589 | G | GEN1 | 91312 | Combined Cycle | PJM_PENE | Pennsylvania | Cambria | 342 | 2020 | 9999 |  |  |  | 0.01015 | Default Emission Factor
CPV Fairview Energy Center | 60589_G_GEN2 | 60589 | G | GEN2 | 91311 | Combined Cycle | PJM_PENE | Pennsylvania | Cambria | 342 | 2020 | 9999 |  |  |  | 0.01015 | Default Emission Factor
CPV Fairview Energy Center | 60589_G_GEN3 | 60589 | G | GEN3 | 91312 | Combined Cycle | PJM_PENE | Pennsylvania | Cambria | 416 | 2020 | 9999 |  |  |  | 0.01015 | Default Emission Factor
Coachella | 6060_G_1 | 6060 | G | 1 |  | Combustion Turbine | WECC_IID | California | Riverside | 20.1 | 1973 | 9999 |  |  |  | 0.04322 | Default Emission Factor
Coachella | 6060_G_2 | 6060 | G | 2 |  | Combustion Turbine | WECC_IID | California | Riverside | 20 | 1973 | 9999 | 2017 | 0.04 | 507.8431 | 0.15753 | NEI 2019
Coachella | 6060_G_3 | 6060 | G | 3 |  | Combustion Turbine | WECC_IID | California | Riverside | 20.7 | 1974 | 9999 | 2017 | 0.010153 | 525.6176 | 0.03863 | NEI 2019
Coachella | 6060_G_4 | 6060 | G | 4 |  | Combustion Turbine | WECC_IID | California | Riverside | 20.8 | 1976 | 9999 |  |  |  | 0.04322 | Default Emission Factor
St. Mary Clean Energy Center | 60610_G_1 | 60610 | G | 1 |  | Non-Fossil Waste | MIS_LA | Louisiana | St Mary | 47.9 | 2019 | 9999 |  |  |  | 0.66724 | Default Emission Factor
Electrifarm | 6063_G_1 | 6063 | G | 1 | 90086 | Combustion Turbine | MIS_MIDA | Iowa | Black Hawk | 56.4 | 1975 | 9999 | 2019 | 0.013232 | 303.9895 | 0.08706 | NEI 2019
Electrifarm | 6063_G_2 | 6063 | G | 2 | 90087 | Combustion Turbine | MIS_MIDA | Iowa | Black Hawk | 65.6 | 1978 | 9999 | 2019 | 0.040104 | 353.5764 | 0.22685 | NEI 2019
Electrifarm | 6063_G_3 | 6063 | G | 3 | 90088 | Combustion Turbine | MIS_MIDA | Iowa | Black Hawk | 67.8 | 1978 | 9999 | 2019 | 0.023254 | 365.4341 | 0.12727 | NEI 2019
Nearman Creek | 6064_G_CT4 | 6064 | G | CT4 | 89528 | Combustion Turbine | SPP_N | Kansas | Wyandotte | 76 | 2006 | 9999 | 2019 | 0.085349 | 8892 | 0.0192 | NEI 2019
Shakopee Energy Park | 60647_G_SQA01 | 60647 | G | SQA01 |  | Combustion Turbine | MIS_MNWI | Minnesota | Scott | 9.3 | 2017 | 9999 |  |  |  | 1.1533 | Default Emission Factor
Shakopee Energy Park | 60647_G_SQA02 | 60647 | G | SQA02 |  | Combustion Turbine | MIS_MNWI | Minnesota | Scott | 9.3 | 2017 | 9999 |  |  |  | 1.1533 | Default Emission Factor
Shakopee Energy Park | 60647_G_SQA03 | 60647 | G | SQA03 |  | Combustion Turbine | MIS_MNWI | Minnesota | Scott | 9.3 | 2017 | 9999 |  |  |  | 1.1533 | Default Emission Factor
Shakopee Energy Park | 60647_G_SQA04 | 60647 | G | SQA04 |  | Combustion Turbine | MIS_MNWI | Minnesota | Scott | 9.3 | 2017 | 9999 |  |  |  | 1.1533 | Default Emission Factor
Shakopee Energy Park | 60647_G_SQA05 | 60647 | G | SQA05 |  | Combustion Turbine | MIS_MNWI | Minnesota | Scott | 9.3 | 2017 | 9999 |  |  |  | 1.1533 | Default Emission Factor
Four Peaks Camino Real | 60696_G_1 | 60696 | G | 1 |  | Landfill Gas | WECC_NM | New Mexico | Dona Ana | 1.6 | 2008 | 9999 |  |  |  | 1.5652 | Default Emission Factor
Four Peaks Camino Real | 60696_G_2 | 60696 | G | 2 |  | Landfill Gas | WECC_NM | New Mexico | Dona Ana | 1.6 | 2008 | 9999 |  |  |  | 1.5652 | Default Emission Factor
Stanton Energy Reliability Center | 60698_G_GT1 | 60698 | G | GT1 |  | Combustion Turbine | WECC_SCE | California | Orange | 45.9 | 2020 | 9999 |  |  |  | 0.02316 | Default Emission Factor
Stanton Energy Reliability Center | 60698_G_GT2 | 60698 | G | GT2 |  | Combustion Turbine | WECC_SCE | California | Orange | 45.9 | 2020 | 9999 |  |  |  | 0.02316 | Default Emission Factor
Fredonia | 607_G_1 | 607 | G | 1 |  | Combustion Turbine | WECC_PNW | Washington | Skagit | 93 | 1984 | 9999 | 2019 | 0.8 | 65041.876 | 0.0246 | NEI 2019
Fredonia | 607_G_2 | 607 | G | 2 |  | Combustion Turbine | WECC_PNW | Washington | Skagit | 93 | 1984 | 9999 | 2019 | 1.9 | 65041.876 | 0.05842 | NEI 2019
Fredonia | 607_G_3 | 607 | G | 3 | 9183 | Combustion Turbine | WECC_PNW | Washington | Skagit | 47 | 2001 | 9999 |  |  |  | 0.04322 | Default Emission Factor
Fredonia | 607_G_4 | 607 | G | 4 | 9184 | Combustion Turbine | WECC_PNW | Washington | Skagit | 47 | 2001 | 9999 | 2019 | 0.2 | 32870.6255 | 0.01217 | NEI 2019
JED Solid Waste Mgmt Renewable Energy | 60701_G_00603 | 60701 | G | 00603 |  | Landfill Gas | FRCC | Florida | Osceola | 1.4 | 2017 | 9999 | 2018 | 16.7 | 9285.5 | 3.597 | Florida State Emissions Inventory
JED Solid Waste Mgmt Renewable Energy | 60701_G_00696 | 60701 | G | 00696 |  | Landfill Gas | FRCC | Florida | Osceola | 1.4 | 2017 | 9999 | 2018 | 16.7 | 9285.5 | 3.597 | Florida State Emissions Inventory
JED Solid Waste Mgmt Renewable Energy | 60701_G_00697 | 60701 | G | 00697 |  | Landfill Gas | FRCC | Florida | Osceola | 1.4 | 2017 | 9999 | 2018 | 16.7 | 9285.5 | 3.597 | Florida State Emissions Inventory
JED Solid Waste Mgmt Renewable Energy | 60701_G_00698 | 60701 | G | 00698 |  | Landfill Gas | FRCC | Florida | Osceola | 1.4 | 2017 | 9999 | 2018 | 16.7 | 9285.5 | 3.597 | Florida State Emissions Inventory
JED Solid Waste Mgmt Renewable Energy | 60701_G_00699 | 60701 | G | 00699 |  | Landfill Gas | FRCC | Florida | Osceola | 1.4 | 2017 | 9999 | 2018 | 16.7 | 9285.5 | 3.597 | Florida State Emissions Inventory
JED Solid Waste Mgmt Renewable Energy | 60701_G_00700 | 60701 | G | 00700 |  | Landfill Gas | FRCC | Florida | Osceola | 1.4 | 2017 | 9999 | 2018 | 16.7 | 9285.5 | 3.597 | Florida State Emissions Inventory
Green City Recovery, LLC | 60703_G_1 | 60703 | G | 1 |  | Landfill Gas | S_C_KY | Kentucky | Scott | 1 | 2016 | 9999 |  |  |  | 1.5652 | Default Emission Factor
Green City Recovery, LLC | 60703_G_2 | 60703 | G | 2 |  | Landfill Gas | S_C_KY | Kentucky | Scott | 1 | 2019 | 9999 |  |  |  | 1.1591 | Default Emission Factor
Trimble County | 6071_G_10 | 6071 | G | 10 | 2738 | Combustion Turbine | S_C_KY | Kentucky | Trimble | 159 | 2004 | 9999 | 2019 | 0.63499 | 146651.6667 | 0.00866 | NEI 2019
Trimble County | 6071_G_5 | 6071 | G | 5 | 2739 | Combustion Turbine | S_C_KY | Kentucky | Trimble | 159 | 2002 | 9999 | 2019 | 2.4184 | 146651.6667 | 0.03298 | NEI 2019
Trimble County | 6071_G_6 | 6071 | G | 6 | 2740 | Combustion Turbine | S_C_KY | Kentucky | Trimble | 159 | 2002 | 9999 | 2019 | 0.80406 | 146651.6667 | 0.01097 | NEI 2019
Trimble County | 6071_G_7 | 6071 | G | 7 | 2741 | Combustion Turbine | S_C_KY | Kentucky | Trimble | 159 | 2004 | 9999 | 2019 | 1.4033 | 146651.6667 | 0.01914 | NEI 2019
Trimble County | 6071_G_8 | 6071 | G | 8 | 2742 | Combustion Turbine | S_C_KY | Kentucky | Trimble | 159 | 2004 | 9999 | 2019 | 0.62298 | 146651.6667 | 0.0085 | NEI 2019
Trimble County | 6071_G_9 | 6071 | G | 9 | 2743 | Combustion Turbine | S_C_KY | Kentucky | Trimble | 159 | 2004 | 9999 | 2019 | 1.2434 | 146651.6667 | 0.01696 | NEI 2019
Green Cow Power | 60721_G_ENG1 | 60721 | G | ENG1 |  | Non-Fossil Waste | MIS_INKY | Indiana | Elkhart | 1 | 2015 | 9999 |  |  |  | 0.42147 | Default Emission Factor
Green Cow Power | 60721_G_ENG2 | 60721 | G | ENG2 |  | Non-Fossil Waste | MIS_INKY | Indiana | Elkhart | 1 | 2015 | 9999 |  |  |  | 0.42147 | Default Emission Factor
Green Cow Power | 60721_G_ENG3 | 60721 | G | ENG3 |  | Non-Fossil Waste | MIS_INKY | Indiana | Elkhart | 1 | 2015 | 9999 |  |  |  | 0.42147 | Default Emission Factor
Victor J Daniel Jr | 6073_G_3 | 6073 | G | 3 | 2746 | Combined Cycle | S_SOU | Mississippi | Jackson | 177.2 | 2001 | 9999 | 2019 | 0.01 | 2866607 | 0.00706 | NEI 2019
Victor J Daniel Jr | 6073_G_3CT | 6073 | G | 3CT | 2747 | Combined Cycle | S_SOU | Mississippi | Jackson | 177.2 | 2001 | 9999 | 2019 | 14.884 | 1353882 | 0.00706 | NEI 2019
Victor J Daniel Jr | 6073_G_3ST | 6073 | G | 3ST | 2746 | Combined Cycle | S_SOU | Mississippi | Jackson | 186.5 | 2001 | 9999 |  |  |  | 0.00706 | NEI 2019
Victor J Daniel Jr | 6073_G_4 | 6073 | G | 4 | 2748 | Combined Cycle | S_SOU | Mississippi | Jackson | 176.9 | 2001 | 9999 | 2019 | 0.22 | 2811011 | 0.00142 | NEI 2019
Victor J Daniel Jr | 6073_G_4CT | 6073 | G | 4CT | 2749 | Combined Cycle | S_SOU | Mississippi | Jackson | 176.9 | 2001 | 9999 | 2019 | 2.66 | 1260835 | 0.00142 | NEI 2019
Victor J Daniel Jr | 6073_G_4ST | 6073 | G | 4ST | 2748 | Combined Cycle | S_SOU | Mississippi | Jackson | 186.2 | 2001 | 9999 |  |  |  | 0.00142 | NEI 2019
Greenwood (MO) | 6074_G_3 | 6074 | G | 3 | 90009 | Combustion Turbine | SPP_N | Missouri | Jackson | 62.9 | 1977 | 2025 | 2019 | 0.116 | 3597.3292 | 0.06449 | NEI 2019
Greenwood (MO) | 6074_G_4 | 6074 | G | 4 | 90010 | Combustion Turbine | SPP_N | Missouri | Jackson | 58.3 | 1979 | 9999 | 2019 | 0.1028 | 3334.2495 | 0.06166 | NEI 2019
Argonne National Laboratory CHP | 60742_G_CHP | 60742 | G | CHP |  | Combustion Turbine | PJM_COMD | Illinois | DuPage | 4.7 | 2016 | 2045 |  |  |  | 0.04322 | Default Emission Factor
Osawatomie Power Plant South Sub | 60750_G_CAT4 | 60750 | G | CAT4 |  | Combustion Turbine | SPP_N | Kansas | Miami | 2 | 2017 | 9999 |  |  |  | 1.9821 | Default Emission Factor
Osawatomie Power Plant South Sub | 60750_G_CAT5 | 60750 | G | CAT5 |  | Combustion Turbine | SPP_N | Kansas | Miami | 2 | 2017 | 9999 |  |  |  | 1.9821 | Default Emission Factor
Osawatomie Power Plant South Sub | 60750_G_CAT6 | 60750 | G | CAT6 |  | Combustion Turbine | SPP_N | Kansas | Miami | 2 | 2017 | 9999 |  |  |  | 1.9821 | Default Emission Factor
Osawatomie Power Plant North Sub | 60751_G_CAT1 | 60751 | G | CAT1 |  | Combustion Turbine | SPP_N | Kansas | Miami | 2 | 2018 | 9999 |  |  |  | 1.9821 | Default Emission Factor
Osawatomie Power Plant North Sub | 60751_G_CAT2 | 60751 | G | CAT2 |  | Combustion Turbine | SPP_N | Kansas | Miami | 2 | 2018 | 9999 |  |  |  | 1.9821 | Default Emission Factor
Osawatomie Power Plant North Sub | 60751_G_CAT3 | 60751 | G | CAT3 |  | Combustion Turbine | SPP_N | Kansas | Miami | 2 | 2018 | 9999 |  |  |  | 1.9821 | Default Emission Factor
Gila River Power Block 2 | 60768_G_CTG3 | 60768 | G | CTG3 |  | Combined Cycle | WECC_AZ | Arizona | Maricopa | 146 | 2003 | 9999 | 2019 | 1.8249 | 1939260 | 0.00206 | NEI 2019
Gila River Power Block 2 | 60768_G_CTG4 | 60768 | G | CTG4 |  | Combined Cycle | WECC_AZ | Arizona | Maricopa | 146 | 2003 | 9999 | 2019 | 1.0943 | 900772 | 0.00206 | NEI 2019
Gila River Power Block 2 | 60768_G_ST10 | 60768 | G | ST10 |  | Combined Cycle | WECC_AZ | Arizona | Maricopa | 223 | 2003 | 9999 |  |  |  | 0.00206 | NEI 2019
CC Landfill Energy, LLC | 60792_G_GT1 | 60792 | G | GT1 |  | Landfill Gas | WECC_SNV | Nevada | Clark | 3.3 | 2012 | 9999 |  |  |  | 1.5652 | Default Emission Factor
CC Landfill Energy, LLC | 60792_G_GT2 | 60792 | G | GT2 |  | Landfill Gas | WECC_SNV | Nevada | Clark | 3.3 | 2012 | 9999 |  |  |  | 1.5652 | Default Emission Factor
Lake Forest Hospital | 60797_G_GEN1 | 60797 | G | GEN1 |  | Combustion Turbine | PJM_COMD | Illinois | Lake | 3.2 | 1996 | 2045 |  |  |  | 1.1533 | Default Emission Factor
Stony Brook | 6081_G_1 | 6081 | G | 1 | 2759 | Combustion Turbine | NENGREST | Massachusetts | Hampden | 65 | 1982 | 9999 |  |  |  | 0.02784 | Default Emission Factor
Stony Brook | 6081_G_2 | 6081 | G | 2 | 2760 | Combustion Turbine | NENGREST | Massachusetts | Hampden | 65 | 1982 | 9999 |  |  |  | 0.02784 | Default Emission Factor
Stony Brook | 6081_G_BS#1 | 6081 | G | BS#1 |  | Combustion Turbine | NENGREST | Massachusetts | Hampden | 2 | 2007 | 9999 |  |  |  | 1.9821 | Default Emission Factor
Stony Brook | 6081_G_BS#2 | 6081 | G | BS#2 |  | Combustion Turbine | NENGREST | Massachusetts | Hampden | 2 | 2007 | 9999 |  |  |  | 1.9821 | Default Emission Factor
Stony Brook | 6081_G_CA1 | 6081 | G | CA1 | 2756 | Combined Cycle | NENGREST | Massachusetts | Hampden | 96 | 1981 | 9999 |  |  |  | 0.05346 | NEI 2019
Stony Brook | 6081_G_CT1 | 6081 | G | CT1 | 2756 | Combined Cycle | NENGREST | Massachusetts | Hampden | 69.7 | 1981 | 9999 | 2019 | 0.1103 | 28038 | 0.05346 | NEI 2019
Stony Brook | 6081_G_CT2 | 6081 | G | CT2 | 2757 | Combined Cycle | NENGREST | Massachusetts | Hampden | 69.7 | 1981 | 9999 | 2019 | 0.8176 | 2476 | 0.05346 | NEI 2019
Stony Brook | 6081_G_CT3 | 6081 | G | CT3 | 2758 | Combined Cycle | NENGREST | Massachusetts | Hampden | 69.7 | 1981 | 9999 | 2019 | 0.2684 | 14239 | 0.05346 | NEI 2019
Stony Brook | 6081_G_EDSI | 6081 | G | EDSI |  | Combustion Turbine | NENGREST | Massachusetts | Hampden | 0.6 | 1981 | 9999 |  |  |  | 1.9821 | Default Emission Factor
Orbit Energy RI | 60831_G_1 | 60831 | G | 1 |  | Non-Fossil Waste | NENGREST | Rhode Island | Providence | 3.2 | 2017 | 9999 |  |  |  | 0.42147 | Default Emission Factor
R M Schahfer | 6085_G_16A | 6085 | G | 16A | 9095 | Combustion Turbine | MIS_INKY | Indiana | Jasper | 78 | 1979 | 9999 | 2017 | 0.055754 | 7213.7419 | 0.01546 | NEI 2019
R M Schahfer | 6085_G_16B | 6085 | G | 16B | 9096 | Combustion Turbine | MIS_INKY | Indiana | Jasper | 77 | 1979 | 9999 | 2017 | 0.075972 | 7121.2581 | 0.02134 | NEI 2019
North Loop | 6088_G_1 | 6088 | G | 1 |  | Combustion Turbine | WECC_AZ | Arizona | Pima | 25 | 1972 | 9999 | 2019 | 0.023456 | 3283.1579 | 0.01429 | NEI 2019
North Loop | 6088_G_2 | 6088 | G | 2 |  | Combustion Turbine | WECC_AZ | Arizona | Pima | 25 | 1972 | 9999 | 2019 | 0.10173 | 3283.1579 | 0.06197 | NEI 2019
North Loop | 6088_G_3 | 6088 | G | 3 |  | Combustion Turbine | WECC_AZ | Arizona | Pima | 25 | 1972 | 9999 | 2019 | 0.061669 | 3283.1579 | 0.03757 | NEI 2019
North Loop | 6088_G_4 | 6088 | G | 4 |  | Combustion Turbine | WECC_AZ | Arizona | Pima | 20 | 2001 | 9999 | 2019 | 0.010438 | 2626.5263 | 0.00795 | NEI 2019
Lewis & Clark | 6089_G_2 | 6089 | G | 2 |  | Combustion Turbine | MIS_MAPP | Montana | Richland | 9.1 | 2016 | 9999 | 2019 | 1.5768 | 1001.5 | 3.1489 | NEI 2019
Lewis & Clark | 6089_G_3 | 6089 | G | 3 |  | Combustion Turbine | MIS_MAPP | Montana | Richland | 9.1 | 2016 | 9999 | 2019 | 0.1974 | 1001.5 | 0.39421 | NEI 2019
Cape Canaveral | 609_G_3A | 609 | G | 3A | 90801 | Combined Cycle | FRCC | Florida | Brevard | 270.4 | 2013 | 9999 | 2019 | 0.33387 | 3628560 | 0.00233 | NEI 2019
Cape Canaveral | 609_G_3B | 609 | G | 3B | 90802 | Combined Cycle | FRCC | Florida | Brevard | 270.4 | 2013 | 9999 | 2019 | 1.1225 | 1711020 | 0.00233 | NEI 2019
Cape Canaveral | 609_G_3C | 609 | G | 3C | 90803 | Combined Cycle | FRCC | Florida | Brevard | 270.4 | 2013 | 9999 | 2019 | 6.3336 | 1337282 | 0.00233 | NEI 2019
Cape Canaveral | 609_G_3ST | 609 | G | 3ST | 90801 | Combined Cycle | FRCC | Florida | Brevard | 478.8 | 2013 | 9999 |  |  |  | 0.00233 | NEI 2019
Salem Harbor Station NGCC | 60903_G_1 | 60903 | G | 1 | 91204 | Combined Cycle | NENGREST | Massachusetts | Essex | 134.5 | 2018 | 9999 | 2019 | 0.7763 | 86887 | 0.00639 | NEI 2019
Salem Harbor Station NGCC | 60903_G_2 | 60903 | G | 2 | 91205 | Combined Cycle | NENGREST | Massachusetts | Essex | 134.2 | 2018 | 9999 | 2019 | 0.6578 | 101470 | 0.00452 | NEI 2019
Salem Harbor Station NGCC | 60903_G_3 | 60903 | G | 3 |  | Combined Cycle | NENGREST | Massachusetts | Essex | 204.4 | 2018 | 9999 |  |  |  | 0.00639 | NEI 2019
Salem Harbor Station NGCC | 60903_G_4 | 60903 | G | 4 |  | Combined Cycle | NENGREST | Massachusetts | Essex | 204 | 2018 | 9999 |  |  |  | 0.00452 | NEI 2019
NET Power La Porte Station | 60910_G_NPLPS | 60910 | G | NPLPS |  | Combustion Turbine | ERC_REST | Texas | Harris | 25.5 | 2019 | 9999 |  |  |  | 0.02316 | Default Emission Factor
Verwey-Hanford Dairy Digester #1 | 60918_G_00003 | 60918 | G | 00003 |  | Non-Fossil Waste | WEC_CALN | California | Kings | 1 | 2016 | 9999 |  |  |  | 0.42147 | Default Emission Factor
Spirit Mound | 6092_G_1 | 6092 | G | 1 |  | Combustion Turbine | SPP_WAUE | South Dakota | Clay | 54.6 | 1978 | 2025 |  |  |  | 0.02784 | Default Emission Factor
Spirit Mound | 6092_G_2 | 6092 | G | 2 |  | Combustion Turbine | SPP_WAUE | South Dakota | Clay | 45.5 | 1978 | 2025 |  |  |  | 0.02784 | Default Emission Factor
St. Charles Power Station (LA) | 60926_G_1A | 60926 | G | 1A | 91295 | Combined Cycle | MIS_AMSO | Louisiana | St Charles | 250 | 2019 | 9999 | 2019 | 1.8 | 3615675 | 0.001 | NEI 2019
St. Charles Power Station (LA) | 60926_G_1B | 60926 | G | 1B | 91296 | Combined Cycle | MIS_AMSO | Louisiana | St Charles | 250 | 2019 | 9999 |  |  |  | 0.001 | NEI 2019
St. Charles Power Station (LA) | 60926_G_1C | 60926 | G | 1C | 91295 | Combined Cycle | MIS_AMSO | Louisiana | St Charles | 500 | 2019 | 9999 |  |  |  | 0.001 | NEI 2019
Lake Charles Power | 60927_G_1A | 60927 | G | 1A |  | Combined Cycle | MIS_WOTA | Louisiana | Calcasieu | 250 | 2020 | 9999 |  |  |  | 0.01015 | Default Emission Factor
Lake Charles Power | 60927_G_1B | 60927 | G | 1B |  | Combined Cycle | MIS_WOTA | Louisiana | Calcasieu | 250 | 2020 | 9999 |  |  |  | 0.01015 | Default Emission Factor
Lake Charles Power | 60927_G_1C | 60927 | G | 1C |  | Combined Cycle | MIS_WOTA | Louisiana | Calcasieu | 500 | 2020 | 9999 |  |  |  | 0.01015 | Default Emission Factor
New Orleans Power | 60928_G_1 | 60928 | G | 1 |  | Combustion Turbine | MIS_AMSO | Louisiana | Orleans | 250 | 2020 | 9999 |  |  |  | 0.02316 | Default Emission Factor
Hopewell Cogeneration NJ | 60933_G_GEN1 | 60933 | G | GEN1 |  | Combustion Turbine | PJM_EMAC | New Jersey | Mercer | 2 | 2015 | 9999 |  |  |  | 1.1533 | Default Emission Factor
Hopewell Cogeneration NJ | 60933_G_GEN2 | 60933 | G | GEN2 |  | Combustion Turbine | PJM_EMAC | New Jersey | Mercer | 2 | 2015 | 9999 |  |  |  | 1.1533 | Default Emission Factor
Hyperion Treatment Plant CHP Plant | 60960_G_CTG1 | 60960 | G | CTG1 |  | Non-Fossil Waste | WEC_LADW | California | Los Angeles | 10 | 2017 | 9999 |  |  |  | 0.42147 | Default Emission Factor
Hyperion Treatment Plant CHP Plant | 60960_G_CTG2 | 60960 | G | CTG2 |  | Non-Fossil Waste | WEC_LADW | California | Los Angeles | 10 | 2017 | 9999 |  |  |  | 0.42147 | Default Emission Factor
Hyperion Treatment Plant CHP Plant | 60960_G_STG1 | 60960 | G | STG1 |  | Non-Fossil Waste | WEC_LADW | California | Los Angeles | 2 | 2017 | 9999 |  |  |  | 0.42147 | Default Emission Factor
Big Stone | 6098_G_D1 | 6098 | G | D1 |  | Combustion Turbine | MIS_MAPP | South Dakota | Grant | 0.6 | 1975 | 9999 |  |  |  | 1.9821 | Default Emission Factor
Mill Seat Renewable Energy Facility | 61012_G_GEN1 | 61012 | G | GEN1 |  | Landfill Gas | NY_Z_B | New York | Genesee | 0.8 | 2007 | 9999 |  |  |  | 1.5652 | Default Emission Factor
Mill Seat Renewable Energy Facility | 61012_G_GEN2 | 61012 | G | GEN2 |  | Landfill Gas | NY_Z_B | New York | Genesee | 0.8 | 2007 | 9999 |  |  |  | 1.5652 | Default Emission Factor
Mill Seat Renewable Energy Facility | 61012_G_GEN3 | 61012 | G | GEN3 |  | Landfill Gas | NY_Z_B | New York | Genesee | 0.8 | 2007 | 9999 |  |  |  | 1.5652 | Default Emission Factor
Mill Seat Renewable Energy Facility | 61012_G_GEN4 | 61012 | G | GEN4 |  | Landfill Gas | NY_Z_B | New York | Genesee | 0.8 | 2007 | 9999 |  |  |  | 1.5652 | Default Emission Factor
Mill Seat Renewable Energy Facility | 61012_G_GEN5 | 61012 | G | GEN5 |  | Landfill Gas | NY_Z_B | New York | Genesee | 0.8 | 2007 | 9999 |  |  |  | 1.5652 | Default Emission Factor
Mill Seat Renewable Energy Facility | 61012_G_GEN6 | 61012 | G | GEN6 |  | Landfill Gas | NY_Z_B | New York | Genesee | 0.8 | 2007 | 9999 |  |  |  | 1.5652 | Default Emission Factor
Mill Seat Renewable Energy Facility | 61012_G_GEN7 | 61012 | G | GEN7 |  | Landfill Gas | NY_Z_B | New York | Genesee | 0.8 | 2007 | 9999 |  |  |  | 1.5652 | Default Emission Factor
Mill Seat Renewable Energy Facility | 61012_G_GEN8 | 61012 | G | GEN8 |  | Landfill Gas | NY_Z_B | New York | Genesee | 0.8 | 2007 | 9999 |  |  |  | 1.5652 | Default Emission Factor
Montefiore - Westchester Square | 61025_G_EGEN1 | 61025 | G | EGEN1 |  | Combustion Turbine | NY_Z_J | New York | Bronx | 1 | 1983 | 9999 |  |  |  | 1.9821 | Default Emission Factor
New York Presbyterian Hospital-168th St | 61026_G_CHNY1 | 61026 | G | CHNY1 |  | Combustion Turbine | NY_Z_J | New York | New York | 2 | 2003 | 9999 |  |  |  | 1.9821 | Default Emission Factor
New York Presbyterian Hospital-168th St | 61026_G_CHNY2 | 61026 | G | CHNY2 |  | Combustion Turbine | NY_Z_J | New York | New York | 2 | 2003 | 9999 |  |  |  | 1.9821 | Default Emission Factor
New York Presbyterian Hospital-168th St | 61026_G_GARG | 61026 | G | GARG |  | Combustion Turbine | NY_Z_J | New York | New York | 0.1 | 2000 | 9999 |  |  |  | 1.9821 | Default Emission Factor
New York Presbyterian Hospital-168th St | 61026_G_MHB1 | 61026 | G | MHB1 |  | Combustion Turbine | NY_Z_J | New York | New York | 2 | 2000 | 9999 |  |  |  | 1.9821 | Default Emission Factor
New York Presbyterian Hospital-168th St | 61026_G_MHB2 | 61026 | G | MHB2 |  | Combustion Turbine | NY_Z_J | New York | New York | 1.4 | 2000 | 9999 |  |  |  | 1.9821 | Default Emission Factor
New York Presbyterian Hospital-168th St | 61026_G_MHB3 | 61026 | G | MHB3 |  | Combustion Turbine | NY_Z_J | New York | New York | 1.4 | 2000 | 9999 |  |  |  | 1.9821 | Default Emission Factor
New York Presbyterian Hospital-168th St | 61026_G_MHB4 | 61026 | G | MHB4 |  | Combustion Turbine | NY_Z_J | New York | New York | 1.5 | 2008 | 9999 |  |  |  | 1.9821 | Default Emission Factor
New York Presbyterian Hospital-168th St | 61026_G_MHB5 | 61026 | G | MHB5 |  | Combustion Turbine | NY_Z_J | New York | New York | 1.5 | 2008 | 9999 |  |  |  | 1.9821 | Default Emission Factor
Hickory Run Energy Station | 61028_G_CTG1 | 61028 | G | CTG1 |  | Combined Cycle | PJM_ATSI | Pennsylvania | Lawrence | 283 | 2020 | 9999 |  |  |  | 0.01015 | Default Emission Factor
Hickory Run Energy Station | 61028_G_CTG2 | 61028 | G | CTG2 |  | Combined Cycle | PJM_ATSI | Pennsylvania | Lawrence | 283 | 2020 | 9999 |  |  |  | 0.01015 | Default Emission Factor
Hickory Run Energy Station | 61028_G_STG1 | 61028 | G | STG1 |  | Combined Cycle | PJM_ATSI | Pennsylvania | Lawrence | 437 | 2020 | 9999 |  |  |  | 0.01015 | Default Emission Factor
Birdsboro Power | 61035_G_GEN1 | 61035 | G | GEN1 | 91213 | Combined Cycle | PJM_WMAC | Pennsylvania | Berks | 476 | 2019 | 9999 | 2019 | 0.594 | 2186256 | 0.00054 | NEI 2019
Sub 12 | 61080_G_IC1 | 61080 | G | IC1 |  | Combustion Turbine | FRCC | Florida | Leon | 9.3 | 2018 | 9999 |  |  |  | 1.1533 | Default Emission Factor
Sub 12 | 61080_G_IC2 | 61080 | G | IC2 |  | Combustion Turbine | FRCC | Florida | Leon | 9.3 | 2018 | 9999 |  |  |  | 1.1533 | Default Emission Factor
Fort St Vrain | 6112_G_1 | 6112 | G | 1 | 2779 | Combined Cycle | WECC_CO | Colorado | Weld | 301 | 1998 | 9999 |  |  |  | 0.01581 | NEI 2019
Fort St Vrain | 6112_G_2 | 6112 | G | 2 | 2779 | Combined Cycle | WECC_CO | Colorado | Weld | 123 | 1996 | 9999 | 2019 | 9.7448 | 2203116 | 0.01581 | NEI 2019
Fort St Vrain | 6112_G_3 | 6112 | G | 3 | 2780 | Combined Cycle | WECC_CO | Colorado | Weld | 128 | 1999 | 9999 | 2019 | 10.2709 | 841403 | 0.01581 | NEI 2019
Fort St Vrain | 6112_G_4 | 6112 | G | 4 | 2781 | Combined Cycle | WECC_CO | Colorado | Weld | 128 | 2001 | 9999 | 2019 | 10.7919 | 852726 | 0.01581 | NEI 2019
Fort St Vrain | 6112_G_5 | 6112 | G | 5 | 90254 | Combustion Turbine | WECC_CO | Colorado | Weld | 144 | 2009 | 9999 | 2019 | 0.04999 | 53729 | 0.00186 | NEI 2019
Fort St Vrain | 6112_G_6 | 6112 | G | 6 | 90255 | Combustion Turbine | WECC_CO | Colorado | Weld | 144 | 2009 | 9999 | 2019 | 0.04 | 53729 | 0.00149 | NEI 2019
Brown County LFGTE Power Station | 61145_G_GM01 | 61145 | G | GM01 |  | Landfill Gas | PJM_West | Ohio | Brown | 1.5 | 2017 | 9999 | 2018 | 0.54667 | 8879.3333 | 0.12313 | Ohio State Emissions Inventory
Brown County LFGTE Power Station | 61145_G_GM02 | 61145 | G | GM02 |  | Landfill Gas | PJM_West | Ohio | Brown | 1.5 | 2017 | 9999 | 2018 | 0.46333 | 8879.3333 | 0.10436 | Ohio State Emissions Inventory
Brown County LFGTE Power Station | 61145_G_GM03 | 61145 | G | GM03 |  | Landfill Gas | PJM_West | Ohio | Brown | 1.5 | 2017 | 9999 | 2018 | 0.14 | 8879.3333 | 0.03153 | Ohio State Emissions Inventory
Boston Medical Center CHP Plant | 61186_G_COGEN | 61186 | G | COGEN |  | Combustion Turbine | NENGREST | Massachusetts | Suffolk | 2 | 2017 | 9999 |  |  |  | 1.1533 | Default Emission Factor
Fort Myers | 612_G_2A | 612 | G | 2A | 403 | Combined Cycle | FRCC | Florida | Lee | 199.5 | 2000 | 9999 |  |  |  | 0.01609 | Default Emission Factor
Fort Myers | 612_G_2B | 612 | G | 2B | 404 | Combined Cycle | FRCC | Florida | Lee | 199.5 | 2000 | 9999 |  |  |  | 0.01609 | Default Emission Factor
Fort Myers | 612_G_2C | 612 | G | 2C | 405 | Combined Cycle | FRCC | Florida | Lee | 199.5 | 2000 | 9999 |  |  |  | 0.01609 | Default Emission Factor
Fort Myers | 612_G_2D | 612 | G | 2D | 406 | Combined Cycle | FRCC | Florida | Lee | 199.5 | 2001 | 9999 |  |  |  | 0.01609 | Default Emission Factor
Fort Myers | 612_G_2E | 612 | G | 2E | 407 | Combined Cycle | FRCC | Florida | Lee | 199.5 | 2001 | 9999 |  |  |  | 0.01609 | Default Emission Factor
Fort Myers | 612_G_2F | 612 | G | 2F | 408 | Combined Cycle | FRCC | Florida | Lee | 199.5 | 2001 | 9999 |  |  |  | 0.01609 | Default Emission Factor
Fort Myers | 612_G_9 | 612 | G | 9 |  | Combustion Turbine | FRCC | Florida | Lee | 54 | 1974 | 9999 | 2017 | 0.001723 | 15510.604 | 0.00022 | NEI 2019
Fort Myers | 612_G_CT1 | 612 | G | CT1 | 411 | Combustion Turbine | FRCC | Florida | Lee | 182 | 2003 | 9999 | 2019 | 0.27587 | 67677.8892 | 0.00815 | NEI 2019
Fort Myers | 612_G_CT2 | 612 | G | CT2 | 412 | Combustion Turbine | FRCC | Florida | Lee | 182 | 2003 | 9999 | 2019 | 0.075204 | 67677.8892 | 0.00222 | NEI 2019
Fort Myers | 612_G_GT1 | 612 | G | GT1 |  | Combustion Turbine | FRCC | Florida | Lee | 54 | 1974 | 9999 |  |  |  | 0.02784 | Default Emission Factor
Fort Myers | 612_G_PFM3C | 612 | G | PFM3C | 91055 | Combustion Turbine | FRCC | Florida | Lee | 231 | 2016 | 9999 | 2019 | 0.070855 | 85898.8594 | 0.00165 | NEI 2019
Fort Myers | 612_G_PFM3D | 612 | G | PFM3D | 91054 | Combustion Turbine | FRCC | Florida | Lee | 231 | 2016 | 9999 | 2019 | 0.068164 | 85898.8594 | 0.00159 | NEI 2019
Fort Myers | 612_G_ST1 | 612 | G | ST1 | 403 | Combined Cycle | FRCC | Florida | Lee | 155.8 | 1958 | 9999 |  |  |  | 0.01609 | Default Emission Factor
Fort Myers | 612_G_ST2 | 612 | G | ST2 | 406 | Combined Cycle | FRCC | Florida | Lee | 459.2 | 1969 | 9999 |  |  |  | 0.01609 | Default Emission Factor
Whitehorn | 6120_G_2 | 6120 | G | 2 |  | Combustion Turbine | WECC_PNW | Washington | Whatcom | 67 | 1981 | 9999 | 2019 | 0.1 | 3935 | 0.05083 | NEI 2019
Whitehorn | 6120_G_3 | 6120 | G | 3 |  | Combustion Turbine | WECC_PNW | Washington | Whatcom | 67 | 1981 | 9999 | 2019 | 0.1 | 3935 | 0.05083 | NEI 2019
NY - Presbyt. Hospital - 525 E 68TH St | 61238_G_ANX1 | 61238 | G | ANX1 |  | Combustion Turbine | NY_Z_J | New York | New York | 2.5 | 2016 | 9999 |  |  |  | 1.9821 | Default Emission Factor
NY - Presbyt. Hospital - 525 E 68TH St | 61238_G_ANX2 | 61238 | G | ANX2 |  | Combustion Turbine | NY_Z_J | New York | New York | 2.5 | 2016 | 9999 |  |  |  | 1.9821 | Default Emission Factor
NY - Presbyt. Hospital - 525 E 68TH St | 61238_G_CGTB | 61238 | G | CGTB |  | Combustion Turbine | NY_Z_J | New York | New York | 7.7 | 2009 | 9999 |  |  |  | 0.04322 | Default Emission Factor
NY - Presbyt. Hospital - 525 E 68TH St | 61238_G_GRB1 | 61238 | G | GRB1 |  | Combustion Turbine | NY_Z_J | New York | New York | 1.4 | 1997 | 9999 |  |  |  | 1.9821 | Default Emission Factor
NY - Presbyt. Hospital - 525 E 68TH St | 61238_G_GRB2 | 61238 | G | GRB2 |  | Combustion Turbine | NY_Z_J | New York | New York | 1.4 | 1997 | 9999 |  |  |  | 1.9821 | Default Emission Factor
NY - Presbyt. Hospital - 525 E 68TH St | 61238_G_GRB3 | 61238 | G | GRB3 |  | Combustion Turbine | NY_Z_J | New York | New York | 1.4 | 1997 | 9999 |  |  |  | 1.9821 | Default Emission Factor
NY - Presbyt. Hospital - 525 E 68TH St | 61238_G_GRB4 | 61238 | G | GRB4 |  | Combustion Turbine | NY_Z_J | New York | New York | 1.5 | 2008 | 9999 |  |  |  | 1.9821 | Default Emission Factor
McIntosh | 6124_G_CT1 | 6124 | G | CT1 | 2788 | Combustion Turbine | S_SOU | Georgia | Effingham | 82.2 | 1995 | 9999 | 2019 | 0.072853 | 5467.5 | 0.02665 | NEI 2019
McIntosh | 6124_G_CT2 | 6124 | G | CT2 | 2789 | Combustion Turbine | S_SOU | Georgia | Effingham | 82.2 | 1995 | 9999 | 2019 | 0.091277 | 5467.5 | 0.03339 | NEI 2019
McIntosh | 6124_G_CT3 | 6124 | G | CT3 | 2790 | Combustion Turbine | S_SOU | Georgia | Effingham | 82.2 | 1994 | 9999 | 2019 | 0.047894 | 5467.5 | 0.01752 | NEI 2019
McIntosh | 6124_G_CT4 | 6124 | G | CT4 | 2791 | Combustion Turbine | S_SOU | Georgia | Effingham | 82.2 | 1994 | 9999 | 2019 | 0.1263 | 5467.5 | 0.0462 | NEI 2019
McIntosh | 6124_G_CT5 | 6124 | G | CT5 | 2792 | Combustion Turbine | S_SOU | Georgia | Effingham | 82.2 | 1994 | 9999 | 2019 | 0.12912 | 5467.5 | 0.04723 | NEI 2019
McIntosh | 6124_G_CT6 | 6124 | G | CT6 | 2793 | Combustion Turbine | S_SOU | Georgia | Effingham | 82.2 | 1994 | 9999 | 2019 | 0.10354 | 5467.5 | 0.03788 | NEI 2019
McIntosh | 6124_G_CT7 | 6124 | G | CT7 | 2794 | Combustion Turbine | S_SOU | Georgia | Effingham | 82.2 | 1994 | 9999 | 2019 | 0.075345 | 5467.5 | 0.02756 | NEI 2019
McIntosh | 6124_G_CT8 | 6124 | G | CT8 | 2795 | Combustion Turbine | S_SOU | Georgia | Effingham | 82.2 | 1994 | 9999 | 2019 | 0.040816 | 5467.5 | 0.01493 | NEI 2019
Victoria City Power LLC | 61241_G_VC-1 | 61241 | G | VC-1 |  | Combustion Turbine | ERC_REST | Texas | Victoria | 43 | 2019 | 9999 |  |  |  | 0.02316 | Default Emission Factor
Victoria City Power LLC | 61241_G_VC-2 | 61241 | G | VC-2 |  | Combustion Turbine | ERC_REST | Texas | Victoria | 43 | 2019 | 9999 |  |  |  | 0.02316 | Default Emission Factor
Victoria Port Power LLC | 61242_G_VP-1 | 61242 | G | VP-1 | 91228 | Combustion Turbine | ERC_REST | Texas | Victoria | 50 | 2019 | 9999 |  |  |  | 0.02316 | Default Emission Factor
Victoria Port Power LLC | 61242_G_VP-2 | 61242 | G | VP-2 | 91229 | Combustion Turbine | ERC_REST | Texas | Victoria | 50 | 2019 | 9999 |  |  |  | 0.02316 | Default Emission Factor
Shrewsbury | 6125_G_1 | 6125 | G | 1 |  | Combustion Turbine | NENGREST | Massachusetts | Worcester | 2.8 | 1969 | 9999 |  |  |  | 1.9821 | Default Emission Factor
Shrewsbury | 6125_G_2 | 6125 | G | 2 |  | Combustion Turbine | NENGREST | Massachusetts | Worcester | 2.8 | 1969 | 9999 |  |  |  | 1.9821 | Default Emission Factor
Shrewsbury | 6125_G_3 | 6125 | G | 3 |  | Combustion Turbine | NENGREST | Massachusetts | Worcester | 2.8 | 1975 | 9999 |  |  |  | 1.9821 | Default Emission Factor
Shrewsbury | 6125_G_4 | 6125 | G | 4 |  | Combustion Turbine | NENGREST | Massachusetts | Worcester | 2.8 | 1975 | 9999 |  |  |  | 1.9821 | Default Emission Factor
Shrewsbury | 6125_G_5 | 6125 | G | 5 |  | Combustion Turbine | NENGREST | Massachusetts | Worcester | 2.8 | 1978 | 9999 |  |  |  | 1.9821 | Default Emission Factor
Wolf Run Energy | 61263_G_GEN1 | 61263 | G | GEN1 |  | Combustion Turbine | PJM_PENE | Pennsylvania | Bradford | 4.4 | 2019 | 9999 |  |  |  | 0.49206 | Default Emission Factor
Wolf Run Energy | 61263_G_GEN2 | 61263 | G | GEN2 |  | Combustion Turbine | PJM_PENE | Pennsylvania | Bradford | 4.4 | 2019 | 9999 |  |  |  | 0.49206 | Default Emission Factor
Wolf Run Energy | 61263_G_GEN3 | 61263 | G | GEN3 |  | Combustion Turbine | PJM_PENE | Pennsylvania | Bradford | 4.4 | 2019 | 9999 |  |  |  | 0.49206 | Default Emission Factor
Wolf Run Energy | 61263_G_GEN4 | 61263 | G | GEN4 |  | Combustion Turbine | PJM_PENE | Pennsylvania | Bradford | 4.4 | 2019 | 9999 |  |  |  | 0.49206 | Default Emission Factor
Wolf Run Energy | 61263_G_GEN5 | 61263 | G | GEN5 |  | Combustion Turbine | PJM_PENE | Pennsylvania | Bradford | 4.4 | 2019 | 9999 |  |  |  | 0.49206 | Default Emission Factor
Hurricane Creek Lift Station | 61267_G_HURR | 61267 | G | HURR |  | Combustion Turbine | MIS_INKY | Indiana | Johnson | 2 | 2004 | 9999 |  |  |  | 1.9821 | Default Emission Factor
APG Combined Heat and Power Plant | 61282_G_GEN1 | 61282 | G | GEN1 |  | Combustion Turbine | PJM_EMAC | Maryland | Harford | 6.2 | 2016 | 9999 |  |  |  | 0.04322 | Default Emission Factor
Lauderdale | 613_G_3 | 613 | G | 3 |  | Combustion Turbine | FRCC | Florida | Broward | 34.3 | 1970 | 9999 |  |  |  | 0.04322 | Default Emission Factor
Lauderdale | 613_G_5 | 613 | G | 5 |  | Combustion Turbine | FRCC | Florida | Broward | 34.3 | 1970 | 9999 |  |  |  | 0.04322 | Default Emission Factor
Lauderdale | 613_G_6A | 613 | G | 6A | 91056 | Combustion Turbine | FRCC | Florida | Broward | 231 | 2016 | 9999 | 2019 | 0.076989 | 79648.181 | 0.00193 | NEI 2019
Lauderdale | 613_G_6B | 613 | G | 6B | 91057 | Combustion Turbine | FRCC | Florida | Broward | 231 | 2016 | 9999 |  |  |  | 0.04322 | Default Emission Factor
Lauderdale | 613_G_6C | 613 | G | 6C | 91058 | Combustion Turbine | FRCC | Florida | Broward | 231 | 2016 | 9999 | 2019 | 0.04837 | 79648.181 | 0.00122 | NEI 2019
Lauderdale | 613_G_6D | 613 | G | 6D | 91059 | Combustion Turbine | FRCC | Florida | Broward | 231 | 2016 | 9999 | 2019 | 0.053521 | 79648.181 | 0.00134 | NEI 2019
Lauderdale | 613_G_6E | 613 | G | 6E | 91060 | Combustion Turbine | FRCC | Florida | Broward | 231 | 2016 | 9999 | 2019 | 0.0648 | 79648.181 | 0.00163 | NEI 2019
A B Brown | 6137_G_4 | 6137 | G | 4 | 2799 | Combustion Turbine | MIS_INKY | Indiana | Posey | 80 | 1991 | 9999 | 2019 | 0.095833 | 10931.5 | 0.01753 | NEI 2019
A B Brown | 6137_G_5 | 6137 | G | 5 | 10210 | Combustion Turbine | MIS_INKY | Indiana | Posey | 80 | 2002 | 9999 |  |  |  | 0.04322 | Default Emission Factor
Georgia LFG Oak Grove Plant | 61385_G_GM01 | 61385 | G | GM01 |  | Landfill Gas | S_SOU | Georgia | Barrow | 2.1 | 2016 | 9999 |  |  |  | 1.5652 | Default Emission Factor
Georgia LFG Oak Grove Plant | 61385_G_GM02 | 61385 | G | GM02 |  | Landfill Gas | S_SOU | Georgia | Barrow | 2.1 | 2016 | 9999 |  |  |  | 1.5652 | Default Emission Factor
Georgia LFG Oak Grove Plant | 61385_G_GM03 | 61385 | G | GM03 |  | Landfill Gas | S_SOU | Georgia | Barrow | 2.1 | 2016 | 9999 |  |  |  | 1.5652 | Default Emission Factor
Georgia LFG Pine Ridge Plant | 61386_G_GM01 | 61386 | G | GM01 |  | Landfill Gas | S_SOU | Georgia | Spalding | 2.1 | 2016 | 9999 |  |  |  | 1.5652 | Default Emission Factor
Georgia LFG Pine Ridge Plant | 61386_G_GM02 | 61386 | G | GM02 |  | Landfill Gas | S_SOU | Georgia | Spalding | 2.1 | 2016 | 9999 |  |  |  | 1.5652 | Default Emission Factor
Georgia LFG Pine Ridge Plant | 61386_G_GM03 | 61386 | G | GM03 |  | Landfill Gas | S_SOU | Georgia | Spalding | 2.1 | 2016 | 9999 |  |  |  | 1.5652 | Default Emission Factor
Georgia LFG Richland Creek Plant | 61387_G_GM01 | 61387 | G | GM01 |  | Landfill Gas | S_SOU | Georgia | Gwinnett | 2.1 | 2016 | 9999 |  |  |  | 1.5652 | Default Emission Factor
Georgia LFG Richland Creek Plant | 61387_G_GM02 | 61387 | G | GM02 |  | Landfill Gas | S_SOU | Georgia | Gwinnett | 2.1 | 2016 | 9999 |  |  |  | 1.5652 | Default Emission Factor
Georgia LFG Richland Creek Plant | 61387_G_GM03 | 61387 | G | GM03 |  | Landfill Gas | S_SOU | Georgia | Gwinnett | 2.1 | 2016 | 9999 |  |  |  | 1.5652 | Default Emission Factor
Georgia LFG Richland Creek Plant | 61387_G_GM04 | 61387 | G | GM04 |  | Landfill Gas | S_SOU | Georgia | Gwinnett | 2.1 | 2016 | 9999 |  |  |  | 1.5652 | Default Emission Factor
Georgia LFG Richland Creek Plant | 61387_G_GM05 | 61387 | G | GM05 |  | Landfill Gas | S_SOU | Georgia | Gwinnett | 2.1 | 2016 | 9999 |  |  |  | 1.5652 | Default Emission Factor
A.J. Mihm Generating Station | 61391_G_M1 | 61391 | G | M1 |  | Combustion Turbine | MIS_WUMS | Michigan | Baraga | 18.3 | 2019 | 9999 |  |  |  | 0.49206 | Default Emission Factor
A.J. Mihm Generating Station | 61391_G_M2 | 61391 | G | M2 |  | Combustion Turbine | MIS_WUMS | Michigan | Baraga | 18.3 | 2019 | 9999 |  |  |  | 0.49206 | Default Emission Factor
A.J. Mihm Generating Station | 61391_G_M3 | 61391 | G | M3 |  | Combustion Turbine | MIS_WUMS | Michigan | Baraga | 18.3 | 2019 | 9999 |  |  |  | 0.49206 | Default Emission Factor
F.D. Kuester Generating Station | 61392_G_K1 | 61392 | G | K1 |  | Combustion Turbine | MIS_WUMS | Michigan | Marquette | 18.3 | 2019 | 9999 |  |  |  | 0.49206 | Default Emission Factor
F.D. Kuester Generating Station | 61392_G_K2 | 61392 | G | K2 |  | Combustion Turbine | MIS_WUMS | Michigan | Marquette | 18.3 | 2019 | 9999 |  |  |  | 0.49206 | Default Emission Factor
F.D. Kuester Generating Station | 61392_G_K3 | 61392 | G | K3 |  | Combustion Turbine | MIS_WUMS | Michigan | Marquette | 18.3 | 2019 | 9999 |  |  |  | 0.49206 | Default Emission Factor
F.D. Kuester Generating Station | 61392_G_K4 | 61392 | G | K4 |  | Combustion Turbine | MIS_WUMS | Michigan | Marquette | 18.3 | 2019 | 9999 |  |  |  | 0.49206 | Default Emission Factor
F.D. Kuester Generating Station | 61392_G_K5 | 61392 | G | K5 |  | Combustion Turbine | MIS_WUMS | Michigan | Marquette | 18.3 | 2019 | 9999 |  |  |  | 0.49206 | Default Emission Factor
F.D. Kuester Generating Station | 61392_G_K6 | 61392 | G | K6 |  | Combustion Turbine | MIS_WUMS | Michigan | Marquette | 18.3 | 2019 | 9999 |  |  |  | 0.49206 | Default Emission Factor
F.D. Kuester Generating Station | 61392_G_K7 | 61392 | G | K7 |  | Combustion Turbine | MIS_WUMS | Michigan | Marquette | 18.3 | 2019 | 9999 |  |  |  | 0.49206 | Default Emission Factor
NYC-HH - CONEY ISLAND HOSPITAL | 61413_G_GEN1 | 61413 | G | GEN1 |  | Combustion Turbine | NY_Z_J | New York | Kings | 1.2 | 1993 | 9999 |  |  |  | 1.9821 | Default Emission Factor
NYC-HH - CONEY ISLAND HOSPITAL | 61413_G_GEN2 | 61413 | G | GEN2 |  | Combustion Turbine | NY_Z_J | New York | Kings | 1.3 | 2005 | 9999 |  |  |  | 1.9821 | Default Emission Factor
NYC-HH - CONEY ISLAND HOSPITAL | 61413_G_GEN3 | 61413 | G | GEN3 |  | Combustion Turbine | NY_Z_J | New York | Kings | 0.3 | 2014 | 9999 |  |  |  | 1.9821 | Default Emission Factor
CoreSite Real Estate 2972 Stender, L.P. | 61464_G_G-1 | 61464 | G | G-1 |  | Combustion Turbine | WEC_CALN | California | Santa Clara | 2 | 2011 | 9999 |  |  |  | 1.9821 | Default Emission Factor
CoreSite Real Estate 2972 Stender, L.P. | 61464_G_G-2 | 61464 | G | G-2 |  | Combustion Turbine | WEC_CALN | California | Santa Clara | 2 | 2011 | 9999 |  |  |  | 1.9821 | Default Emission Factor
CoreSite Real Estate 2972 Stender, L.P. | 61464_G_G-3 | 61464 | G | G-3 |  | Combustion Turbine | WEC_CALN | California | Santa Clara | 2 | 2011 | 9999 |  |  |  | 1.9821 | Default Emission Factor
CoreSite Real Estate 2972 Stender, L.P. | 61464_G_G-4 | 61464 | G | G-4 |  | Combustion Turbine | WEC_CALN | California | Santa Clara | 2 | 2011 | 9999 |  |  |  | 1.9821 | Default Emission Factor
CoreSite Real Estate 2972 Stender, L.P. | 61464_G_G-5 | 61464 | G | G-5 |  | Combustion Turbine | WEC_CALN | California | Santa Clara | 2 | 2011 | 9999 |  |  |  | 1.9821 | Default Emission Factor
CoreSite Real Estate 2972 Stender, L.P. | 61464_G_G-6 | 61464 | G | G-6 |  | Combustion Turbine | WEC_CALN | California | Santa Clara | 2 | 2011 | 9999 |  |  |  | 1.9821 | Default Emission Factor
ABEC #2 dba West-Star Dairy | 61501_G_GEN1 | 61501 | G | GEN1 |  | Non-Fossil Waste | WECC_SCE | California | Kern | 1 | 2018 | 9999 |  |  |  | 0.42147 | Default Emission Factor
ABEC #3 dba Lakeview Dairy | 61502_G_GEN1 | 61502 | G | GEN1 |  | Non-Fossil Waste | WECC_SCE | California | Kern | 1 | 2018 | 9999 |  |  |  | 0.42147 | Default Emission Factor
ABEC #4 dba CE&S Dairy | 61503_G_GEN1 | 61503 | G | GEN1 |  | Non-Fossil Waste | WECC_SCE | California | Kern | 1 | 2018 | 9999 |  |  |  | 0.42147 | Default Emission Factor
Provo Power Plant | 61508_G_1 | 61508 | G | 1 |  | Combustion Turbine | WECC_UT | Utah | Utah | 2.4 | 2018 | 9999 |  |  |  | 1.1533 | Default Emission Factor
Provo Power Plant | 61508_G_2 | 61508 | G | 2 |  | Combustion Turbine | WECC_UT | Utah | Utah | 2.4 | 2018 | 9999 |  |  |  | 1.1533 | Default Emission Factor
Provo Power Plant | 61508_G_3 | 61508 | G | 3 |  | Combustion Turbine | WECC_UT | Utah | Utah | 2.4 | 2018 | 9999 |  |  |  | 1.1533 | Default Emission Factor
Provo Power Plant | 61508_G_4 | 61508 | G | 4 |  | Combustion Turbine | WECC_UT | Utah | Utah | 2.4 | 2018 | 9999 |  |  |  | 1.1533 | Default Emission Factor
Provo Power Plant | 61508_G_5 | 61508 | G | 5 |  | Combustion Turbine | WECC_UT | Utah | Utah | 2.4 | 2018 | 9999 |  |  |  | 1.1533 | Default Emission Factor
New Haven Harbor | 6156_G_2 | 6156 | G | 2 | 90569 | Combustion Turbine | NENG_CT | Connecticut | New Haven | 42.9 | 2012 | 9999 |  |  |  | 0.04322 | Default Emission Factor
New Haven Harbor | 6156_G_3 | 6156 | G | 3 | 90570 | Combustion Turbine | NENG_CT | Connecticut | New Haven | 42.9 | 2012 | 9999 |  |  |  | 0.04322 | Default Emission Factor
New Haven Harbor | 6156_G_4 | 6156 | G | 4 | 90571 | Combustion Turbine | NENG_CT | Connecticut | New Haven | 42.9 | 2012 | 9999 |  |  |  | 0.04322 | Default Emission Factor
Mount Sinai Beth Israel | 61569_G_EGEN1 | 61569 | G | EGEN1 |  | Combustion Turbine | NY_Z_J | New York | New York | 0.2 | 1988 | 9999 |  |  |  | 1.9821 | Default Emission Factor
Mount Sinai Beth Israel | 61569_G_EGEN2 | 61569 | G | EGEN2 |  | Combustion Turbine | NY_Z_J | New York | New York | 0.3 | 1988 | 9999 |  |  |  | 1.9821 | Default Emission Factor
Mount Sinai Beth Israel | 61569_G_EGEN4 | 61569 | G | EGEN4 |  | Combustion Turbine | NY_Z_J | New York | New York | 0.3 | 1988 | 9999 |  |  |  | 1.9821 | Default Emission Factor
Mount Sinai Beth Israel | 61569_G_EGEN5 | 61569 | G | EGEN5 |  | Combustion Turbine | NY_Z_J | New York | New York | 0.2 | 1988 | 9999 |  |  |  | 1.9821 | Default Emission Factor
Mount Sinai Beth Israel | 61569_G_EGEN6 | 61569 | G | EGEN6 |  | Combustion Turbine | NY_Z_J | New York | New York | 0.3 | 1988 | 9999 |  |  |  | 1.9821 | Default Emission Factor
Mount Sinai Beth Israel | 61569_G_EGEN7 | 61569 | G | EGEN7 |  | Combustion Turbine | NY_Z_J | New York | New York | 0.8 | 1988 | 9999 |  |  |  | 1.9821 | Default Emission Factor
Mount Sinai Beth Israel | 61569_G_EGEN8 | 61569 | G | EGEN8 |  | Combustion Turbine | NY_Z_J | New York | New York | 0.8 | 1988 | 9999 |  |  |  | 1.9821 | Default Emission Factor
Mount Sinai Beth Israel | 61569_G_EGEN9 | 61569 | G | EGEN9 |  | Combustion Turbine | NY_Z_J | New York | New York | 0.9 | 1988 | 9999 |  |  |  | 1.9821 | Default Emission Factor
Denton Energy Center | 61643_G_DEC1 | 61643 | G | DEC1 |  | Combustion Turbine | ERC_REST | Texas | Denton | 18.8 | 2018 | 9999 | 2019 | 2.121 | 19643.3333 | 0.21595 | NEI 2019
Denton Energy Center | 61643_G_DEC10 | 61643 | G | DEC10 |  | Combustion Turbine | ERC_REST | Texas | Denton | 18.8 | 2018 | 9999 | 2019 | 1.13 | 19643.3333 | 0.11505 | NEI 2019
Denton Energy Center | 61643_G_DEC11 | 61643 | G | DEC11 |  | Combustion Turbine | ERC_REST | Texas | Denton | 18.8 | 2018 | 9999 | 2019 | 1.05 | 19643.3333 | 0.10691 | NEI 2019
Denton Energy Center | 61643_G_DEC12 | 61643 | G | DEC12 |  | Combustion Turbine | ERC_REST | Texas | Denton | 18.8 | 2018 | 9999 | 2019 | 1.025 | 19643.3333 | 0.10436 | NEI 2019
Denton Energy Center | 61643_G_DEC2 | 61643 | G | DEC2 |  | Combustion Turbine | ERC_REST | Texas | Denton | 18.8 | 2018 | 9999 | 2019 | 1.388 | 19643.3333 | 0.14132 | NEI 2019
Denton Energy Center | 61643_G_DEC3 | 61643 | G | DEC3 |  | Combustion Turbine | ERC_REST | Texas | Denton | 18.8 | 2018 | 9999 | 2019 | 1.2 | 19643.3333 | 0.12218 | NEI 2019
Denton Energy Center | 61643_G_DEC4 | 61643 | G | DEC4 |  | Combustion Turbine | ERC_REST | Texas | Denton | 18.8 | 2018 | 9999 | 2019 | 1.163 | 19643.3333 | 0.11841 | NEI 2019
Denton Energy Center | 61643_G_DEC5 | 61643 | G | DEC5 |  | Combustion Turbine | ERC_REST | Texas | Denton | 18.8 | 2018 | 9999 | 2019 | 1.293 | 19643.3333 | 0.13165 | NEI 2019
Denton Energy Center | 61643_G_DEC6 | 61643 | G | DEC6 |  | Combustion Turbine | ERC_REST | Texas | Denton | 18.8 | 2018 | 9999 | 2019 | 1.688 | 19643.3333 | 0.17187 | NEI 2019
Denton Energy Center | 61643_G_DEC7 | 61643 | G | DEC7 |  | Combustion Turbine | ERC_REST | Texas | Denton | 18.8 | 2018 | 9999 | 2019 | 0.968 | 19643.3333 | 0.09856 | NEI 2019
Denton Energy Center | 61643_G_DEC8 | 61643 | G | DEC8 |  | Combustion Turbine | ERC_REST | Texas | Denton | 18.8 | 2018 | 9999 | 2019 | 1.405 | 19643.3333 | 0.14305 | NEI 2019
Denton Energy Center | 61643_G_DEC9 | 61643 | G | DEC9 |  | Combustion Turbine | ERC_REST | Texas | Denton | 18.8 | 2018 | 9999 | 2019 | 1.082 | 19643.3333 | 0.11017 | NEI 2019
Fiber Recovery, Inc. | 61652_G_ENG1 | 61652 | G | ENG1 |  | Landfill Gas | MIS_WUMS | Wisconsin | Marathon | 0.8 | 2008 | 9999 |  |  |  | 1.5652 | Default Emission Factor
Fiber Recovery, Inc. | 61652_G_ENG2 | 61652 | G | ENG2 |  | Landfill Gas | MIS_WUMS | Wisconsin | Marathon | 0.8 | 2008 | 9999 |  |  |  | 1.5652 | Default Emission Factor
Fiber Recovery, Inc. | 61652_G_ENG3 | 61652 | G | ENG3 |  | Landfill Gas | MIS_WUMS | Wisconsin | Marathon | 0.8 | 2008 | 9999 |  |  |  | 1.5652 | Default Emission Factor
NCSU CCUP Cogeneration Plant | 61675_G_CTG1 | 61675 | G | CTG1 |  | Combustion Turbine | S_VACA | North Carolina | Wake | 5.6 | 2019 | 9999 |  |  |  | 0.02316 | Default Emission Factor
NCSU CCUP Cogeneration Plant | 61675_G_STG | 61675 | G | STG |  | O/G Steam | S_VACA | North Carolina | Wake | 1 | 2019 | 9999 |  |  |  | 0.02345 | Default Emission Factor
NCSU Cates Cogeneration Plant | 61676_G_CTG1 | 61676 | G | CTG1 |  | Combustion Turbine | S_VACA | North Carolina | Wake | 4.7 | 2012 | 9999 |  |  |  | 0.04322 | Default Emission Factor
NCSU Cates Cogeneration Plant | 61676_G_CTG2 | 61676 | G | CTG2 |  | Combustion Turbine | S_VACA | North Carolina | Wake | 4.7 | 2012 | 9999 |  |  |  | 0.04322 | Default Emission Factor
Port Everglades | 617_G_5A | 617 | G | 5A | 91022 | Combined Cycle | FRCC | Florida | Broward | 271.9 | 2016 | 9999 | 2019 | 0.68777 | 1668730 | 0.0004 | NEI 2019
Port Everglades | 617_G_5B | 617 | G | 5B | 91023 | Combined Cycle | FRCC | Florida | Broward | 271.9 | 2016 | 9999 | 2019 | 0.15164 | 1624180 | 0.0004 | NEI 2019
Port Everglades | 617_G_5C | 617 | G | 5C | 91021 | Combined Cycle | FRCC | Florida | Broward | 271.9 | 2016 | 9999 | 2019 | 0.61111 | 1465625 | 0.0004 | NEI 2019
Port Everglades | 617_G_5ST | 617 | G | 5ST |  | Combined Cycle | FRCC | Florida | Broward | 421.3 | 2016 | 9999 |  |  |  | 0.0004 | NEI 2019
Greater New Bedford LFG Utiliz. Facility | 61702_G_11052 | 61702 | G | 11052 |  | Landfill Gas | NENGREST | Massachusetts | Bristol | 3.2 | 2005 | 9999 |  |  |  | 1.5652 | Default Emission Factor
Navy Yard Peaker Station | 61737_G_GEN1 | 61737 | G | GEN1 |  | Combustion Turbine | PJM_EMAC | Pennsylvania | Philadelphia | 2 | 2017 | 9999 |  |  |  | 1.1533 | Default Emission Factor
Navy Yard Peaker Station | 61737_G_GEN2 | 61737 | G | GEN2 |  | Combustion Turbine | PJM_EMAC | Pennsylvania | Philadelphia | 2 | 2017 | 9999 |  |  |  | 1.1533 | Default Emission Factor
Navy Yard Peaker Station | 61737_G_GEN3 | 61737 | G | GEN3 |  | Combustion Turbine | PJM_EMAC | Pennsylvania | Philadelphia | 2 | 2017 | 9999 |  |  |  | 1.1533 | Default Emission Factor
Navy Yard Peaker Station | 61737_G_GEN4 | 61737 | G | GEN4 |  | Combustion Turbine | PJM_EMAC | Pennsylvania | Philadelphia | 2 | 2018 | 9999 |  |  |  | 1.1533 | Default Emission Factor
SunSelect1 | 61754_G_1 | 61754 | G | 1 |  | Combustion Turbine | WECC_SCE | California | Kern | 3.3 | 2018 | 9999 |  |  |  | 1.1533 | Default Emission Factor
SunSelect1 | 61754_G_2 | 61754 | G | 2 |  | Combustion Turbine | WECC_SCE | California | Kern | 3.3 | 2018 | 9999 |  |  |  | 1.1533 | Default Emission Factor
Gaston County Renewable Energy Center | 61758_G_GEN1 | 61758 | G | GEN1 |  | Landfill Gas | S_VACA | North Carolina | Gaston | 1.4 | 2011 | 9999 |  |  |  | 1.5652 | Default Emission Factor
Gaston County Renewable Energy Center | 61758_G_GEN2 | 61758 | G | GEN2 |  | Landfill Gas | S_VACA | North Carolina | Gaston | 1.4 | 2011 | 9999 |  |  |  | 1.5652 | Default Emission Factor
Gaston County Renewable Energy Center | 61758_G_GEN3 | 61758 | G | GEN3 |  | Landfill Gas | S_VACA | North Carolina | Gaston | 1.4 | 2011 | 9999 |  |  |  | 1.5652 | Default Emission Factor
Douglas County Forest Products | 61761_G_GEN-1 | 61761 | G | GEN-1 |  | Biomass | WECC_PNW | Oregon | Douglas | 6.3 | 2006 | 9999 |  |  |  | 0.47976 | Default Emission Factor
Brevard | 61777_G_ENG1 | 61777 | G | ENG1 |  | Landfill Gas | FRCC | Florida | Brevard | 1.6 | 2008 | 9999 | 2018 | 6.9356 | 7792.1667 | 1.7801 | Florida State Emissions Inventory
Brevard | 61777_G_ENG2 | 61777 | G | ENG2 |  | Landfill Gas | FRCC | Florida | Brevard | 1.6 | 2008 | 9999 | 2018 | 6.9356 | 7792.1667 | 1.7801 | Florida State Emissions Inventory
Brevard | 61777_G_ENG3 | 61777 | G | ENG3 |  | Landfill Gas | FRCC | Florida | Brevard | 1.6 | 2008 | 9999 | 2018 | 6.9356 | 7792.1667 | 1.7801 | Florida State Emissions Inventory
Brevard | 61777_G_ENG4 | 61777 | G | ENG4 |  | Landfill Gas | FRCC | Florida | Brevard | 1.6 | 2008 | 9999 | 2018 | 6.9356 | 7792.1667 | 1.7801 | Florida State Emissions Inventory
Brevard | 61777_G_ENG5 | 61777 | G | ENG5 |  | Landfill Gas | FRCC | Florida | Brevard | 1.6 | 2008 | 9999 | 2018 | 6.9356 | 7792.1667 | 1.7801 | Florida State Emissions Inventory
Brevard | 61777_G_ENG6 | 61777 | G | ENG6 |  | Landfill Gas | FRCC | Florida | Brevard | 1.6 | 2008 | 9999 | 2018 | 6.9356 | 7792.1667 | 1.7801 | Florida State Emissions Inventory
Hernando | 61779_G_ENG1 | 61779 | G | ENG1 |  | Landfill Gas | FRCC | Florida | Hernando | 1.6 | 2010 | 9999 | 2018 | 2.6436 | 10603 | 0.49864 | Florida State Emissions Inventory
Seminole Energy | 61780_G_ENG1 | 61780 | G | ENG1 |  | Landfill Gas | FRCC | Florida | Seminole | 1.6 | 2007 | 9999 | 2018 | 8.9969 | 4318.5 | 4.1667 | Florida State Emissions Inventory
Seminole Energy | 61780_G_ENG2 | 61780 | G | ENG2 |  | Landfill Gas | FRCC | Florida | Seminole | 1.6 | 2007 | 9999 | 2018 | 8.9969 | 4318.5 | 4.1667 | Florida State Emissions Inventory
Seminole Energy | 61780_G_ENG3 | 61780 | G | ENG3 |  | Landfill Gas | FRCC | Florida | Seminole | 1.6 | 2007 | 9999 | 2018 | 8.9969 | 4318.5 | 4.1667 | Florida State Emissions Inventory
Amana Society Service Company | 61850_G_IC1 | 61850 | G | IC1 |  | Combustion Turbine | MIS_IA | Iowa | Iowa | 1.8 | 2001 | 9999 |  |  |  | 1.9821 | Default Emission Factor
Amana Society Service Company | 61850_G_IC10 | 61850 | G | IC10 |  | Combustion Turbine | MIS_IA | Iowa | Iowa | 1.8 | 2001 | 9999 |  |  |  | 1.9821 | Default Emission Factor
Amana Society Service Company | 61850_G_IC11 | 61850 | G | IC11 |  | Combustion Turbine | MIS_IA | Iowa | Iowa | 1.8 | 2001 | 9999 |  |  |  | 1.9821 | Default Emission Factor
Amana Society Service Company | 61850_G_IC12 | 61850 | G | IC12 |  | Combustion Turbine | MIS_IA | Iowa | Iowa | 1.8 | 2001 | 9999 |  |  |  | 1.9821 | Default Emission Factor
Amana Society Service Company | 61850_G_IC2 | 61850 | G | IC2 |  | Combustion Turbine | MIS_IA | Iowa | Iowa | 1.8 | 2001 | 9999 |  |  |  | 1.9821 | Default Emission Factor
Amana Society Service Company | 61850_G_IC3 | 61850 | G | IC3 |  | Combustion Turbine | MIS_IA | Iowa | Iowa | 1.8 | 2001 | 9999 |  |  |  | 1.9821 | Default Emission Factor
Amana Society Service Company | 61850_G_IC4 | 61850 | G | IC4 |  | Combustion Turbine | MIS_IA | Iowa | Iowa | 1.8 | 2001 | 9999 |  |  |  | 1.9821 | Default Emission Factor
Amana Society Service Company | 61850_G_IC5 | 61850 | G | IC5 |  | Combustion Turbine | MIS_IA | Iowa | Iowa | 1.8 | 2001 | 9999 |  |  |  | 1.9821 | Default Emission Factor
Amana Society Service Company | 61850_G_IC6 | 61850 | G | IC6 |  | Combustion Turbine | MIS_IA | Iowa | Iowa | 1.8 | 2001 | 9999 |  |  |  | 1.9821 | Default Emission Factor
Amana Society Service Company | 61850_G_IC7 | 61850 | G | IC7 |  | Combustion Turbine | MIS_IA | Iowa | Iowa | 1.8 | 2001 | 9999 |  |  |  | 1.9821 | Default Emission Factor
Amana Society Service Company | 61850_G_IC8 | 61850 | G | IC8 |  | Combustion Turbine | MIS_IA | Iowa | Iowa | 1.8 | 2001 | 9999 |  |  |  | 1.9821 | Default Emission Factor
Amana Society Service Company | 61850_G_IC9 | 61850 | G | IC9 |  | Combustion Turbine | MIS_IA | Iowa | Iowa | 1.8 | 2001 | 9999 |  |  |  | 1.9821 | Default Emission Factor
NRG Chalk Point CT | 61890_G_SGT1 | 61890 | G | SGT1 |  | Combustion Turbine | PJM_SMAC | Maryland | Prince Georges | 71 | 1990 | 9999 |  |  |  | 0.04322 | Default Emission Factor
Riviera | 619_G_5A | 619 | G | 5A | 90798 | Combined Cycle | FRCC | Florida | Palm Beach | 270.5 | 2014 | 9999 | 2019 | 0.53768 | 3508138 | 0.00055 | NEI 2019
Riviera | 619_G_5B | 619 | G | 5B | 90799 | Combined Cycle | FRCC | Florida | Palm Beach | 270.5 | 2014 | 9999 | 2019 | 0.54777 | 1278337 | 0.00055 | NEI 2019
Riviera | 619_G_5C | 619 | G | 5C | 90800 | Combined Cycle | FRCC | Florida | Palm Beach | 270.5 | 2014 | 9999 | 2019 | 0.68736 | 1653451 | 0.00055 | NEI 2019
Riviera | 619_G_5ST | 619 | G | 5ST | 90798 | Combined Cycle | FRCC | Florida | Palm Beach | 478.5 | 2014 | 9999 |  |  |  | 0.00055 | NEI 2019
John Twitty Energy Center | 6195_G_GT1 | 6195 | G | GT1 | 89861 | Combustion Turbine | SPP_N | Missouri | Greene | 52 | 1983 | 9999 | 2019 | 0.5402 | 18608 | 0.05806 | NEI 2019
John Twitty Energy Center | 6195_G_GT2 | 6195 | G | GT2 | 89863 | Combustion Turbine | SPP_N | Missouri | Greene | 52 | 1983 | 9999 | 2019 | 1.6069 | 18608 | 0.17271 | NEI 2019
MCRD Parris Island PV Hybrid | 61956_G_BAKUP | 61956 | G | BAKUP |  | Combustion Turbine | S_VACA | South Carolina | Beaufort | 2.5 | 2019 | 9999 |  |  |  | 2.1502 | Default Emission Factor
MCRD Parris Island PV Hybrid | 61956_G_BLKST | 61956 | G | BLKST |  | Combustion Turbine | S_VACA | South Carolina | Beaufort | 1 | 2019 | 9999 |  |  |  | 2.1502 | Default Emission Factor
MCRD Parris Island PV Hybrid | 61956_G_CHPP | 61956 | G | CHPP |  | Combustion Turbine | S_VACA | South Carolina | Beaufort | 3.5 | 2019 | 9999 |  |  |  | 0.02316 | Default Emission Factor
TAC-Distributed Energy Resource Hybrid | 61990_G_NG | 61990 | G | NG |  | Combustion Turbine | MIS_IL | Illinois | Champaign | 1 | 2017 | 2045 |  |  |  | 1.1533 | Default Emission Factor
Sanford | 620_G_4 | 620 | G | 4 | 429 | Combined Cycle | FRCC | Florida | Volusia | 388 | 1969 | 9999 |  |  |  | 0.01609 | Default Emission Factor
Sanford | 620_G_4A | 620 | G | 4A | 429 | Combined Cycle | FRCC | Florida | Volusia | 197 | 2002 | 9999 |  |  |  | 0.01609 | Default Emission Factor
Sanford | 620_G_4B | 620 | G | 4B | 430 | Combined Cycle | FRCC | Florida | Volusia | 197 | 2002 | 9999 |  |  |  | 0.01609 | Default Emission Factor
Sanford | 620_G_4C | 620 | G | 4C | 431 | Combined Cycle | FRCC | Florida | Volusia | 197 | 2002 | 9999 |  |  |  | 0.01609 | Default Emission Factor
Sanford | 620_G_4D | 620 | G | 4D | 432 | Combined Cycle | FRCC | Florida | Volusia | 197 | 2003 | 9999 |  |  |  | 0.01609 | Default Emission Factor
Sanford | 620_G_5 | 620 | G | 5 | 433 | Combined Cycle | FRCC | Florida | Volusia | 388 | 1974 | 9999 |  |  |  | 0.01609 | Default Emission Factor
Sanford | 620_G_5A | 620 | G | 5A | 433 | Combined Cycle | FRCC | Florida | Volusia | 197 | 2002 | 9999 |  |  |  | 0.01609 | Default Emission Factor
Sanford | 620_G_5B | 620 | G | 5B | 434 | Combined Cycle | FRCC | Florida | Volusia | 197 | 2002 | 9999 |  |  |  | 0.01609 | Default Emission Factor
Sanford | 620_G_5C | 620 | G | 5C | 435 | Combined Cycle | FRCC | Florida | Volusia | 197 | 2002 | 9999 |  |  |  | 0.01609 | Default Emission Factor
Sanford | 620_G_5D | 620 | G | 5D | 436 | Combined Cycle | FRCC | Florida | Volusia | 197 | 2002 | 9999 |  |  |  | 0.01609 | Default Emission Factor
Brooklyn Hospital Center | 62002_G_400DF | 62002 | G | 400DF |  | Combustion Turbine | NY_Z_J | New York | Kings | 0.5 | 2004 | 9999 |  |  |  | 1.9821 | Default Emission Factor
Brooklyn Hospital Center | 62002_G_500RE | 62002 | G | 500RE |  | Combustion Turbine | NY_Z_J | New York | Kings | 0.5 | 2014 | 9999 |  |  |  | 1.9821 | Default Emission Factor
Brooklyn Hospital Center | 62002_G_SR4 | 62002 | G | SR4 |  | Combustion Turbine | NY_Z_J | New York | Kings | 0.5 | 1975 | 9999 |  |  |  | 1.9821 | Default Emission Factor
Turkey Point | 621_G_5CA | 621 | G | 5CA | 89540 | Combined Cycle | FRCC | Florida | Miami Dade | 466.2 | 2007 | 9999 |  |  |  | 0.00339 | NEI 2019
Turkey Point | 621_G_5CTA | 621 | G | 5CTA | 89540 | Combined Cycle | FRCC | Florida | Miami Dade | 196.7 | 2007 | 9999 | 2019 | 1.0487 | 1958642 | 0.00339 | NEI 2019
Turkey Point | 621_G_5CTB | 621 | G | 5CTB | 89541 | Combined Cycle | FRCC | Florida | Miami Dade | 196.7 | 2007 | 9999 | 2019 | 2.5601 | 840605 | 0.00339 | NEI 2019
Turkey Point | 621_G_5CTC | 621 | G | 5CTC | 89542 | Combined Cycle | FRCC | Florida | Miami Dade | 196.7 | 2007 | 9999 | 2019 | 3.8691 | 781964 | 0.00339 | NEI 2019
Turkey Point | 621_G_5CTD | 621 | G | 5CTD | 89543 | Combined Cycle | FRCC | Florida | Miami Dade | 196.7 | 2007 | 9999 | 2019 | 1.2026 | 1546521 | 0.00339 | NEI 2019
Northeast (WA) | 6210_G_1 | 6210 | G | 1 |  | Combustion Turbine | WECC_PNW | Washington | Spokane | 45 | 1978 | 9999 |  |  |  | 0.04322 | Default Emission Factor
Dynegy Oakland Power Plant | 6211_G_GEN1 | 6211 | G | GEN1 |  | Combustion Turbine | WEC_CALN | California | Alameda | 55 | 1978 | 9999 | 2019 | 0.013202 | 1417 | 0.01863 | NEI 2019
Dynegy Oakland Power Plant | 6211_G_GEN3 | 6211 | G | GEN3 |  | Combustion Turbine | WEC_CALN | California | Alameda | 55 | 1978 | 9999 | 2017 | 0.024644 | 669.6667 | 0.0736 | NEI 2019
AES Alamitos Energy Center | 62115_G_1A | 62115 | G | 1A |  | Combined Cycle | WEC_LADW | California | Los Angeles | 194 | 2020 | 9999 |  |  |  | 0.01015 | Default Emission Factor
AES Alamitos Energy Center | 62115_G_1B | 62115 | G | 1B |  | Combined Cycle | WEC_LADW | California | Los Angeles | 194 | 2020 | 9999 |  |  |  | 0.01015 | Default Emission Factor
AES Alamitos Energy Center | 62115_G_1S | 62115 | G | 1S |  | Combined Cycle | WEC_LADW | California | Los Angeles | 215 | 2020 | 9999 |  |  |  | 0.01015 | Default Emission Factor
AES Huntington Beach Energy Project | 62116_G_1A | 62116 | G | 1A |  | Combined Cycle | WECC_SCE | California | Orange | 194 | 2020 | 9999 |  |  |  | 0.01015 | Default Emission Factor
AES Huntington Beach Energy Project | 62116_G_1B | 62116 | G | 1B |  | Combined Cycle | WECC_SCE | California | Orange | 194 | 2020 | 9999 |  |  |  | 0.01015 | Default Emission Factor
AES Huntington Beach Energy Project | 62116_G_1S | 62116 | G | 1S |  | Combined Cycle | WECC_SCE | California | Orange | 215 | 2020 | 9999 |  |  |  | 0.01015 | Default Emission Factor
Beloit Memorial Hospital Power Plant | 62117_G_GEN-1 | 62117 | G | GEN-1 |  | Combustion Turbine | MIS_WUMS | Wisconsin | Rock | 1.5 | 2000 | 9999 |  |  |  | 1.1533 | Default Emission Factor
Beloit Memorial Hospital Power Plant | 62117_G_GEN-2 | 62117 | G | GEN-2 |  | Combustion Turbine | MIS_WUMS | Wisconsin | Rock | 1.5 | 2000 | 9999 |  |  |  | 1.1533 | Default Emission Factor
4710 Hosting | 62162_G_4710 | 62162 | G | 4710 |  | Combustion Turbine | MIS_MNWI | Minnesota | Olmsted | 5 | 2012 | 9999 |  |  |  | 1.9821 | Default Emission Factor
Maimonides Medical Center | 62174_G_625DI | 62174 | G | 625DI |  | Combustion Turbine | NY_Z_J | New York | Kings | 0.5 | 1999 | 9999 |  |  |  | 1.9821 | Default Emission Factor
Maimonides Medical Center | 62174_G_CM500 | 62174 | G | CM500 |  | Combustion Turbine | NY_Z_J | New York | Kings | 0.5 | 2006 | 9999 |  |  |  | 1.9821 | Default Emission Factor
Maimonides Medical Center | 62174_G_CM800 | 62174 | G | CM800 |  | Combustion Turbine | NY_Z_J | New York | Kings | 0.8 | 2002 | 9999 |  |  |  | 1.9821 | Default Emission Factor
Maimonides Medical Center | 62174_G_CM900 | 62174 | G | CM900 |  | Combustion Turbine | NY_Z_J | New York | Kings | 0.9 | 2006 | 9999 |  |  |  | 1.9821 | Default Emission Factor
Maimonides Medical Center | 62174_G_CN900 | 62174 | G | CN900 |  | Combustion Turbine | NY_Z_J | New York | Kings | 0.9 | 2006 | 9999 |  |  |  | 1.9821 | Default Emission Factor
Maimonides Medical Center | 62174_G_ON300 | 62174 | G | ON300 |  | Combustion Turbine | NY_Z_J | New York | Kings | 0.3 | 1990 | 9999 |  |  |  | 1.9821 | Default Emission Factor
Blue Water Energy Center | 62192_G_11 | 62192 | G | 11 |  | Combined Cycle | MIS_LMI | Michigan | St Clair | 359 | 2022 | 9999 |  |  |  | 0.01015 | Default Emission Factor
Blue Water Energy Center | 62192_G_12 | 62192 | G | 12 |  | Combined Cycle | MIS_LMI | Michigan | St Clair | 359 | 2022 | 9999 |  |  |  | 0.01015 | Default Emission Factor
Blue Water Energy Center | 62192_G_1S | 62192 | G | 1S |  | Combined Cycle | MIS_LMI | Michigan | St Clair | 428 | 2022 | 9999 |  |  |  | 0.01015 | Default Emission Factor
Durant | 6220_G_7 | 6220 | G | 7 |  | Combustion Turbine | MIS_IA | Iowa | Cedar | 1.8 | 1998 | 9999 |  |  |  | 1.9821 | Default Emission Factor
Durant | 6220_G_8 | 6220 | G | 8 |  | Combustion Turbine | MIS_IA | Iowa | Cedar | 2.6 | 2011 | 9999 |  |  |  | 1.9821 | Default Emission Factor
Empire Energy Center | 6223_G_2 | 6223 | G | 2 | 89858 | Combustion Turbine | SPP_N | Missouri | Jasper | 82 | 1981 | 2025 | 2019 | 0.0713 | 35929.458 | 0.00397 | NEI 2019
Empire Energy Center | 6223_G_3 | 6223 | G | 3 | 9179 | Combustion Turbine | SPP_N | Missouri | Jasper | 49 | 2003 | 9999 | 2019 | 0.385 | 21470.042 | 0.03586 | NEI 2019
Empire Energy Center | 6223_G_4 | 6223 | G | 4 | 9181 | Combustion Turbine | SPP_N | Missouri | Jasper | 49 | 2003 | 9999 | 2019 | 0.2917 | 21470.042 | 0.02717 | NEI 2019
NYC-HH-New Bellevue Hospital | 62250_G_CAT2H | 62250 | G | CAT2H |  | Combustion Turbine | NY_Z_J | New York | New York | 0.8 | 2011 | 9999 |  |  |  | 1.9821 | Default Emission Factor
NYC-HH-New Bellevue Hospital | 62250_G_CAT2M | 62250 | G | CAT2M |  | Combustion Turbine | NY_Z_J | New York | New York | 0.8 | 2011 | 9999 |  |  |  | 1.9821 | Default Emission Factor
NYC-HH-New Bellevue Hospital | 62250_G_CAT2X | 62250 | G | CAT2X |  | Combustion Turbine | NY_Z_J | New York | New York | 0.8 | 2011 | 9999 |  |  |  | 1.9821 | Default Emission Factor
NYC-HH-New Bellevue Hospital | 62250_G_CAT2Y | 62250 | G | CAT2Y |  | Combustion Turbine | NY_Z_J | New York | New York | 0.8 | 2011 | 9999 |  |  |  | 1.9821 | Default Emission Factor
NYC-HH-New Bellevue Hospital | 62250_G_CAT6M | 62250 | G | CAT6M |  | Combustion Turbine | NY_Z_J | New York | New York | 0.6 | 1996 | 9999 |  |  |  | 1.9821 | Default Emission Factor
NYC-HH-New Bellevue Hospital | 62250_G_CAT6P | 62250 | G | CAT6P |  | Combustion Turbine | NY_Z_J | New York | New York | 0.6 | 1996 | 9999 |  |  |  | 1.9821 | Default Emission Factor
NYC-HH-New Bellevue Hospital | 62250_G_CUM6Z | 62250 | G | CUM6Z |  | Combustion Turbine | NY_Z_J | New York | New York | 0.9 | 2011 | 9999 |  |  |  | 1.9821 | Default Emission Factor
NYC-HH-New Bellevue Hospital | 62250_G_RUD3R | 62250 | G | RUD3R |  | Combustion Turbine | NY_Z_J | New York | New York | 0.7 | 2002 | 9999 |  |  |  | 1.9821 | Default Emission Factor
Westchester County Medical Center | 62270_G_CAT04 | 62270 | G | CAT04 |  | Combustion Turbine | NY_Z_G-I | New York | Westchester | 0.7 | 2000 | 9999 |  |  |  | 1.9821 | Default Emission Factor
Westchester County Medical Center | 62270_G_CATH1 | 62270 | G | CATH1 |  | Combustion Turbine | NY_Z_G-I | New York | Westchester | 1.3 | 2002 | 9999 |  |  |  | 1.9821 | Default Emission Factor
Westchester County Medical Center | 62270_G_CATH2 | 62270 | G | CATH2 |  | Combustion Turbine | NY_Z_G-I | New York | Westchester | 1.3 | 2002 | 9999 |  |  |  | 1.9821 | Default Emission Factor
Westchester County Medical Center | 62270_G_CATN1 | 62270 | G | CATN1 |  | Combustion Turbine | NY_Z_G-I | New York | Westchester | 0.7 | 1974 | 9999 |  |  |  | 1.9821 | Default Emission Factor
Westchester County Medical Center | 62270_G_CATN2 | 62270 | G | CATN2 |  | Combustion Turbine | NY_Z_G-I | New York | Westchester | 0.7 | 1974 | 9999 |  |  |  | 1.9821 | Default Emission Factor
Westchester County Medical Center | 62270_G_CATN3 | 62270 | G | CATN3 |  | Combustion Turbine | NY_Z_G-I | New York | Westchester | 0.7 | 1996 | 9999 |  |  |  | 1.9821 | Default Emission Factor
Westchester County Medical Center | 62270_G_CATR3 | 62270 | G | CATR3 |  | Combustion Turbine | NY_Z_G-I | New York | Westchester | 0.6 | 2013 | 9999 |  |  |  | 1.9821 | Default Emission Factor
Westchester County Medical Center | 62270_G_CATR4 | 62270 | G | CATR4 |  | Combustion Turbine | NY_Z_G-I | New York | Westchester | 0.3 | 1980 | 9999 |  |  |  | 1.9821 | Default Emission Factor
Westchester County Medical Center | 62270_G_CUM37 | 62270 | G | CUM37 |  | Combustion Turbine | NY_Z_G-I | New York | Westchester | 0.4 | 2000 | 9999 |  |  |  | 1.9821 | Default Emission Factor
Westchester County Medical Center | 62270_G_DT080 | 62270 | G | DT080 |  | Combustion Turbine | NY_Z_G-I | New York | Westchester | 0.5 | 2002 | 9999 |  |  |  | 1.9821 | Default Emission Factor
Westchester County Medical Center | 62270_G_DT250 | 62270 | G | DT250 |  | Combustion Turbine | NY_Z_G-I | New York | Westchester | 0.3 | 2000 | 9999 |  |  |  | 1.9821 | Default Emission Factor
Westchester County Medical Center | 62270_G_DT500 | 62270 | G | DT500 |  | Combustion Turbine | NY_Z_G-I | New York | Westchester | 0.5 | 2000 | 9999 |  |  |  | 1.9821 | Default Emission Factor
Mobile | 6229_G_1 | 6229 | G | 1 |  | Combustion Turbine | SPP_NEBR | Nebraska | York | 1 | 1980 | 9999 |  |  |  | 1.9821 | Default Emission Factor
Mobile | 6229_G_2 | 6229 | G | 2 |  | Combustion Turbine | SPP_NEBR | Nebraska | York | 1.6 | 1996 | 9999 |  |  |  | 1.9821 | Default Emission Factor
Mobile | 6229_G_500 | 6229 | G | 500 |  | Combustion Turbine | SPP_NEBR | Nebraska | York | 0.5 | 1994 | 9999 |  |  |  | 1.9821 | Default Emission Factor
Pearl Station | 6238_G_GT1 | 6238 | G | GT1 |  | Combustion Turbine | MIS_IL | Illinois | Pike | 20.1 | 1973 | 2030 |  |  |  | 0.02784 | Default Emission Factor
Verwey-Hanford Dairy Digester #2 | 62418_G_4 | 62418 | G | 4 |  | Non-Fossil Waste | WEC_CALN | California | Kings | 1 | 2019 | 9999 |  |  |  | 0.66724 | Default Emission Factor
Verwey-Hanford Dairy Digester #3 | 62419_G_4 | 62419 | G | 4 |  | Non-Fossil Waste | WEC_CALN | California | Kings | 1 | 2019 | 9999 |  |  |  | 0.66724 | Default Emission Factor
Dansby | 6243_G_2 | 6243 | G | 2 | 89412 | Combustion Turbine | ERC_REST | Texas | Brazos | 47.1 | 2004 | 9999 | 2019 | 0.235 | 24015 | 0.01957 | NEI 2019
Dansby | 6243_G_3 | 6243 | G | 3 | 90415 | Combustion Turbine | ERC_REST | Texas | Brazos | 47.1 | 2010 | 9999 | 2019 | 0.2911 | 24015 | 0.02424 | NEI 2019
JLL-One Rockwood Road | 62446_G_EGEN1 | 62446 | G | EGEN1 |  | Combustion Turbine | NY_Z_G-I | New York | Westchester | 1.5 | 2003 | 9999 |  |  |  | 1.9821 | Default Emission Factor
JLL-One Rockwood Road | 62446_G_EGEN2 | 62446 | G | EGEN2 |  | Combustion Turbine | NY_Z_G-I | New York | Westchester | 1.5 | 2003 | 9999 |  |  |  | 1.9821 | Default Emission Factor
Kimberly Clark Mobile - CHP Plant | 62449_G_GT100 | 62449 | G | GT100 |  | Combustion Turbine | S_SOU | Alabama | Mobile | 21.8 | 2019 | 9999 |  |  |  | 0.02316 | Default Emission Factor
Kimberly Clark Mobile - CHP Plant | 62449_G_GT200 | 62449 | G | GT200 |  | Combustion Turbine | S_SOU | Alabama | Mobile | 21.8 | 2019 | 9999 |  |  |  | 0.02316 | Default Emission Factor
St. Johns Episcopal Hospital | 62450_G_CT205 | 62450 | G | CT205 |  | Combustion Turbine | NY_Z_J | New York | Queens | 0.2 | 2010 | 9999 |  |  |  | 1.9821 | Default Emission Factor
St. Johns Episcopal Hospital | 62450_G_F1040 | 62450 | G | F1040 |  | Combustion Turbine | NY_Z_J | New York | Queens | 1 | 1995 | 9999 |  |  |  | 1.9821 | Default Emission Factor
St. Joseph Hospital | 62452_G_CT250 | 62452 | G | CT250 |  | Combustion Turbine | NY_Z_G-I | New York | Westchester | 0.3 | 1960 | 9999 |  |  |  | 1.9821 | Default Emission Factor
St. Joseph Hospital | 62452_G_CT750 | 62452 | G | CT750 |  | Combustion Turbine | NY_Z_G-I | New York | Westchester | 0.8 | 1978 | 9999 |  |  |  | 1.9821 | Default Emission Factor
Mt.Sinai-St.Lukes Roosevelt Hosp. Center | 62453_G_CT250 | 62453 | G | CT250 |  | Combustion Turbine | NY_Z_G-I | New York | Westchester | 0.3 | 1960 | 9999 |  |  |  | 1.9821 | Default Emission Factor
Mt.Sinai-St.Lukes Roosevelt Hosp. Center | 62453_G_CT750 | 62453 | G | CT750 |  | Combustion Turbine | NY_Z_G-I | New York | Westchester | 0.8 | 1978 | 9999 |  |  |  | 1.9821 | Default Emission Factor
Mt.Sinai-St.Lukes Roosevelt Hosp. Center | 62453_G_EG1 | 62453 | G | EG1 |  | Combustion Turbine | NY_Z_G-I | New York | Westchester | 0.3 | 1995 | 9999 |  |  |  | 1.9821 | Default Emission Factor
Mt.Sinai-St.Lukes Roosevelt Hosp. Center | 62453_G_EG2 | 62453 | G | EG2 |  | Combustion Turbine | NY_Z_G-I | New York | Westchester | 0.3 | 2010 | 9999 |  |  |  | 1.9821 | Default Emission Factor
Mt.Sinai-St.Lukes Roosevelt Hosp. Center | 62453_G_EG3 | 62453 | G | EG3 |  | Combustion Turbine | NY_Z_G-I | New York | Westchester | 2.5 | 2015 | 9999 |  |  |  | 1.9821 | Default Emission Factor
Mt.Sinai-St.Lukes Roosevelt Hosp. Center | 62453_G_EG4 | 62453 | G | EG4 |  | Combustion Turbine | NY_Z_G-I | New York | Westchester | 2.5 | 2015 | 9999 |  |  |  | 1.9821 | Default Emission Factor
Farmers Electric Cooperative - Kalona | 62461_G_1 | 62461 | G | 1 |  | Combustion Turbine | MIS_MIDA | Iowa | Johnson | 2 | 2001 | 9999 |  |  |  | 1.9821 | Default Emission Factor
Farmers Electric Cooperative - Kalona | 62461_G_2 | 62461 | G | 2 |  | Combustion Turbine | MIS_MIDA | Iowa | Johnson | 2 | 2001 | 9999 |  |  |  | 1.9821 | Default Emission Factor
Farmers Electric Cooperative - Kalona | 62461_G_3 | 62461 | G | 3 |  | Combustion Turbine | MIS_MIDA | Iowa | Johnson | 2 | 2006 | 9999 |  |  |  | 1.9821 | Default Emission Factor
ACB Energy Parntners LLC - MTF Cogen | 62492_G_ACB-1 | 62492 | G | ACB-1 |  | Combustion Turbine | PJM_EMAC | New Jersey | Atlantic | 7.1 | 2010 | 9999 |  |  |  | 0.04322 | Default Emission Factor
Germantown | 6253_G_1 | 6253 | G | 1 | 90037 | Combustion Turbine | MIS_WUMS | Wisconsin | Washington | 48.8 | 1978 | 9999 |  |  |  | 0.02784 | Default Emission Factor
Germantown | 6253_G_2 | 6253 | G | 2 | 90039 | Combustion Turbine | MIS_WUMS | Wisconsin | Washington | 48.6 | 1978 | 9999 |  |  |  | 0.02784 | Default Emission Factor
Germantown | 6253_G_3 | 6253 | G | 3 | 90234 | Combustion Turbine | MIS_WUMS | Wisconsin | Washington | 45.8 | 1978 | 9999 |  |  |  | 0.02784 | Default Emission Factor
Germantown | 6253_G_4 | 6253 | G | 4 | 90236 | Combustion Turbine | MIS_WUMS | Wisconsin | Washington | 49.2 | 1978 | 9999 |  |  |  | 0.02784 | Default Emission Factor
Germantown | 6253_G_5 | 6253 | G | 5 | 2873 | Combustion Turbine | MIS_WUMS | Wisconsin | Washington | 81.2 | 2000 | 9999 |  |  |  | 0.04322 | Default Emission Factor
Scherer | 6257_G_1 | 6257 | G | 1 | 2875 | Coal Steam | S_SOU | Georgia | Monroe | 860 | 1982 | 9999 | 2017 | 55.5046 | 2304302 | 0.04818 | NEI 2019
Wilson | 6258_G_5A | 6258 | G | 5A | 89926 | Combustion Turbine | S_SOU | Georgia | Burke | 41 | 1972 | 9999 | 2019 | 0.00117 | 18.3458 | 0.12755 | NEI 2019
Wilson | 6258_G_5B | 6258 | G | 5B | 89927 | Combustion Turbine | S_SOU | Georgia | Burke | 56 | 1972 | 9999 | 2019 | 0.001817 | 25.0576 | 0.14503 | NEI 2019
Wilson | 6258_G_5C | 6258 | G | 5C | 89928 | Combustion Turbine | S_SOU | Georgia | Burke | 49 | 1972 | 9999 | 2019 | 0.001437 | 21.9254 | 0.13108 | NEI 2019
Wilson | 6258_G_5D | 6258 | G | 5D | 89929 | Combustion Turbine | S_SOU | Georgia | Burke | 41 | 1973 | 9999 | 2019 | 0.001554 | 18.3458 | 0.16941 | NEI 2019
Wilson | 6258_G_5E | 6258 | G | 5E | 89930 | Combustion Turbine | S_SOU | Georgia | Burke | 54 | 1973 | 9999 | 2019 | 0.001346 | 24.1627 | 0.11141 | NEI 2019
Wilson | 6258_G_5F | 6258 | G | 5F | 89931 | Combustion Turbine | S_SOU | Georgia | Burke | 54 | 1973 | 9999 | 2019 | 0.001418 | 24.1627 | 0.11737 | NEI 2019
Wilson | 6258_G_IC1 | 6258 | G | IC1 |  | Combustion Turbine | S_SOU | Georgia | Burke | 2.5 | 1972 | 9999 |  |  |  | 1.9821 | Default Emission Factor
Montefiore Mount Vernon Hospital | 62589_G_CONP7 | 62589 | G | CONP7 |  | Combustion Turbine | NY_Z_G-I | New York | Westchester | 0.4 | 1976 | 9999 |  |  |  | 1.9821 | Default Emission Factor
Montefiore Mount Vernon Hospital | 62589_G_DETR4 | 62589 | G | DETR4 |  | Combustion Turbine | NY_Z_G-I | New York | Westchester | 0.7 | 1976 | 9999 |  |  |  | 1.9821 | Default Emission Factor
Wolf Creek Generator | 62590_G_WOLF | 62590 | G | WOLF |  | Combustion Turbine | SPP_N | Kansas | Coffey | 1 | 2014 | 9999 |  |  |  | 1.9821 | Default Emission Factor
Rockland Bakery Inc. | 62619_G_CAT1 | 62619 | G | CAT1 |  | Combustion Turbine | NY_Z_G-I | New York | Rockland | 0.8 | 1996 | 9999 |  |  |  | 1.1533 | Default Emission Factor
Rockland Bakery Inc. | 62619_G_CAT2 | 62619 | G | CAT2 |  | Combustion Turbine | NY_Z_G-I | New York | Rockland | 0.8 | 1996 | 9999 |  |  |  | 1.1533 | Default Emission Factor
Rockland Bakery Inc. | 62619_G_CAT3 | 62619 | G | CAT3 |  | Combustion Turbine | NY_Z_G-I | New York | Rockland | 0.8 | 1996 | 9999 |  |  |  | 1.1533 | Default Emission Factor
Rockland Bakery Inc. | 62619_G_CATE4 | 62619 | G | CATE4 |  | Combustion Turbine | NY_Z_G-I | New York | Rockland | 1.5 | 1996 | 9999 |  |  |  | 1.9821 | Default Emission Factor
Overlook Medical Center | 62622_G_CHPS1 | 62622 | G | CHPS1 |  | Combustion Turbine | PJM_EMAC | New Jersey | Union | 1 | 2012 | 9999 |  |  |  | 1.1533 | Default Emission Factor
Overlook Medical Center | 62622_G_CHPS2 | 62622 | G | CHPS2 |  | Combustion Turbine | PJM_EMAC | New Jersey | Union | 1 | 2012 | 9999 |  |  |  | 1.1533 | Default Emission Factor
Overlook Medical Center | 62622_G_CHPS3 | 62622 | G | CHPS3 |  | Combustion Turbine | PJM_EMAC | New Jersey | Union | 1 | 2012 | 9999 |  |  |  | 1.9821 | Default Emission Factor
West Water Street | 62625_G_G1 | 62625 | G | G1 |  | Combustion Turbine | NENGREST | Massachusetts | Bristol | 2.5 | 2018 | 9999 |  |  |  | 1.9821 | Default Emission Factor
West Water Street | 62625_G_G2 | 62625 | G | G2 |  | Combustion Turbine | NENGREST | Massachusetts | Bristol | 2.5 | 2018 | 9999 |  |  |  | 1.9821 | Default Emission Factor
West Water Street | 62625_G_G3 | 62625 | G | G3 |  | Combustion Turbine | NENGREST | Massachusetts | Bristol | 2.5 | 2018 | 9999 |  |  |  | 1.9821 | Default Emission Factor
West Water Street | 62625_G_G4 | 62625 | G | G4 |  | Combustion Turbine | NENGREST | Massachusetts | Bristol | 2.5 | 2018 | 9999 |  |  |  | 1.9821 | Default Emission Factor
Morehead Generating Facility | 62641_G_M3516 | 62641 | G | M3516 |  | Landfill Gas | PJM_West | Kentucky | Rowan | 1.4 | 2019 | 9999 |  |  |  | 1.1591 | Default Emission Factor
MBS Texbook Exchange | 62647_G_MBS1 | 62647 | G | MBS1 |  | Combustion Turbine | MIS_MO | Missouri | Boone | 1 | 2008 | 9999 |  |  |  | 1.9821 | Default Emission Factor
MBS Texbook Exchange | 62647_G_MBS2 | 62647 | G | MBS2 |  | Combustion Turbine | MIS_MO | Missouri | Boone | 1 | 2008 | 9999 |  |  |  | 1.9821 | Default Emission Factor
New York Presbyterian-The Allen Hospital | 62650_G_CAT32 | 62650 | G | CAT32 |  | Combustion Turbine | NY_Z_J | New York | New York | 1 | 2009 | 9999 |  |  |  | 1.9821 | Default Emission Factor
Cuyahoga Falls 1 | 62658_G_P001 | 62658 | G | P001 |  | Combustion Turbine | PJM_ATSI | Ohio | Summit | 1.5 | 2018 | 9999 |  |  |  | 1.9821 | Default Emission Factor
Cuyahoga Falls 1 | 62658_G_P002 | 62658 | G | P002 |  | Combustion Turbine | PJM_ATSI | Ohio | Summit | 1.5 | 2018 | 9999 |  |  |  | 1.9821 | Default Emission Factor
Cuyahoga Falls 1 | 62658_G_P003 | 62658 | G | P003 |  | Combustion Turbine | PJM_ATSI | Ohio | Summit | 1.5 | 2018 | 9999 |  |  |  | 1.9821 | Default Emission Factor
Cuyahoga Falls 1 | 62658_G_P004 | 62658 | G | P004 |  | Combustion Turbine | PJM_ATSI | Ohio | Summit | 1.5 | 2018 | 9999 |  |  |  | 1.9821 | Default Emission Factor
Cuyahoga Falls 1 | 62658_G_P005 | 62658 | G | P005 |  | Combustion Turbine | PJM_ATSI | Ohio | Summit | 1.5 | 2018 | 9999 |  |  |  | 1.9821 | Default Emission Factor
Cuyahoga Falls 1 | 62658_G_P006 | 62658 | G | P006 |  | Combustion Turbine | PJM_ATSI | Ohio | Summit | 1.5 | 2018 | 9999 |  |  |  | 1.9821 | Default Emission Factor
Epic Verona | 62676_G_G101 | 62676 | G | G101 |  | Combustion Turbine | MIS_WUMS | Wisconsin | Dane | 2.3 | 2013 | 9999 |  |  |  | 1.9821 | Default Emission Factor
Epic Verona | 62676_G_G102 | 62676 | G | G102 |  | Combustion Turbine | MIS_WUMS | Wisconsin | Dane | 2.3 | 2013 | 9999 |  |  |  | 1.9821 | Default Emission Factor
Epic Verona | 62676_G_G103 | 62676 | G | G103 |  | Combustion Turbine | MIS_WUMS | Wisconsin | Dane | 2.3 | 2013 | 9999 |  |  |  | 1.9821 | Default Emission Factor
Epic Verona | 62676_G_G104 | 62676 | G | G104 |  | Combustion Turbine | MIS_WUMS | Wisconsin | Dane | 2.3 | 2013 | 9999 |  |  |  | 1.9821 | Default Emission Factor
Epic Verona | 62676_G_G105 | 62676 | G | G105 |  | Combustion Turbine | MIS_WUMS | Wisconsin | Dane | 2.3 | 2013 | 9999 |  |  |  | 1.9821 | Default Emission Factor
Epic Verona | 62676_G_G202 | 62676 | G | G202 |  | Combustion Turbine | MIS_WUMS | Wisconsin | Dane | 2.3 | 2013 | 9999 |  |  |  | 1.9821 | Default Emission Factor
Epic Verona | 62676_G_G203 | 62676 | G | G203 |  | Combustion Turbine | MIS_WUMS | Wisconsin | Dane | 2.3 | 2013 | 9999 |  |  |  | 1.9821 | Default Emission Factor
Epic Verona | 62676_G_G204 | 62676 | G | G204 |  | Combustion Turbine | MIS_WUMS | Wisconsin | Dane | 2.3 | 2013 | 9999 |  |  |  | 1.9821 | Default Emission Factor
Epic Verona | 62676_G_G205 | 62676 | G | G205 |  | Combustion Turbine | MIS_WUMS | Wisconsin | Dane | 2.3 | 2013 | 9999 |  |  |  | 1.9821 | Default Emission Factor
Epic Verona | 62676_G_G206 | 62676 | G | G206 |  | Combustion Turbine | MIS_WUMS | Wisconsin | Dane | 2.3 | 2013 | 9999 |  |  |  | 1.9821 | Default Emission Factor
Epic Verona | 62676_G_G207 | 62676 | G | G207 |  | Combustion Turbine | MIS_WUMS | Wisconsin | Dane | 2.3 | 2013 | 9999 |  |  |  | 1.9821 | Default Emission Factor
Epic Verona | 62676_G_G208 | 62676 | G | G208 |  | Combustion Turbine | MIS_WUMS | Wisconsin | Dane | 2.3 | 2013 | 9999 |  |  |  | 1.9821 | Default Emission Factor
Epic Verona | 62676_G_G209 | 62676 | G | G209 |  | Combustion Turbine | MIS_WUMS | Wisconsin | Dane | 2.3 | 2013 | 9999 |  |  |  | 1.9821 | Default Emission Factor
Epic Verona | 62676_G_G210 | 62676 | G | G210 |  | Combustion Turbine | MIS_WUMS | Wisconsin | Dane | 2.3 | 2013 | 9999 |  |  |  | 1.9821 | Default Emission Factor
Epic Verona | 62676_G_G211 | 62676 | G | G211 |  | Combustion Turbine | MIS_WUMS | Wisconsin | Dane | 2.3 | 2013 | 9999 |  |  |  | 1.9821 | Default Emission Factor
Epic Verona | 62676_G_G301 | 62676 | G | G301 |  | Combustion Turbine | MIS_WUMS | Wisconsin | Dane | 2.3 | 2009 | 9999 |  |  |  | 1.9821 | Default Emission Factor
Epic Verona | 62676_G_G302 | 62676 | G | G302 |  | Combustion Turbine | MIS_WUMS | Wisconsin | Dane | 2.3 | 2009 | 9999 |  |  |  | 1.9821 | Default Emission Factor
Epic Verona | 62676_G_G303 | 62676 | G | G303 |  | Combustion Turbine | MIS_WUMS | Wisconsin | Dane | 2.3 | 2009 | 9999 |  |  |  | 1.9821 | Default Emission Factor
Bayboro | 627_G_P1 | 627 | G | P1 |  | Combustion Turbine | FRCC | Florida | Pinellas | 44 | 1973 | 9999 | 2019 | 0.002117 | 847.0643 | 0.005 | NEI 2019
Bayboro | 627_G_P2 | 627 | G | P2 |  | Combustion Turbine | FRCC | Florida | Pinellas | 41 | 1973 | 9999 | 2019 | 0.003097 | 789.3099 | 0.00785 | NEI 2019
Bayboro | 627_G_P3 | 627 | G | P3 |  | Combustion Turbine | FRCC | Florida | Pinellas | 43 | 1973 | 9999 | 2019 | 0.00196 | 827.8129 | 0.00474 | NEI 2019
Bayboro | 627_G_P4 | 627 | G | P4 |  | Combustion Turbine | FRCC | Florida | Pinellas | 43 | 1973 | 9999 | 2019 | 0.002668 | 827.8129 | 0.00645 | NEI 2019
Harbec Energy | 62736_G_CPH | 62736 | G | CPH |  | Combustion Turbine | NY_Z_C&E | New York | Ontario | 0.5 | 2015 | 9999 |  |  |  | 0.04322 | Default Emission Factor
Mount Joy Wire | 62741_G_CHP | 62741 | G | CHP |  | Combustion Turbine | PJM_EMAC | Pennsylvania | Lancaster | 1.1 | 2011 | 9999 |  |  |  | 1.1533 | Default Emission Factor
Bridgewater Complex Co-Generation Plant | 62757_G_CG1 | 62757 | G | CG1 |  | Combustion Turbine | NENGREST | Massachusetts | Bristol | 1.5 | 2015 | 9999 |  |  |  | 0.04322 | Default Emission Factor
NASA Johnson Space Center CHP | 62762_G_CTG-1 | 62762 | G | CTG-1 |  | Combustion Turbine | ERC_REST | Texas | Harris | 5.3 | 2018 | 9999 |  |  |  | 0.04322 | Default Emission Factor
NASA Johnson Space Center CHP | 62762_G_CTG-2 | 62762 | G | CTG-2 |  | Combustion Turbine | ERC_REST | Texas | Harris | 5.3 | 2018 | 9999 |  |  |  | 0.04322 | Default Emission Factor
Crystal River | 628_G_1GTA | 628 | G | 1GTA | 91095 | Combined Cycle | FRCC | Florida | Citrus | 244 | 2018 | 9999 | 2019 | 19.5807 | 3747894 | 0.01435 | NEI 2019
Crystal River | 628_G_1GTB | 628 | G | 1GTB | 91096 | Combined Cycle | FRCC | Florida | Citrus | 244 | 2018 | 9999 | 2019 | 19.6068 | 1712108 | 0.01435 | NEI 2019
Crystal River | 628_G_2GTA | 628 | G | 2GTA | 91097 | Combined Cycle | FRCC | Florida | Citrus | 244 | 2018 | 9999 | 2019 | 18.6283 | 3573862 | 0.01434 | NEI 2019
Crystal River | 628_G_2GTB | 628 | G | 2GTB | 91098 | Combined Cycle | FRCC | Florida | Citrus | 244 | 2018 | 9999 | 2019 | 19.0916 | 1688661 | 0.01434 | NEI 2019
Crystal River | 628_G_CC1ST | 628 | G | CC1ST | 91095 | Combined Cycle | FRCC | Florida | Citrus | 328 | 2018 | 9999 |  |  |  | 0.01435 | NEI 2019
Crystal River | 628_G_CC2ST | 628 | G | CC2ST | 91097 | Combined Cycle | FRCC | Florida | Citrus | 328 | 2018 | 9999 |  |  |  | 0.01434 | NEI 2019
Coventry Clean Energy Corporation | 62859_G_COV-1 | 62859 | G | COV-1 |  | Landfill Gas | NENGREST | Vermont | Orleans | 1.5 | 2005 | 2024 |  |  |  | 1.5652 | Default Emission Factor
Coventry Clean Energy Corporation | 62859_G_COV-2 | 62859 | G | COV-2 |  | Landfill Gas | NENGREST | Vermont | Orleans | 1.5 | 2005 | 2024 |  |  |  | 1.5652 | Default Emission Factor
Coventry Clean Energy Corporation | 62859_G_COV-3 | 62859 | G | COV-3 |  | Landfill Gas | NENGREST | Vermont | Orleans | 1.5 | 2005 | 2024 |  |  |  | 1.5652 | Default Emission Factor
Coventry Clean Energy Corporation | 62859_G_COV-4 | 62859 | G | COV-4 |  | Landfill Gas | NENGREST | Vermont | Orleans | 1.5 | 2007 | 2024 |  |  |  | 1.5652 | Default Emission Factor
Coventry Clean Energy Corporation | 62859_G_COV-5 | 62859 | G | COV-5 |  | Landfill Gas | NENGREST | Vermont | Orleans | 1.5 | 2009 | 2024 |  |  |  | 1.5652 | Default Emission Factor
Carolina Poultry Power Farmville | 62873_G_7474 | 62873 | G | 7474 |  | Biomass | S_VACA | North Carolina | Pitt | 0.8 | 2019 | 9999 |  |  |  | 0.15454 | Default Emission Factor
Carolina Poultry Power Farmville | 62873_G_7475 | 62873 | G | 7475 |  | Biomass | S_VACA | North Carolina | Pitt | 0.8 | 2019 | 9999 |  |  |  | 0.15454 | Default Emission Factor
Carolina Poultry Power Farmville | 62873_G_7476 | 62873 | G | 7476 |  | Biomass | S_VACA | North Carolina | Pitt | 0.1 | 2019 | 9999 |  |  |  | 0.15454 | Default Emission Factor
Phoenix Contact - CCHP Plant | 62901_G_CCHP | 62901 | G | CCHP |  | Combustion Turbine | PJM_WMAC | Pennsylvania | Dauphin | 1 | 2014 | 9999 |  |  |  | 0.04322 | Default Emission Factor
Burrstone Energy Center | 62920_G_CG-1 | 62920 | G | CG-1 |  | Combustion Turbine | NY_Z_C&E | New York | Oneida | 1.1 | 2009 | 9999 |  |  |  | 1.1533 | Default Emission Factor
Burrstone Energy Center | 62920_G_CG-2 | 62920 | G | CG-2 |  | Combustion Turbine | NY_Z_C&E | New York | Oneida | 1.1 | 2009 | 9999 |  |  |  | 1.1533 | Default Emission Factor
Burrstone Energy Center | 62920_G_CG-3 | 62920 | G | CG-3 |  | Combustion Turbine | NY_Z_C&E | New York | Oneida | 1.1 | 2009 | 9999 |  |  |  | 1.1533 | Default Emission Factor
Burrstone Energy Center | 62920_G_CG-4 | 62920 | G | CG-4 |  | Combustion Turbine | NY_Z_C&E | New York | Oneida | 0.3 | 2009 | 9999 |  |  |  | 1.1533 | Default Emission Factor
Jefferson Torresdale Hospital | 63023_G_COGEN | 63023 | G | COGEN |  | Combustion Turbine | PJM_EMAC | Pennsylvania | Philadelphia | 1.1 | 2016 | 9999 |  |  |  | 1.1533 | Default Emission Factor
Duke Energy CHP at Clemson University | 63063_G_GT01 | 63063 | G | GT01 |  | Combustion Turbine | S_VACA | South Carolina | Pickens | 12.8 | 2019 | 9999 |  |  |  | 0.02316 | Default Emission Factor
ReSource Center | 63094_G_SBAD1 | 63094 | G | SBAD1 |  | Non-Fossil Waste | WECC_SCE | California | Santa Barbara | 1.1 | 2020 | 9999 |  |  |  | 0.66724 | Default Emission Factor
ReSource Center | 63094_G_SBAD2 | 63094 | G | SBAD2 |  | Non-Fossil Waste | WECC_SCE | California | Santa Barbara | 1.1 | 2020 | 9999 |  |  |  | 0.66724 | Default Emission Factor
Hannibal - Oakwood Substation | 63097_G_EP-01 | 63097 | G | EP-01 |  | Combustion Turbine | S_D_AECI | Missouri | Marion | 1.8 | 2018 | 9999 |  |  |  | 1.9821 | Default Emission Factor
Hannibal - Oakwood Substation | 63097_G_EP-02 | 63097 | G | EP-02 |  | Combustion Turbine | S_D_AECI | Missouri | Marion | 1.8 | 2018 | 9999 |  |  |  | 1.9821 | Default Emission Factor
Hannibal - Oakwood Substation | 63097_G_EP-03 | 63097 | G | EP-03 |  | Combustion Turbine | S_D_AECI | Missouri | Marion | 1.8 | 2018 | 9999 |  |  |  | 1.9821 | Default Emission Factor
Hannibal - Oakwood Substation | 63097_G_EP-04 | 63097 | G | EP-04 |  | Combustion Turbine | S_D_AECI | Missouri | Marion | 1.8 | 2018 | 9999 |  |  |  | 1.9821 | Default Emission Factor
Hannibal - Oakwood Substation | 63097_G_EP-05 | 63097 | G | EP-05 |  | Combustion Turbine | S_D_AECI | Missouri | Marion | 1.8 | 2018 | 9999 |  |  |  | 1.9821 | Default Emission Factor
Hannibal - Oakwood Substation | 63097_G_EP-06 | 63097 | G | EP-06 |  | Combustion Turbine | S_D_AECI | Missouri | Marion | 1.8 | 2018 | 9999 |  |  |  | 1.9821 | Default Emission Factor
Hannibal - Oakwood Substation | 63097_G_EP-07 | 63097 | G | EP-07 |  | Combustion Turbine | S_D_AECI | Missouri | Marion | 1.8 | 2018 | 9999 |  |  |  | 1.9821 | Default Emission Factor
Hannibal - Oakwood Substation | 63097_G_EP-08 | 63097 | G | EP-08 |  | Combustion Turbine | S_D_AECI | Missouri | Marion | 1.8 | 2018 | 9999 |  |  |  | 1.9821 | Default Emission Factor
Hannibal - Water Treatment Plant | 63098_G_EP-09 | 63098 | G | EP-09 |  | Combustion Turbine | S_D_AECI | Missouri | Marion | 1.8 | 2018 | 9999 |  |  |  | 1.9821 | Default Emission Factor
Hannibal - Wastewater Treatment Plant | 63099_G_EP-10 | 63099 | G | EP-10 |  | Combustion Turbine | S_D_AECI | Missouri | Marion | 1.8 | 2018 | 9999 |  |  |  | 1.9821 | Default Emission Factor
Orange Street G1 | 63173_G_1 | 63173 | G | 1 |  | Combustion Turbine | PJM_West | Virginia | Bedford | 1.8 | 2005 | 9999 |  |  |  | 1.9821 | Default Emission Factor
P L Bartow | 634_G_4AGT | 634 | G | 4AGT | 90418 | Combined Cycle | FRCC | Florida | Pinellas | 189 | 2009 | 9999 | 2019 | 4.6357 | 1015621 | 0.00446 | NEI 2019
P L Bartow | 634_G_4BGT | 634 | G | 4BGT | 90416 | Combined Cycle | FRCC | Florida | Pinellas | 187 | 2009 | 9999 | 2019 | 3.2003 | 793278 | 0.00446 | NEI 2019
P L Bartow | 634_G_4CGT | 634 | G | 4CGT | 90417 | Combined Cycle | FRCC | Florida | Pinellas | 192 | 2009 | 9999 | 2019 | 2.6741 | 1133143 | 0.00446 | NEI 2019
P L Bartow | 634_G_4DGT | 634 | G | 4DGT | 90419 | Combined Cycle | FRCC | Florida | Pinellas | 187 | 2009 | 9999 | 2019 | 2.4649 | 2874179 | 0.00446 | NEI 2019
P L Bartow | 634_G_4ST | 634 | G | 4ST | 90418 | Combined Cycle | FRCC | Florida | Pinellas | 349 | 2009 | 9999 |  |  |  | 0.00446 | NEI 2019
P L Bartow | 634_G_P1 | 634 | G | P1 |  | Combustion Turbine | FRCC | Florida | Pinellas | 41 | 1972 | 9999 | 2019 | 0.007603 | 5675.8155 | 0.00268 | NEI 2019
P L Bartow | 634_G_P2 | 634 | G | P2 |  | Combustion Turbine | FRCC | Florida | Pinellas | 41 | 1972 | 9999 | 2019 | 0.18207 | 5675.8155 | 0.06416 | NEI 2019
P L Bartow | 634_G_P3 | 634 | G | P3 |  | Combustion Turbine | FRCC | Florida | Pinellas | 41 | 1972 | 9999 | 2019 | 0.003485 | 5675.8155 | 0.00123 | NEI 2019
P L Bartow | 634_G_P4 | 634 | G | P4 |  | Combustion Turbine | FRCC | Florida | Pinellas | 45 | 1972 | 9999 | 2019 | 0.15479 | 6229.5536 | 0.0497 | NEI 2019
Sixth Street Gas Turbine | 6356_G_1 | 6356 | G | 1 |  | Combustion Turbine | MIS_LMI | Michigan | Ottawa | 16 | 1974 | 9999 |  |  |  | 0.02784 | Default Emission Factor
Hutchinson Plant #2 | 6358_G_2 | 6358 | G | 2 | 2880 | Combined Cycle | MIS_MNWI | Minnesota | McLeod | 41 | 1994 | 9999 | 2017 | 0.2011 | 20054 | 0.02006 | NEI 2019
Hutchinson Plant #2 | 6358_G_3 | 6358 | G | 3 | 2880 | Combined Cycle | MIS_MNWI | Minnesota | McLeod | 10 | 1994 | 9999 |  |  |  | 0.02006 | NEI 2019
Hutchinson Plant #2 | 6358_G_9 | 6358 | G | 9 |  | Combustion Turbine | MIS_MNWI | Minnesota | McLeod | 22 | 2001 | 9999 | 2017 | 0.0005676 | 38 | 0.02987 | NEI 2019
Detour | 6369_G_6 | 6369 | G | 6 |  | Combustion Turbine | MIS_WUMS | Michigan | Chippewa | 2.5 | 1973 | 9999 |  |  |  | 1.9821 | Default Emission Factor
Detour | 6369_G_7 | 6369 | G | 7 |  | Combustion Turbine | MIS_WUMS | Michigan | Chippewa | 2.5 | 1976 | 9999 |  |  |  | 1.9821 | Default Emission Factor
Rokeby | 6373_G_2 | 6373 | G | 2 | 2883 | Combustion Turbine | SPP_NEBR | Nebraska | Lancaster | 90.4 | 1997 | 9999 |  |  |  | 0.04322 | Default Emission Factor
Rokeby | 6373_G_3 | 6373 | G | 3 | 2884 | Combustion Turbine | SPP_NEBR | Nebraska | Lancaster | 94.2 | 2001 | 9999 |  |  |  | 0.04322 | Default Emission Factor
Rokeby | 6373_G_BSU | 6373 | G | BSU |  | Combustion Turbine | SPP_NEBR | Nebraska | Lancaster | 3.2 | 1997 | 9999 |  |  |  | 1.9821 | Default Emission Factor
Ocracoke Hybrid | 6377_G_1 | 6377 | G | 1 |  | Combustion Turbine | S_VACA | North Carolina | Hyde | 3 | 1991 | 9999 | 2019 | 0.06 | 141 | 0.85106 | NEI 2019
Suwannee River | 638_G_P1 | 638 | G | P1 |  | Combustion Turbine | FRCC | Florida | Suwannee | 49 | 1980 | 9999 | 2019 | 0.4306 | 21178.1946 | 0.04066 | NEI 2019
Suwannee River | 638_G_P2 | 638 | G | P2 |  | Combustion Turbine | FRCC | Florida | Suwannee | 50 | 1980 | 9999 | 2019 | 0.004896 | 21610.4027 | 0.00045 | NEI 2019
Suwannee River | 638_G_P3 | 638 | G | P3 |  | Combustion Turbine | FRCC | Florida | Suwannee | 50 | 1980 | 9999 | 2019 | 0.44236 | 21610.4027 | 0.04094 | NEI 2019
Tangier | 6390_G_5 | 6390 | G | 5 |  | Combustion Turbine | PJM_EMAC | Virginia | Accomack | 1.2 | 1993 | 9999 | 2018 | 0.03465 | 82.5 | 0.84 | Virginia State Emissions
Tangier | 6390_G_6 | 6390 | G | 6 |  | Combustion Turbine | PJM_EMAC | Virginia | Accomack | 1.2 | 1993 | 9999 | 2018 | 0.03465 | 82.5 | 0.84 | Virginia State Emissions
Smith Island | 6391_G_2 | 6391 | G | 2 |  | Combustion Turbine | PJM_EMAC | Maryland | Somerset | 0.4 | 1969 | 9999 |  |  |  | 1.9821 | Default Emission Factor
Lansing Smith | 643_G_3A | 643 | G | 3A | 8284 | Combined Cycle | S_SOU | Florida | Bay | 167.6 | 2002 | 9999 | 2019 | 6.7981 | 1251259 | 0.00738 | NEI 2019
Lansing Smith | 643_G_3B | 643 | G | 3B | 8286 | Combined Cycle | S_SOU | Florida | Bay | 167.6 | 2002 | 9999 | 2019 | 7.6368 | 2661846 | 0.00738 | NEI 2019
Lansing Smith | 643_G_3S | 643 | G | 3S | 8284 | Combined Cycle | S_SOU | Florida | Bay | 175.9 | 2002 | 9999 |  |  |  | 0.00738 | NEI 2019
Lansing Smith | 643_G_CT1 | 643 | G | CT1 |  | Combustion Turbine | S_SOU | Florida | Bay | 32 | 1971 | 9999 | 2019 | 0.001527 | 282 | 0.01083 | NEI 2019
Big Bend | 645_G_GT4 | 645 | G | GT4 | 90409 | Combustion Turbine | FRCC | Florida | Hillsborough | 56 | 2009 | 9999 | 2019 | 0.030863 | 3682 | 0.01676 | NEI 2019
Ames GT | 6463_G_GT1 | 6463 | G | GT1 |  | Combustion Turbine | MIS_MIDA | Iowa | Story | 15.5 | 1972 | 9999 |  |  |  | 0.02784 | Default Emission Factor
Ames GT | 6463_G_GT2 | 6463 | G | GT2 | 89535 | Combustion Turbine | MIS_MIDA | Iowa | Story | 26.1 | 2005 | 9999 |  |  |  | 0.02784 | Default Emission Factor
Valencia | 6515_G_GT1 | 6515 | G | GT1 |  | Combustion Turbine | WECC_AZ | Arizona | Santa Cruz | 13.5 | 1989 | 9999 | 2019 | 0.038909 | 6135.2239 | 0.01268 | NEI 2019
Valencia | 6515_G_GT2 | 6515 | G | GT2 |  | Combustion Turbine | WECC_AZ | Arizona | Santa Cruz | 13.5 | 1989 | 9999 | 2019 | 0.037733 | 6135.2239 | 0.0123 | NEI 2019
Valencia | 6515_G_GT3 | 6515 | G | GT3 |  | Combustion Turbine | WECC_AZ | Arizona | Santa Cruz | 13.5 | 1989 | 9999 |  |  |  | 0.04322 | Default Emission Factor
Valencia | 6515_G_GT4 | 6515 | G | GT4 |  | Combustion Turbine | WECC_AZ | Arizona | Santa Cruz | 19.8 | 2006 | 9999 | 2019 | 0.25176 | 8998.3284 | 0.05596 | NEI 2019
Rocky Ford | 6516_G_IC1A | 6516 | G | IC1A |  | Combustion Turbine | WECC_CO | Colorado | Otero | 2 | 1964 | 9999 |  |  |  | 1.9821 | Default Emission Factor
Rocky Ford | 6516_G_IC2 | 6516 | G | IC2 |  | Combustion Turbine | WECC_CO | Colorado | Otero | 2 | 1964 | 9999 |  |  |  | 1.9821 | Default Emission Factor
Rocky Ford | 6516_G_IC3 | 6516 | G | IC3 |  | Combustion Turbine | WECC_CO | Colorado | Otero | 2 | 1964 | 9999 |  |  |  | 1.9821 | Default Emission Factor
Rocky Ford | 6516_G_IC4 | 6516 | G | IC4 |  | Combustion Turbine | WECC_CO | Colorado | Otero | 2 | 1964 | 9999 |  |  |  | 1.9821 | Default Emission Factor
Rocky Ford | 6516_G_IC5 | 6516 | G | IC5 |  | Combustion Turbine | WECC_CO | Colorado | Otero | 2 | 1964 | 9999 |  |  |  | 1.9821 | Default Emission Factor
Kings Beach | 6518_G_KB1 | 6518 | G | KB1 |  | Combustion Turbine | WECC_NNV | California | Placer | 2 | 2008 | 9999 | 2018 | 0.0235 | 45.6667 | 1.0292 | California Air Resources Board
Kings Beach | 6518_G_KB2 | 6518 | G | KB2 |  | Combustion Turbine | WECC_NNV | California | Placer | 2 | 2008 | 9999 | 2018 | 0.0235 | 45.6667 | 1.0292 | California Air Resources Board
Kings Beach | 6518_G_KB3 | 6518 | G | KB3 |  | Combustion Turbine | WECC_NNV | California | Placer | 2 | 2008 | 9999 | 2018 | 0.0235 | 45.6667 | 1.0292 | California Air Resources Board
Kings Beach | 6518_G_KB4 | 6518 | G | KB4 |  | Combustion Turbine | WECC_NNV | California | Placer | 2 | 2008 | 9999 | 2018 | 0.0235 | 45.6667 | 1.0292 | California Air Resources Board
Kings Beach | 6518_G_KB5 | 6518 | G | KB5 |  | Combustion Turbine | WECC_NNV | California | Placer | 2 | 2008 | 9999 | 2018 | 0.0235 | 45.6667 | 1.0292 | California Air Resources Board
Kings Beach | 6518_G_KB6 | 6518 | G | KB6 |  | Combustion Turbine | WECC_NNV | California | Placer | 2 | 2008 | 9999 | 2018 | 0.0235 | 45.6667 | 1.0292 | California Air Resources Board
Vergennes 9 | 6519_G_5 | 6519 | G | 5 |  | Combustion Turbine | NENGREST | Vermont | Addison | 2 | 1963 | 9999 |  |  |  | 1.9821 | Default Emission Factor
Vergennes 9 | 6519_G_6 | 6519 | G | 6 |  | Combustion Turbine | NENGREST | Vermont | Addison | 2 | 1964 | 9999 |  |  |  | 1.9821 | Default Emission Factor
Waverly Municipal Electric North Plant | 6554_G_10 | 6554 | G | 10 |  | Combustion Turbine | MIS_MIDA | Iowa | Bremer | 7 | 1993 | 9999 |  |  |  | 1.9821 | Default Emission Factor
Waverly Municipal Electric North Plant | 6554_G_17 | 6554 | G | 17 |  | Combustion Turbine | MIS_MIDA | Iowa | Bremer | 1.8 | 2015 | 9999 |  |  |  | 1.9821 | Default Emission Factor
Waverly Municipal Electric North Plant | 6554_G_18 | 6554 | G | 18 |  | Combustion Turbine | MIS_MIDA | Iowa | Bremer | 1.8 | 2015 | 9999 |  |  |  | 1.9821 | Default Emission Factor
Waverly Municipal Electric North Plant | 6554_G_19 | 6554 | G | 19 |  | Combustion Turbine | MIS_MIDA | Iowa | Bremer | 1.8 | 2015 | 9999 |  |  |  | 1.9821 | Default Emission Factor
Waverly Municipal Electric North Plant | 6554_G_20 | 6554 | G | 20 |  | Combustion Turbine | MIS_MIDA | Iowa | Bremer | 1.8 | 2015 | 9999 |  |  |  | 1.9821 | Default Emission Factor
Waverly Municipal Electric North Plant | 6554_G_7 | 6554 | G | 7 |  | Combustion Turbine | MIS_MIDA | Iowa | Bremer | 3.5 | 1958 | 9999 |  |  |  | 1.1533 | Default Emission Factor
Waverly Municipal Electric North Plant | 6554_G_8 | 6554 | G | 8 |  | Combustion Turbine | MIS_MIDA | Iowa | Bremer | 3.7 | 1967 | 9999 |  |  |  | 1.1533 | Default Emission Factor
Waverly Municipal Electric North Plant | 6554_G_9 | 6554 | G | 9 |  | Combustion Turbine | MIS_MIDA | Iowa | Bremer | 3.7 | 1967 | 9999 |  |  |  | 1.1533 | Default Emission Factor
D G Hunter | 6558_G_10 | 6558 | G | 10 |  | Combustion Turbine | MIS_LA | Louisiana | Rapides | 8.6 | 2016 | 9999 |  |  |  | 1.1533 | Default Emission Factor
D G Hunter | 6558_G_11 | 6558 | G | 11 |  | Combustion Turbine | MIS_LA | Louisiana | Rapides | 8.6 | 2016 | 9999 |  |  |  | 1.1533 | Default Emission Factor
D G Hunter | 6558_G_5 | 6558 | G | 5 |  | Combustion Turbine | MIS_LA | Louisiana | Rapides | 8.6 | 2016 | 9999 |  |  |  | 1.1533 | Default Emission Factor
D G Hunter | 6558_G_6 | 6558 | G | 6 |  | Combustion Turbine | MIS_LA | Louisiana | Rapides | 8.6 | 2016 | 9999 |  |  |  | 1.1533 | Default Emission Factor
D G Hunter | 6558_G_7 | 6558 | G | 7 |  | Combustion Turbine | MIS_LA | Louisiana | Rapides | 8.6 | 2016 | 9999 |  |  |  | 1.1533 | Default Emission Factor
D G Hunter | 6558_G_8 | 6558 | G | 8 |  | Combustion Turbine | MIS_LA | Louisiana | Rapides | 8.6 | 2016 | 9999 |  |  |  | 1.1533 | Default Emission Factor
D G Hunter | 6558_G_9 | 6558 | G | 9 |  | Combustion Turbine | MIS_LA | Louisiana | Rapides | 8.6 | 2016 | 9999 |  |  |  | 1.1533 | Default Emission Factor
Berlin | 6565_G_1A | 6565 | G | 1A |  | Combustion Turbine | PJM_EMAC | Maryland | Worcester | 1.1 | 1961 | 9999 | 2019 | 0.03542 | 10.3889 | 6.8188 | NEI 2019
Berlin | 6565_G_5A | 6565 | G | 5A |  | Combustion Turbine | PJM_EMAC | Maryland | Worcester | 2.5 | 1989 | 9999 | 2019 | 0.02112 | 23.6111 | 1.789 | NEI 2019
Block Island | 6567_G_23 | 6567 | G | 23 |  | Combustion Turbine | NENGREST | Rhode Island | Washington | 1.2 | 2001 | 9999 |  |  |  | 1.9821 | Default Emission Factor
Block Island | 6567_G_24 | 6567 | G | 24 |  | Combustion Turbine | NENGREST | Rhode Island | Washington | 1.6 | 2002 | 9999 |  |  |  | 1.9821 | Default Emission Factor
Block Island | 6567_G_25 | 6567 | G | 25 |  | Combustion Turbine | NENGREST | Rhode Island | Washington | 1.8 | 2006 | 9999 |  |  |  | 1.9821 | Default Emission Factor
Block Island | 6567_G_27 | 6567 | G | 27 |  | Combustion Turbine | NENGREST | Rhode Island | Washington | 2.5 | 2018 | 9999 |  |  |  | 1.9821 | Default Emission Factor
Johnson | 6579_G_CAT8 | 6579 | G | CAT8 |  | Combustion Turbine | SPP_N | Kansas | Stanton | 3 | 2017 | 9999 |  |  |  | 1.9821 | Default Emission Factor
Johnson | 6579_G_CAT9 | 6579 | G | CAT9 |  | Combustion Turbine | SPP_N | Kansas | Stanton | 3 | 2017 | 9999 |  |  |  | 1.9821 | Default Emission Factor
Stock Island | 6584_G_EP2 | 6584 | G | EP2 |  | Combustion Turbine | FRCC | Florida | Monroe | 2.5 | 2012 | 9999 |  |  |  | 1.9821 | Default Emission Factor
Stock Island | 6584_G_GT1 | 6584 | G | GT1 |  | Combustion Turbine | FRCC | Florida | Monroe | 19 | 1978 | 9999 |  |  |  | 0.02784 | Default Emission Factor
Stock Island | 6584_G_GT2 | 6584 | G | GT2 |  | Combustion Turbine | FRCC | Florida | Monroe | 17 | 1999 | 9999 |  |  |  | 0.02784 | Default Emission Factor
Stock Island | 6584_G_GT3 | 6584 | G | GT3 |  | Combustion Turbine | FRCC | Florida | Monroe | 17 | 1999 | 9999 |  |  |  | 0.02784 | Default Emission Factor
Stock Island | 6584_G_GT4 | 6584 | G | GT4 | 89604 | Combustion Turbine | FRCC | Florida | Monroe | 44 | 2006 | 9999 | 2019 | 0.002599 | 1129.0309 | 0.0046 | NEI 2019
Stock Island | 6584_G_MSD1 | 6584 | G | MSD1 |  | Combustion Turbine | FRCC | Florida | Monroe | 7.5 | 1991 | 9999 | 2019 | 0.094478 | 102.8571 | 1.8371 | NEI 2019
Stock Island | 6584_G_MSD2 | 6584 | G | MSD2 |  | Combustion Turbine | FRCC | Florida | Monroe | 7.5 | 1991 | 9999 | 2019 | 0.081938 | 102.8571 | 1.5932 | NEI 2019
Wilkins Station | 6586_G_1 | 6586 | G | 1 |  | Combustion Turbine | NENGREST | Massachusetts | Essex | 2.5 | 1975 | 9999 | 2019 | 0.0096 | 3 | 6.4 | NEI 2019
Wilkins Station | 6586_G_2 | 6586 | G | 2 |  | Combustion Turbine | NENGREST | Massachusetts | Essex | 2.5 | 1975 | 9999 | 2019 | 0.0096 | 3 | 6.4 | NEI 2019
Burlington (CO) | 6619_G_1 | 6619 | G | 1 |  | Combustion Turbine | WECC_CO | Colorado | Kit Carson | 50 | 1977 | 9999 | 2019 | 0.004 | 1481 | 0.0054 | NEI 2019
Burlington (CO) | 6619_G_2 | 6619 | G | 2 |  | Combustion Turbine | WECC_CO | Colorado | Kit Carson | 50 | 1977 | 9999 | 2017 | 0.000617 | 1285.5 | 0.00096 | NEI 2019
Deerhaven Generating Station | 663_G_GT1 | 663 | G | GT1 |  | Combustion Turbine | FRCC | Florida | Alachua | 17.5 | 1976 | 2025 | 2019 | 0.010428 | 975.7045 | 0.02138 | NEI 2019
Deerhaven Generating Station | 663_G_GT2 | 663 | G | GT2 |  | Combustion Turbine | FRCC | Florida | Alachua | 17.5 | 1976 | 2025 | 2019 | 0.021093 | 975.7045 | 0.04324 | NEI 2019
Deerhaven Generating Station | 663_G_GT3 | 663 | G | GT3 | 488 | Combustion Turbine | FRCC | Florida | Alachua | 75 | 1996 | 9999 | 2019 | 0.08646 | 4181.5909 | 0.04135 | NEI 2019
A L Pierce | 6635_G_4 | 6635 | G | 4 | 90114 | Combustion Turbine | NENG_CT | Connecticut | New Haven | 74.1 | 2007 | 9999 | 2019 | 0.026012 | 1958 | 0.02657 | NEI 2019
John R Kelly | 664_G_CT04 | 664 | G | CT04 | 489 | Combined Cycle | FRCC | Florida | Alachua | 75 | 2001 | 9999 | 2017 | 4.3545 | 369897 | 0.01594 | NEI 2019
G W Ivey | 665_G_13 | 665 | G | 13 |  | Combustion Turbine | FRCC | Florida | Miami Dade | 1.8 | 1972 | 9999 |  |  |  | 1.1533 | Default Emission Factor
G W Ivey | 665_G_14 | 665 | G | 14 |  | Combustion Turbine | FRCC | Florida | Miami Dade | 1.8 | 1972 | 9999 |  |  |  | 1.1533 | Default Emission Factor
G W Ivey | 665_G_15 | 665 | G | 15 |  | Combustion Turbine | FRCC | Florida | Miami Dade | 1.8 | 1972 | 9999 |  |  |  | 1.1533 | Default Emission Factor
G W Ivey | 665_G_16 | 665 | G | 16 |  | Combustion Turbine | FRCC | Florida | Miami Dade | 1.8 | 1972 | 9999 |  |  |  | 1.1533 | Default Emission Factor
G W Ivey | 665_G_17 | 665 | G | 17 |  | Combustion Turbine | FRCC | Florida | Miami Dade | 1.8 | 1972 | 9999 |  |  |  | 1.1533 | Default Emission Factor
G W Ivey | 665_G_19 | 665 | G | 19 |  | Combustion Turbine | FRCC | Florida | Miami Dade | 8 | 1975 | 9999 |  |  |  | 1.1533 | Default Emission Factor
G W Ivey | 665_G_2 | 665 | G | 2 |  | Combustion Turbine | FRCC | Florida | Miami Dade | 1.8 | 1970 | 9999 |  |  |  | 1.1533 | Default Emission Factor
G W Ivey | 665_G_20 | 665 | G | 20 |  | Combustion Turbine | FRCC | Florida | Miami Dade | 6 | 1981 | 9999 |  |  |  | 1.1533 | Default Emission Factor
G W Ivey | 665_G_21 | 665 | G | 21 |  | Combustion Turbine | FRCC | Florida | Miami Dade | 6 | 1981 | 9999 |  |  |  | 1.1533 | Default Emission Factor
G W Ivey | 665_G_22 | 665 | G | 22 |  | Combustion Turbine | FRCC | Florida | Miami Dade | 0.1 | 2013 | 9999 |  |  |  | 1.9821 | Default Emission Factor
G W Ivey | 665_G_3 | 665 | G | 3 |  | Combustion Turbine | FRCC | Florida | Miami Dade | 1.8 | 1970 | 9999 |  |  |  | 1.1533 | Default Emission Factor
Mexico | 6650_G_1 | 6650 | G | 1 | 90098 | Combustion Turbine | MIS_MO | Missouri | Audrain | 53 | 1978 | 9999 | 2019 | 0.0017 | 220 | 0.01546 | NEI 2019
Moberly | 6651_G_1 | 6651 | G | 1 | 90099 | Combustion Turbine | MIS_MO | Missouri | Randolph | 53 | 1978 | 9999 | 2019 | 0.005 | 2125 | 0.00471 | NEI 2019
Moreau | 6652_G_1 | 6652 | G | 1 | 90100 | Combustion Turbine | MIS_MO | Missouri | Cole | 53 | 1978 | 9999 | 2019 | 0.0049 | 1711 | 0.00573 | NEI 2019
J D Kennedy | 666_G_GT37 | 666 | G | GT37 | 493 | Combustion Turbine | FRCC | Florida | Duval | 158.6 | 2000 | 9999 | 2019 | 1.8463 | 106045.998 | 0.03482 | NEI 2019
J D Kennedy | 666_G_GT38 | 666 | G | GT38 | 90118 | Combustion Turbine | FRCC | Florida | Duval | 158.6 | 2009 | 9999 | 2019 | 0.65503 | 106045.998 | 0.01235 | NEI 2019
Northside Generating Station | 667_G_4 | 667 | G | 4 |  | Combustion Turbine | FRCC | Florida | Duval | 53 | 1975 | 9999 |  |  |  | 0.02784 | Default Emission Factor
Northside Generating Station | 667_G_5 | 667 | G | 5 |  | Combustion Turbine | FRCC | Florida | Duval | 53 | 1974 | 9999 |  |  |  | 0.02784 | Default Emission Factor
Northside Generating Station | 667_G_6 | 667 | G | 6 |  | Combustion Turbine | FRCC | Florida | Duval | 53 | 1974 | 9999 |  |  |  | 0.02784 | Default Emission Factor
Northside Generating Station | 667_G_GT3 | 667 | G | GT3 |  | Combustion Turbine | FRCC | Florida | Duval | 53 | 1975 | 9999 |  |  |  | 0.02784 | Default Emission Factor
Northside Generating Station | 667_G_ST3 | 667 | G | ST3 | 500 | O/G Steam | FRCC | Florida | Duval | 524 | 1977 | 9999 | 2019 | 49.498 | 1751571 | 0.05652 | NEI 2019
Pebbly Beach Generating Station | 6704_G_10 | 6704 | G | 10 |  | Combustion Turbine | WECC_SCE | California | Los Angeles | 1.1 | 1966 | 9999 |  |  |  | 1.9821 | Default Emission Factor
Pebbly Beach Generating Station | 6704_G_12 | 6704 | G | 12 |  | Combustion Turbine | WECC_SCE | California | Los Angeles | 1.6 | 1976 | 9999 |  |  |  | 1.9821 | Default Emission Factor
Pebbly Beach Generating Station | 6704_G_14 | 6704 | G | 14 |  | Combustion Turbine | WECC_SCE | California | Los Angeles | 1.4 | 1986 | 9999 |  |  |  | 1.9821 | Default Emission Factor
Pebbly Beach Generating Station | 6704_G_15 | 6704 | G | 15 |  | Combustion Turbine | WECC_SCE | California | Los Angeles | 2.8 | 1995 | 9999 |  |  |  | 1.9821 | Default Emission Factor
Pebbly Beach Generating Station | 6704_G_7 | 6704 | G | 7 |  | Combustion Turbine | WECC_SCE | California | Los Angeles | 1 | 1958 | 9999 |  |  |  | 1.9821 | Default Emission Factor
Pebbly Beach Generating Station | 6704_G_8 | 6704 | G | 8 |  | Combustion Turbine | WECC_SCE | California | Los Angeles | 1.5 | 1963 | 9999 |  |  |  | 1.9821 | Default Emission Factor
Pebbly Beach Generating Station | 6704_G_MT01 | 6704 | G | MT01 |  | Combustion Turbine | WEC_LADW | California | Los Angeles | 0.1 | 2011 | 9999 | 2018 | 0.0038058 | 30.5217 | 0.24938 | California Air Resources Board
Pebbly Beach Generating Station | 6704_G_MT02 | 6704 | G | MT02 |  | Combustion Turbine | WEC_LADW | California | Los Angeles | 0.1 | 2011 | 9999 | 2018 | 0.0038058 | 30.5217 | 0.24938 | California Air Resources Board
Pebbly Beach Generating Station | 6704_G_MT03 | 6704 | G | MT03 |  | Combustion Turbine | WEC_LADW | California | Los Angeles | 0.1 | 2011 | 9999 | 2018 | 0.0038058 | 30.5217 | 0.24938 | California Air Resources Board
Pebbly Beach Generating Station | 6704_G_MT04 | 6704 | G | MT04 |  | Combustion Turbine | WEC_LADW | California | Los Angeles | 0.1 | 2011 | 9999 | 2018 | 0.0038058 | 30.5217 | 0.24938 | California Air Resources Board
Pebbly Beach Generating Station | 6704_G_MT05 | 6704 | G | MT05 |  | Combustion Turbine | WEC_LADW | California | Los Angeles | 0.1 | 2011 | 9999 | 2018 | 0.0038058 | 30.5217 | 0.24938 | California Air Resources Board
Pebbly Beach Generating Station | 6704_G_MT06 | 6704 | G | MT06 |  | Combustion Turbine | WEC_LADW | California | Los Angeles | 0.1 | 2011 | 9999 | 2018 | 0.0038058 | 30.5217 | 0.24938 | California Air Resources Board
Pebbly Beach Generating Station | 6704_G_MT07 | 6704 | G | MT07 |  | Combustion Turbine | WEC_LADW | California | Los Angeles | 0.1 | 2011 | 9999 | 2018 | 0.0038058 | 30.5217 | 0.24938 | California Air Resources Board
Pebbly Beach Generating Station | 6704_G_MT08 | 6704 | G | MT08 |  | Combustion Turbine | WEC_LADW | California | Los Angeles | 0.1 | 2011 | 9999 | 2018 | 0.0038058 | 30.5217 | 0.24938 | California Air Resources Board
Pebbly Beach Generating Station | 6704_G_MT09 | 6704 | G | MT09 |  | Combustion Turbine | WEC_LADW | California | Los Angeles | 0.1 | 2011 | 9999 | 2018 | 0.0038058 | 30.5217 | 0.24938 | California Air Resources Board
Pebbly Beach Generating Station | 6704_G_MT10 | 6704 | G | MT10 |  | Combustion Turbine | WEC_LADW | California | Los Angeles | 0.1 | 2011 | 9999 | 2018 | 0.0038058 | 30.5217 | 0.24938 | California Air Resources Board
Pebbly Beach Generating Station | 6704_G_MT11 | 6704 | G | MT11 |  | Combustion Turbine | WEC_LADW | California | Los Angeles | 0.1 | 2011 | 9999 | 2018 | 0.0038058 | 30.5217 | 0.24938 | California Air Resources Board
Pebbly Beach Generating Station | 6704_G_MT14 | 6704 | G | MT14 |  | Combustion Turbine | WEC_LADW | California | Los Angeles | 0.1 | 2011 | 9999 | 2018 | 0.0038058 | 30.5217 | 0.24938 | California Air Resources Board
Pebbly Beach Generating Station | 6704_G_MT15 | 6704 | G | MT15 |  | Combustion Turbine | WEC_LADW | California | Los Angeles | 0.1 | 2011 | 9999 | 2018 | 0.0038058 | 30.5217 | 0.24938 | California Air Resources Board
Pebbly Beach Generating Station | 6704_G_MT16 | 6704 | G | MT16 |  | Combustion Turbine | WEC_LADW | California | Los Angeles | 0.1 | 2011 | 9999 | 2018 | 0.0038058 | 30.5217 | 0.24938 | California Air Resources Board
Pebbly Beach Generating Station | 6704_G_MT17 | 6704 | G | MT17 |  | Combustion Turbine | WEC_LADW | California | Los Angeles | 0.1 | 2011 | 9999 | 2018 | 0.0038058 | 30.5217 | 0.24938 | California Air Resources Board
Pebbly Beach Generating Station | 6704_G_MT18 | 6704 | G | MT18 |  | Combustion Turbine | WEC_LADW | California | Los Angeles | 0.1 | 2011 | 9999 | 2018 | 0.0038058 | 30.5217 | 0.24938 | California Air Resources Board
Pebbly Beach Generating Station | 6704_G_MT19 | 6704 | G | MT19 |  | Combustion Turbine | WEC_LADW | California | Los Angeles | 0.1 | 2011 | 9999 | 2018 | 0.0038058 | 30.5217 | 0.24938 | California Air Resources Board
Pebbly Beach Generating Station | 6704_G_MT20 | 6704 | G | MT20 |  | Combustion Turbine | WEC_LADW | California | Los Angeles | 0.1 | 2011 | 9999 | 2018 | 0.0038058 | 30.5217 | 0.24938 | California Air Resources Board
Pebbly Beach Generating Station | 6704_G_MT21 | 6704 | G | MT21 |  | Combustion Turbine | WEC_LADW | California | Los Angeles | 0.1 | 2011 | 9999 | 2018 | 0.0038058 | 30.5217 | 0.24938 | California Air Resources Board
Pebbly Beach Generating Station | 6704_G_MT22 | 6704 | G | MT22 |  | Combustion Turbine | WEC_LADW | California | Los Angeles | 0.1 | 2011 | 9999 | 2018 | 0.0038058 | 30.5217 | 0.24938 | California Air Resources Board
Pebbly Beach Generating Station | 6704_G_MT23 | 6704 | G | MT23 |  | Combustion Turbine | WEC_LADW | California | Los Angeles | 0.1 | 2011 | 9999 | 2018 | 0.0038058 | 30.5217 | 0.24938 | California Air Resources Board
Pebbly Beach Generating Station | 6704_G_MT24 | 6704 | G | MT24 |  | Combustion Turbine | WEC_LADW | California | Los Angeles | 0.1 | 2011 | 9999 | 2018 | 0.0038058 | 30.5217 | 0.24938 | California Air Resources Board
Pebbly Beach Generating Station | 6704_G_MT25 | 6704 | G | MT25 |  | Combustion Turbine | WEC_LADW | California | Los Angeles | 0.1 | 2011 | 9999 | 2018 | 0.0038058 | 30.5217 | 0.24938 | California Air Resources Board
Tom G Smith | 673_G_GT1 | 673 | G | GT1 |  | Combustion Turbine | FRCC | Florida | Palm Beach | 26 | 1976 | 9999 | 2019 | 0.061331 | 876 | 0.14003 | NEI 2019
Tom G Smith | 673_G_GT2 | 673 | G | GT2 |  | Combined Cycle | FRCC | Florida | Palm Beach | 21 | 1978 | 9999 | 2019 | 0.001516 | 3585 | 0.00071 | NEI 2019
Tom G Smith | 673_G_MU1 | 673 | G | MU1 |  | Combustion Turbine | FRCC | Florida | Palm Beach | 2 | 1965 | 9999 |  |  |  | 1.9821 | Default Emission Factor
Tom G Smith | 673_G_MU2 | 673 | G | MU2 |  | Combustion Turbine | FRCC | Florida | Palm Beach | 2 | 1965 | 9999 |  |  |  | 1.9821 | Default Emission Factor
Tom G Smith | 673_G_MU3 | 673 | G | MU3 |  | Combustion Turbine | FRCC | Florida | Palm Beach | 2 | 1965 | 9999 |  |  |  | 1.9821 | Default Emission Factor
Tom G Smith | 673_G_MU4 | 673 | G | MU4 |  | Combustion Turbine | FRCC | Florida | Palm Beach | 2 | 1965 | 9999 |  |  |  | 1.9821 | Default Emission Factor
Tom G Smith | 673_G_MU5 | 673 | G | MU5 |  | Combustion Turbine | FRCC | Florida | Palm Beach | 2 | 1965 | 9999 |  |  |  | 1.9821 | Default Emission Factor
Tom G Smith | 673_G_S5 | 673 | G | S5 |  | Combined Cycle | FRCC | Florida | Palm Beach | 10 | 1978 | 9999 |  |  |  | 0.01609 | Default Emission Factor
Rock Lake CT | 6741_G_1 | 6741 | G | 1 | 90185 | Combustion Turbine | MIS_MNWI | Minnesota | Pine | 22.1 | 1978 | 9999 | 2019 | 0.0009831 | 743 | 0.00265 | NEI 2019
Larsen Memorial | 675_G_2 | 675 | G | 2 |  | Combustion Turbine | FRCC | Florida | Polk | 10 | 1962 | 9999 | 2019 | 0.00389 | 87.8947 | 0.08852 | NEI 2019
Larsen Memorial | 675_G_3 | 675 | G | 3 |  | Combustion Turbine | FRCC | Florida | Polk | 9 | 1962 | 9999 |  |  |  | 0.04322 | Default Emission Factor
Larsen Memorial | 675_G_5 | 675 | G | 5 | 509 | Combined Cycle | FRCC | Florida | Polk | 29 | 1956 | 9999 |  |  |  | 0.02334 | NEI 2019
Larsen Memorial | 675_G_8 | 675 | G | 8 | 509 | Combined Cycle | FRCC | Florida | Polk | 76 | 1992 | 9999 | 2019 | 1.7427 | 110290 | 0.02334 | NEI 2019
C D McIntosh Jr | 676_G_5CT | 676 | G | 5CT | 515 | Combined Cycle | FRCC | Florida | Polk | 215 | 2001 | 9999 | 2019 | 17.1771 | 2233650 | 0.01538 | NEI 2019
C D McIntosh Jr | 676_G_5ST | 676 | G | 5ST | 515 | Combined Cycle | FRCC | Florida | Polk | 123 | 2002 | 9999 |  |  |  | 0.01538 | NEI 2019
C D McIntosh Jr | 676_G_GT1 | 676 | G | GT1 |  | Combustion Turbine | FRCC | Florida | Polk | 16 | 1973 | 9999 | 2019 | 0.00434 | 276 | 0.03145 | NEI 2019
C D McIntosh Jr | 676_G_GT2 | 676 | G | GT2 |  | Combustion Turbine | FRCC | Florida | Polk | 115 | 2020 | 9999 |  |  |  | 0.02316 | Default Emission Factor
C D McIntosh Jr | 676_G_IC1 | 676 | G | IC1 |  | Combustion Turbine | FRCC | Florida | Polk | 2.5 | 1970 | 9999 |  |  |  | 1.9821 | Default Emission Factor
C D McIntosh Jr | 676_G_IC2 | 676 | G | IC2 |  | Combustion Turbine | FRCC | Florida | Polk | 2.5 | 1970 | 9999 |  |  |  | 1.9821 | Default Emission Factor
Rawhide | 6761_G_A | 6761 | G | A | 8360 | Combustion Turbine | WECC_CO | Colorado | Larimer | 65 | 2002 | 9999 |  |  |  | 0.04322 | Default Emission Factor
Rawhide | 6761_G_B | 6761 | G | B | 8362 | Combustion Turbine | WECC_CO | Colorado | Larimer | 65 | 2002 | 9999 | 2017 | 0.01 | 6449.2397 | 0.0031 | NEI 2019
Rawhide | 6761_G_C | 6761 | G | C | 8364 | Combustion Turbine | WECC_CO | Colorado | Larimer | 65 | 2002 | 9999 |  |  |  | 0.04322 | Default Emission Factor
Rawhide | 6761_G_D | 6761 | G | D | 89476 | Combustion Turbine | WECC_CO | Colorado | Larimer | 65 | 2004 | 9999 | 2019 | 0.01 | 12070.0644 | 0.00166 | NEI 2019
Rawhide | 6761_G_F | 6761 | G | F | 90256 | Combustion Turbine | WECC_CO | Colorado | Larimer | 128 | 2008 | 9999 | 2017 | 0.4 | 12700.0412 | 0.06299 | NEI 2019
West Station (NJ) | 6776_G_1 | 6776 | G | 1 | 2909 | Combustion Turbine | PJM_EMAC | New Jersey | Cumberland | 22.9 | 1972 | 9999 | 2019 | 0.0191 | 274 | 0.13942 | NEI 2019
Augusta Electric Plant No 2 | 6791_G_1 | 6791 | G | 1 |  | Combustion Turbine | SPP_N | Kansas | Butler | 4 | 1968 | 9999 | 2019 | 0.25752 | 261.6915 | 1.9681 | NEI 2019
Augusta Electric Plant No 2 | 6791_G_2 | 6791 | G | 2 |  | Combustion Turbine | SPP_N | Kansas | Butler | 4 | 1968 | 9999 | 2019 | 0.39293 | 261.6915 | 3.003 | NEI 2019
Augusta Electric Plant No 2 | 6791_G_3 | 6791 | G | 3 |  | Combustion Turbine | SPP_N | Kansas | Butler | 6 | 1981 | 9999 | 2019 | 0.8323 | 392.5373 | 4.2406 | NEI 2019
Augusta Electric Plant No 2 | 6791_G_4 | 6791 | G | 4 |  | Combustion Turbine | SPP_N | Kansas | Butler | 6.1 | 2005 | 9999 |  |  |  | 1.1533 | Default Emission Factor
St Bonifacius | 6824_G_1 | 6824 | G | 1 | 90186 | Combustion Turbine | MIS_MNWI | Minnesota | Carver | 60.1 | 1978 | 9999 | 2017 | 0.0009275 | 536 | 0.00346 | NEI 2019
Indian River Plant | 683_G_A | 683 | G | A |  | Combustion Turbine | FRCC | Florida | Brevard | 37 | 1989 | 9999 |  |  |  | 0.04322 | Default Emission Factor
Indian River Plant | 683_G_B | 683 | G | B |  | Combustion Turbine | FRCC | Florida | Brevard | 37 | 1989 | 9999 |  |  |  | 0.04322 | Default Emission Factor
Indian River Plant | 683_G_C | 683 | G | C | 516 | Combustion Turbine | FRCC | Florida | Brevard | 108 | 1992 | 9999 |  |  |  | 0.04322 | Default Emission Factor
Indian River Plant | 683_G_D | 683 | G | D | 517 | Combustion Turbine | FRCC | Florida | Brevard | 108 | 1992 | 9999 |  |  |  | 0.04322 | Default Emission Factor
Arvah B Hopkins | 688_G_2 | 688 | G | 2 | 89683 | Combined Cycle | FRCC | Florida | Leon | 141 | 1977 | 9999 |  |  |  | 0.02067 | NEI 2019
Arvah B Hopkins | 688_G_CT 2A | 688 | G | CT 2A | 89683 | Combined Cycle | FRCC | Florida | Leon | 159 | 2008 | 9999 | 2019 | 13.6114 | 1316771 | 0.02067 | NEI 2019
Arvah B Hopkins | 688_G_GT3 | 688 | G | GT3 | 89526 | Combustion Turbine | FRCC | Florida | Leon | 46 | 2005 | 9999 | 2019 | 0.48209 | 74882.5 | 0.01288 | NEI 2019
Arvah B Hopkins | 688_G_GT4 | 688 | G | GT4 | 89527 | Combustion Turbine | FRCC | Florida | Leon | 46 | 2005 | 9999 | 2019 | 0.49597 | 74882.5 | 0.01325 | NEI 2019
Arvah B Hopkins | 688_G_IC1 | 688 | G | IC1 |  | Combustion Turbine | FRCC | Florida | Leon | 18.5 | 2019 | 9999 |  |  |  | 0.49206 | Default Emission Factor
Arvah B Hopkins | 688_G_IC2 | 688 | G | IC2 |  | Combustion Turbine | FRCC | Florida | Leon | 18.5 | 2019 | 9999 |  |  |  | 0.49206 | Default Emission Factor
Arvah B Hopkins | 688_G_IC3 | 688 | G | IC3 |  | Combustion Turbine | FRCC | Florida | Leon | 18.5 | 2019 | 9999 |  |  |  | 0.49206 | Default Emission Factor
Arvah B Hopkins | 688_G_IC4 | 688 | G | IC4 |  | Combustion Turbine | FRCC | Florida | Leon | 18.5 | 2019 | 9999 |  |  |  | 0.49206 | Default Emission Factor
S O Purdom | 689_G_8 | 689 | G | 8 | 521 | Combined Cycle | FRCC | Florida | Wakulla | 154 | 2000 | 9999 | 2019 | 12.1217 | 816054 | 0.01866 | NEI 2019
S O Purdom | 689_G_9 | 689 | G | 9 | 521 | Combined Cycle | FRCC | Florida | Wakulla | 72 | 2000 | 9999 | 2019 | 0.008693 | 484113 | 0.01866 | NEI 2019
Marathon Generating Plant | 696_G_10 | 696 | G | 10 |  | Combustion Turbine | FRCC | Florida | Monroe | 3.5 | 1998 | 9999 |  |  |  | 1.9821 | Default Emission Factor
Marathon Generating Plant | 696_G_11 | 696 | G | 11 |  | Combustion Turbine | FRCC | Florida | Monroe | 3.5 | 2001 | 9999 |  |  |  | 1.9821 | Default Emission Factor
Marathon Generating Plant | 696_G_8 | 696 | G | 8 |  | Combustion Turbine | FRCC | Florida | Monroe | 2 | 1989 | 9999 |  |  |  | 1.9821 | Default Emission Factor
Marathon Generating Plant | 696_G_9 | 696 | G | 9 |  | Combustion Turbine | FRCC | Florida | Monroe | 2 | 1989 | 9999 |  |  |  | 1.9821 | Default Emission Factor
Trenton North | 698_G_1 | 698 | G | 1 |  | Combustion Turbine | MIS_MO | Missouri | Grundy | 2.7 | 1974 | 9999 |  |  |  | 1.9821 | Default Emission Factor
Trenton North | 698_G_2 | 698 | G | 2 |  | Combustion Turbine | MIS_MO | Missouri | Grundy | 2.7 | 1974 | 9999 |  |  |  | 1.9821 | Default Emission Factor
Trenton North | 698_G_3 | 698 | G | 3 |  | Combustion Turbine | MIS_MO | Missouri | Grundy | 2.7 | 1974 | 9999 |  |  |  | 1.9821 | Default Emission Factor
Trenton North | 698_G_4 | 698 | G | 4 |  | Combustion Turbine | MIS_MO | Missouri | Grundy | 2.7 | 1974 | 9999 |  |  |  | 1.9821 | Default Emission Factor
Trenton North | 698_G_5 | 698 | G | 5 |  | Combustion Turbine | MIS_MO | Missouri | Grundy | 2.7 | 1975 | 9999 | 2019 | 0.0095 | 18 | 1.0556 | NEI 2019
Hugoton 2 | 7011_G_10 | 7011 | G | 10 |  | Combustion Turbine | SPP_N | Kansas | Stevens | 4 | 1983 | 9999 |  |  |  | 1.1533 | Default Emission Factor
Hugoton 2 | 7011_G_11 | 7011 | G | 11 |  | Combustion Turbine | SPP_N | Kansas | Stevens | 2.2 | 1997 | 9999 |  |  |  | 1.1533 | Default Emission Factor
Hugoton 2 | 7011_G_12 | 7011 | G | 12 |  | Combustion Turbine | SPP_N | Kansas | Stevens | 2.8 | 1997 | 9999 |  |  |  | 1.1533 | Default Emission Factor
Hugoton 2 | 7011_G_13 | 7011 | G | 13 |  | Combustion Turbine | SPP_N | Kansas | Stevens | 0.5 | 1998 | 9999 |  |  |  | 1.1533 | Default Emission Factor
Hugoton 2 | 7011_G_7 | 7011 | G | 7 |  | Combustion Turbine | SPP_N | Kansas | Stevens | 2 | 1964 | 9999 |  |  |  | 1.1533 | Default Emission Factor
Hugoton 2 | 7011_G_8 | 7011 | G | 8 |  | Combustion Turbine | SPP_N | Kansas | Stevens | 1.8 | 1971 | 9999 |  |  |  | 1.1533 | Default Emission Factor
Hugoton 2 | 7011_G_9A | 7011 | G | 9A |  | Combustion Turbine | SPP_N | Kansas | Stevens | 4 | 1994 | 9999 |  |  |  | 1.1533 | Default Emission Factor
East 12th Street | 7013_G_5 | 7013 | G | 5 |  | Combustion Turbine | SPP_N | Kansas | Cowley | 1.6 | 2002 | 9999 |  |  |  | 1.9821 | Default Emission Factor
Chanute 3 | 7018_G_10 | 7018 | G | 10 |  | Combustion Turbine | SPP_N | Kansas | Neosho | 6.9 | 1986 | 9999 | 2019 | 0.34301 | 225.7009 | 3.0395 | NEI 2019
Chanute 3 | 7018_G_11 | 7018 | G | 11 |  | Combustion Turbine | SPP_N | Kansas | Neosho | 6.9 | 1986 | 9999 | 2019 | 0.32835 | 225.7009 | 2.9096 | NEI 2019
Chanute 3 | 7018_G_12 | 7018 | G | 12 |  | Combustion Turbine | SPP_N | Kansas | Neosho | 5.5 | 1991 | 9999 | 2019 | 0.0086575 | 179.9065 | 0.09625 | NEI 2019
Chanute 3 | 7018_G_13 | 7018 | G | 13 |  | Combustion Turbine | SPP_N | Kansas | Neosho | 5.9 | 1991 | 9999 | 2019 | 0.0075663 | 192.9907 | 0.07841 | NEI 2019
Chanute 3 | 7018_G_9 | 7018 | G | 9 |  | Combustion Turbine | SPP_N | Kansas | Neosho | 6.9 | 1985 | 9999 | 2019 | 0.45258 | 225.7009 | 4.0105 | NEI 2019
Whitehead | 7028_G_K1 | 7028 | G | K1 |  | Combustion Turbine | WECC_UT | Utah | Utah | 5.9 | 1986 | 9999 | 2019 | 0.96886 | 1510.6642 | 1.2827 | NEI 2019
Whitehead | 7028_G_K2 | 7028 | G | K2 |  | Combustion Turbine | WECC_UT | Utah | Utah | 6 | 1986 | 9999 |  |  |  | 1.1533 | Default Emission Factor
Whitehead | 7028_G_K3 | 7028 | G | K3 |  | Combustion Turbine | WECC_UT | Utah | Utah | 5.9 | 2000 | 9999 | 2017 | 0.99599 | 1828.5597 | 1.0894 | NEI 2019
Whitehead | 7028_G_K4 | 7028 | G | K4 |  | Combustion Turbine | WECC_UT | Utah | Utah | 4 | 2002 | 9999 |  |  |  | 1.1533 | Default Emission Factor
Whitehead | 7028_G_K6CAT | 7028 | G | K6CAT |  | Combustion Turbine | WECC_UT | Utah | Utah | 2.5 | 2016 | 9999 |  |  |  | 1.1533 | Default Emission Factor
Whitehead | 7028_G_K7CAT | 7028 | G | K7CAT |  | Combustion Turbine | WECC_UT | Utah | Utah | 2.5 | 2016 | 9999 |  |  |  | 1.1533 | Default Emission Factor
Gravel Neck | 7032_G_1 | 7032 | G | 1 |  | Combustion Turbine | PJM_Dom | Virginia | Surry | 12 | 1970 | 9999 |  |  |  | 0.02784 | Default Emission Factor
Gravel Neck | 7032_G_2 | 7032 | G | 2 |  | Combustion Turbine | PJM_Dom | Virginia | Surry | 16 | 1970 | 9999 |  |  |  | 0.02784 | Default Emission Factor
Gravel Neck | 7032_G_3 | 7032 | G | 3 | 88238 | Combustion Turbine | PJM_Dom | Virginia | Surry | 85 | 1989 | 9999 |  |  |  | 0.02293 | NEI 2019
Gravel Neck | 7032_G_4 | 7032 | G | 4 | 88239 | Combustion Turbine | PJM_Dom | Virginia | Surry | 85 | 1989 | 9999 |  |  |  | 0.02293 | NEI 2019
Gravel Neck | 7032_G_5 | 7032 | G | 5 | 88240 | Combustion Turbine | PJM_Dom | Virginia | Surry | 85 | 1989 | 9999 |  |  |  | 0.02293 | NEI 2019
Gravel Neck | 7032_G_6 | 7032 | G | 6 | 88241 | Combustion Turbine | PJM_Dom | Virginia | Surry | 85 | 1989 | 9999 | 2019 | 0.83477 | 72821.9022 | 0.02293 | NEI 2019
Lake (WY) | 7039_G_1 | 7039 | G | 1 |  | Combustion Turbine | WECC_WY | Wyoming | Teton | 2.7 | 1967 | 9999 |  |  |  | 1.9821 | Default Emission Factor
Solon Diesel | 7058_G_1 | 7058 | G | 1 |  | Combustion Turbine | MIS_MNWI | Wisconsin | Douglas | 0.8 | 1988 | 9999 |  |  |  | 1.9821 | Default Emission Factor
Solon Diesel | 7058_G_2 | 7058 | G | 2 |  | Combustion Turbine | MIS_MNWI | Wisconsin | Douglas | 0.8 | 1988 | 9999 |  |  |  | 1.9821 | Default Emission Factor
Solon Diesel | 7058_G_3 | 7058 | G | 3 |  | Combustion Turbine | MIS_MNWI | Wisconsin | Douglas | 0.8 | 1989 | 9999 |  |  |  | 1.9821 | Default Emission Factor
Solon Diesel | 7058_G_4 | 7058 | G | 4 |  | Combustion Turbine | MIS_MNWI | Wisconsin | Douglas | 0.8 | 1989 | 9999 |  |  |  | 1.9821 | Default Emission Factor
Solon Diesel | 7058_G_5 | 7058 | G | 5 |  | Combustion Turbine | MIS_MNWI | Wisconsin | Douglas | 0.8 | 1989 | 9999 |  |  |  | 1.9821 | Default Emission Factor
Solon Diesel | 7058_G_6 | 7058 | G | 6 |  | Combustion Turbine | MIS_MNWI | Wisconsin | Douglas | 0.8 | 1995 | 9999 |  |  |  | 1.9821 | Default Emission Factor
Solon Diesel | 7058_G_7 | 7058 | G | 7 |  | Combustion Turbine | MIS_MNWI | Wisconsin | Douglas | 0.8 | 1995 | 9999 |  |  |  | 1.9821 | Default Emission Factor
Solon Diesel | 7058_G_8 | 7058 | G | 8 |  | Combustion Turbine | MIS_MNWI | Wisconsin | Douglas | 0.8 | 1995 | 9999 |  |  |  | 1.9821 | Default Emission Factor
Sibley No Two | 7060_G_4 | 7060 | G | 4 |  | Combustion Turbine | MIS_IA | Iowa | Osceola | 1 | 1987 | 9999 |  |  |  | 1.1533 | Default Emission Factor
McIntosh (AL) | 7063_G_1 | 7063 | G | 1 | 2924 | Combustion Turbine | S_SOU | Alabama | Washington | 110 | 1991 | 9999 |  |  |  | 0.04322 | Default Emission Factor
McIntosh (AL) | 7063_G_2 | 7063 | G | 2 | 2925 | Combustion Turbine | S_SOU | Alabama | Washington | 114 | 1998 | 9999 | 2019 | 0.33 | 131885.1797 | 0.005 | NEI 2019
McIntosh (AL) | 7063_G_3 | 7063 | G | 3 | 2926 | Combustion Turbine | S_SOU | Alabama | Washington | 114 | 1998 | 9999 | 2019 | 0.8 | 131885.1797 | 0.01213 | NEI 2019
McIntosh (AL) | 7063_G_4 | 7063 | G | 4 | 90423 | Combustion Turbine | S_SOU | Alabama | Washington | 175 | 2010 | 9999 | 2019 | 3.7 | 202455.3198 | 0.03655 | NEI 2019
McIntosh (AL) | 7063_G_5 | 7063 | G | 5 | 90424 | Combustion Turbine | S_SOU | Alabama | Washington | 175 | 2010 | 9999 | 2019 | 2.6 | 202455.3198 | 0.02569 | NEI 2019
St George Red Rock | 7080_G_1 | 7080 | G | 1 |  | Combustion Turbine | WECC_UT | Utah | Washington | 7 | 1987 | 9999 | 2019 | 0.0034369 | 38.5 | 0.17854 | NEI 2019
St George Red Rock | 7080_G_2 | 7080 | G | 2 |  | Combustion Turbine | WECC_UT | Utah | Washington | 7 | 1987 | 9999 | 2017 | 0.0012514 | 2.5 | 1.0011 | NEI 2019
Harry Allen | 7082_G_5 | 7082 | G | 5 | 2933 | Combined Cycle | WECC_SNV | Nevada | Clark | 151.6 | 2011 | 9999 | 2019 | 20.57 | 2235227 | 0.02524 | NEI 2019
Harry Allen | 7082_G_6 | 7082 | G | 6 | 2934 | Combined Cycle | WECC_SNV | Nevada | Clark | 151.6 | 2011 | 9999 | 2019 | 20.71 | 1035844 | 0.02524 | NEI 2019
Harry Allen | 7082_G_7 | 7082 | G | 7 | 2933 | Combined Cycle | WECC_SNV | Nevada | Clark | 206.8 | 2011 | 9999 |  |  |  | 0.02524 | NEI 2019
Harry Allen | 7082_G_GT1 | 7082 | G | GT1 | 2931 | Combustion Turbine | WECC_SNV | Nevada | Clark | 72 | 1995 | 9999 | 2019 | 0.24 | 53643.5 | 0.00895 | NEI 2019
Harry Allen | 7082_G_GT4 | 7082 | G | GT4 | 2932 | Combustion Turbine | WECC_SNV | Nevada | Clark | 72 | 2006 | 9999 | 2019 | 0.9 | 53643.5 | 0.03356 | NEI 2019
Jack McDonough | 710_G_3A | 710 | G | 3A | 90360 | Combustion Turbine | S_SOU | Georgia | Cobb | 32 | 1971 | 9999 | 2019 | 0.001474 | 116 | 0.02541 | NEI 2019
Jack McDonough | 710_G_3B | 710 | G | 3B | 90362 | Combustion Turbine | S_SOU | Georgia | Cobb | 32 | 1971 | 9999 | 2019 | 0.001822 | 116 | 0.03141 | NEI 2019
Jack McDonough | 710_G_4 | 710 | G | 4 | 90761 | Combined Cycle | S_SOU | Georgia | Cobb | 360 | 2011 | 9999 |  |  |  | 0.0146 | NEI 2019
Jack McDonough | 710_G_5 | 710 | G | 5 | 90763 | Combined Cycle | S_SOU | Georgia | Cobb | 360 | 2012 | 9999 |  |  |  | 0.01454 | NEI 2019
Jack McDonough | 710_G_5ACT | 710 | G | 5ACT | 90763 | Combined Cycle | S_SOU | Georgia | Cobb | 231.5 | 2012 | 9999 | 2019 | 22.2505 | 4312956 | 0.01454 | NEI 2019
Jack McDonough | 710_G_5BCT | 710 | G | 5BCT | 90764 | Combined Cycle | S_SOU | Georgia | Cobb | 231.5 | 2012 | 9999 | 2019 | 23.4972 | 1979101 | 0.01454 | NEI 2019
Jack McDonough | 710_G_6 | 710 | G | 6 | 90765 | Combined Cycle | S_SOU | Georgia | Cobb | 360 | 2012 | 9999 |  |  |  | 0.01473 | NEI 2019
Jack McDonough | 710_G_6ACT | 710 | G | 6ACT | 90765 | Combined Cycle | S_SOU | Georgia | Cobb | 233 | 2012 | 9999 | 2019 | 22.5495 | 4118709 | 0.01473 | NEI 2019
Jack McDonough | 710_G_6BCT | 710 | G | 6BCT | 90766 | Combined Cycle | S_SOU | Georgia | Cobb | 233 | 2012 | 9999 | 2019 | 22.2068 | 1959654 | 0.01473 | NEI 2019
Jack McDonough | 710_G_CT4A | 710 | G | CT4A | 90761 | Combined Cycle | S_SOU | Georgia | Cobb | 230.5 | 2011 | 9999 | 2019 | 24.7357 | 4587692 | 0.0146 | NEI 2019
Jack McDonough | 710_G_CT4B | 710 | G | CT4B | 90762 | Combined Cycle | S_SOU | Georgia | Cobb | 230.5 | 2011 | 9999 | 2019 | 24.1841 | 2113506 | 0.0146 | NEI 2019
Heber City | 7111_G_1 | 7111 | G | 1 |  | Combustion Turbine | WECC_UT | Utah | Wasatch | 1.4 | 2004 | 9999 |  |  |  | 1.1533 | Default Emission Factor
Heber City | 7111_G_11 | 7111 | G | 11 |  | Combustion Turbine | WECC_UT | Utah | Wasatch | 1.9 | 2015 | 9999 |  |  |  | 1.1533 | Default Emission Factor
Heber City | 7111_G_12 | 7111 | G | 12 |  | Combustion Turbine | WECC_UT | Utah | Wasatch | 2.3 | 2015 | 9999 |  |  |  | 1.1533 | Default Emission Factor
Heber City | 7111_G_2 | 7111 | G | 2 |  | Combustion Turbine | WECC_UT | Utah | Wasatch | 1.4 | 2004 | 9999 |  |  |  | 1.1533 | Default Emission Factor
Heber City | 7111_G_4 | 7111 | G | 4 |  | Combustion Turbine | WECC_UT | Utah | Wasatch | 1.9 | 2003 | 9999 |  |  |  | 1.1533 | Default Emission Factor
Heber City | 7111_G_NA10 | 7111 | G | NA10 |  | Combustion Turbine | WECC_UT | Utah | Wasatch | 1.9 | 2002 | 9999 |  |  |  | 1.1533 | Default Emission Factor
Heber City | 7111_G_NA5 | 7111 | G | NA5 |  | Combustion Turbine | WECC_UT | Utah | Wasatch | 0.7 | 1990 | 9999 |  |  |  | 1.1533 | Default Emission Factor
Heber City | 7111_G_NA6 | 7111 | G | NA6 |  | Combustion Turbine | WECC_UT | Utah | Wasatch | 0.7 | 2001 | 9999 |  |  |  | 1.1533 | Default Emission Factor
Heber City | 7111_G_NA9 | 7111 | G | NA9 |  | Combustion Turbine | WECC_UT | Utah | Wasatch | 1.9 | 2003 | 9999 |  |  |  | 1.1533 | Default Emission Factor
Gladstone | 7119_G_1 | 7119 | G | 1 |  | Combustion Turbine | MIS_WUMS | Michigan | Delta | 17 | 1975 | 9999 |  |  |  | 0.02784 | Default Emission Factor
Brandon Station | 7131_G_1 | 7131 | G | 1 |  | Combustion Turbine | SPP_SPS | Texas | Lubbock | 20 | 1990 | 9999 | 2019 | 0.2246 | 20468 | 0.02195 | NEI 2019
Forked River | 7138_G_1 | 7138 | G | 1 | 2945 | Combustion Turbine | PJM_EMAC | New Jersey | Ocean | 34.5 | 1989 | 9999 | 2019 | 0.0465 | 3240.4254 | 0.0287 | NEI 2019
Forked River | 7138_G_2 | 7138 | G | 2 | 2946 | Combustion Turbine | PJM_EMAC | New Jersey | Ocean | 32.5 | 1989 | 9999 | 2019 | 0.0257 | 3052.5746 | 0.01684 | NEI 2019
Pleasant Hill | 7145_G_1 | 7145 | G | 1 | 90077 | Combustion Turbine | MIS_MIDA | Iowa | Polk | 38 | 1990 | 9999 | 2019 | 0.010155 | 491.1897 | 0.04135 | NEI 2019
Pleasant Hill | 7145_G_2 | 7145 | G | 2 | 90078 | Combustion Turbine | MIS_MIDA | Iowa | Polk | 37.8 | 1990 | 9999 | 2019 | 0.020717 | 488.6045 | 0.0848 | NEI 2019
Pleasant Hill | 7145_G_3 | 7145 | G | 3 | 2954 | Combustion Turbine | MIS_MIDA | Iowa | Polk | 79.7 | 1994 | 9999 | 2019 | 0.035643 | 1030.2058 | 0.0692 | NEI 2019
Wading River | 7146_G_02 | 7146 | G | 02 | 2956 | Combustion Turbine | NY_Z_K | New York | Suffolk | 76.9 | 1989 | 9999 | 2019 | 0.010793 | 3440.0445 | 0.00628 | NEI 2019
Wading River | 7146_G_03 | 7146 | G | 03 | 2957 | Combustion Turbine | NY_Z_K | New York | Suffolk | 81.7 | 1989 | 9999 | 2019 | 0.015 | 3654.7677 | 0.00821 | NEI 2019
Wading River | 7146_G_1 | 7146 | G | 1 | 2955 | Combustion Turbine | NY_Z_K | New York | Suffolk | 82 | 1989 | 9999 | 2019 | 0.013 | 3668.1879 | 0.00709 | NEI 2019
McManus | 715_G_3A | 715 | G | 3A | 90262 | Combustion Turbine | S_SOU | Georgia | Glynn | 46 | 1972 | 9999 | 2019 | 0.005545 | 1069.2222 | 0.01037 | NEI 2019
McManus | 715_G_3B | 715 | G | 3B | 90263 | Combustion Turbine | S_SOU | Georgia | Glynn | 46 | 1972 | 9999 | 2019 | 0.009259 | 1069.2222 | 0.01732 | NEI 2019
McManus | 715_G_3C | 715 | G | 3C | 90264 | Combustion Turbine | S_SOU | Georgia | Glynn | 46 | 1972 | 9999 | 2019 | 0.012083 | 1069.2222 | 0.0226 | NEI 2019
McManus | 715_G_4A | 715 | G | 4A | 90265 | Combustion Turbine | S_SOU | Georgia | Glynn | 46 | 1972 | 9999 | 2019 | 0.000922 | 1069.2222 | 0.00173 | NEI 2019
McManus | 715_G_4B | 715 | G | 4B | 90266 | Combustion Turbine | S_SOU | Georgia | Glynn | 46 | 1972 | 9999 | 2019 | 0.000928 | 1069.2222 | 0.00174 | NEI 2019
McManus | 715_G_4C | 715 | G | 4C | 90267 | Combustion Turbine | S_SOU | Georgia | Glynn | 46 | 1972 | 9999 | 2019 | 0.001123 | 1069.2222 | 0.0021 | NEI 2019
McManus | 715_G_4D | 715 | G | 4D | 90268 | Combustion Turbine | S_SOU | Georgia | Glynn | 46 | 1972 | 9999 | 2019 | 0.001256 | 1069.2222 | 0.00235 | NEI 2019
McManus | 715_G_4E | 715 | G | 4E | 90270 | Combustion Turbine | S_SOU | Georgia | Glynn | 46 | 1972 | 9999 | 2019 | 0.001187 | 1069.2222 | 0.00222 | NEI 2019
McManus | 715_G_4F | 715 | G | 4F | 90271 | Combustion Turbine | S_SOU | Georgia | Glynn | 46 | 1972 | 9999 | 2019 | 0.001436 | 1069.2222 | 0.00269 | NEI 2019
McManus | 715_G_IC1 | 715 | G | IC1 |  | Combustion Turbine | S_SOU | Georgia | Glynn | 2 | 1964 | 9999 |  |  |  | 1.9821 | Default Emission Factor
Hay Road | 7153_G_HR1 | 7153 | G | HR1 | 2964 | Combined Cycle | PJM_EMAC | Delaware | New Castle | 126 | 1989 | 9999 | 2019 | 2.0749 | 390094 | 0.017 | NEI 2019
Hay Road | 7153_G_HR2 | 7153 | G | HR2 | 2965 | Combined Cycle | PJM_EMAC | Delaware | New Castle | 126 | 1989 | 9999 | 2019 | 2.0093 | 157127 | 0.017 | NEI 2019
Hay Road | 7153_G_HR3 | 7153 | G | HR3 | 2963 | Combined Cycle | PJM_EMAC | Delaware | New Castle | 126 | 1991 | 9999 | 2019 | 1.675 | 130354 | 0.017 | NEI 2019
Hay Road | 7153_G_HR4 | 7153 | G | HR4 | 2963 | Combined Cycle | PJM_EMAC | Delaware | New Castle | 187 | 1993 | 9999 |  |  |  | 0.017 | NEI 2019
Hay Road | 7153_G_HR5 | 7153 | G | HR5 | 2966 | Combined Cycle | PJM_EMAC | Delaware | New Castle | 128 | 2001 | 9999 | 2019 | 2.3239 | 454855 | 0.01709 | NEI 2019
Hay Road | 7153_G_HR6 | 7153 | G | HR6 | 2967 | Combined Cycle | PJM_EMAC | Delaware | New Castle | 128 | 2001 | 9999 | 2019 | 2.2369 | 169964 | 0.01709 | NEI 2019
Hay Road | 7153_G_HR7 | 7153 | G | HR7 | 2968 | Combined Cycle | PJM_EMAC | Delaware | New Castle | 128 | 2001 | 9999 | 2019 | 2.2422 | 171457 | 0.01709 | NEI 2019
Hay Road | 7153_G_HR8 | 7153 | G | HR8 | 2966 | Combined Cycle | PJM_EMAC | Delaware | New Castle | 187 | 2002 | 9999 |  |  |  | 0.01709 | NEI 2019
Lime Creek | 7155_G_1 | 7155 | G | 1 | 2969 | Combustion Turbine | MIS_IA | Iowa | Cerro Gordo | 35.6 | 1991 | 9999 | 2019 | 0.0036718 | 283.2743 | 0.02592 | NEI 2019
Lime Creek | 7155_G_2 | 7155 | G | 2 | 2970 | Combustion Turbine | MIS_IA | Iowa | Cerro Gordo | 34.4 | 1991 | 9999 |  |  |  | 0.02784 | Default Emission Factor
Woodsdale | 7158_G_GT1 | 7158 | G | GT1 | 2973 | Combustion Turbine | PJM_West | Ohio | Butler | 78 | 1993 | 9999 | 2019 | 0.31 | 22650.3153 | 0.02737 | NEI 2019
Woodsdale | 7158_G_GT2 | 7158 | G | GT2 | 2977 | Combustion Turbine | PJM_West | Ohio | Butler | 80 | 1992 | 9999 | 2019 | 0.33 | 23231.0926 | 0.02841 | NEI 2019
Woodsdale | 7158_G_GT3 | 7158 | G | GT3 | 2978 | Combustion Turbine | PJM_West | Ohio | Butler | 80 | 1992 | 9999 | 2019 | 0.38 | 23231.0926 | 0.03272 | NEI 2019
Woodsdale | 7158_G_GT4 | 7158 | G | GT4 | 2979 | Combustion Turbine | PJM_West | Ohio | Butler | 78 | 1992 | 9999 | 2019 | 0.33 | 22650.3153 | 0.02914 | NEI 2019
Woodsdale | 7158_G_GT5 | 7158 | G | GT5 | 2980 | Combustion Turbine | PJM_West | Ohio | Butler | 80 | 1992 | 9999 | 2019 | 0.31 | 23231.0926 | 0.02669 | NEI 2019
Woodsdale | 7158_G_GT6 | 7158 | G | GT6 | 2981 | Combustion Turbine | PJM_West | Ohio | Butler | 80 | 1992 | 9999 | 2019 | 0.26 | 23231.0926 | 0.02238 | NEI 2019
Concord | 7159_G_1 | 7159 | G | 1 | 2985 | Combustion Turbine | MIS_WUMS | Wisconsin | Jefferson | 90 | 1993 | 9999 |  |  |  | 0.04322 | Default Emission Factor
Concord | 7159_G_2 | 7159 | G | 2 | 2986 | Combustion Turbine | MIS_WUMS | Wisconsin | Jefferson | 89.7 | 1993 | 9999 |  |  |  | 0.04322 | Default Emission Factor
Concord | 7159_G_3 | 7159 | G | 3 | 2987 | Combustion Turbine | MIS_WUMS | Wisconsin | Jefferson | 90.7 | 1994 | 9999 |  |  |  | 0.04322 | Default Emission Factor
Concord | 7159_G_4 | 7159 | G | 4 | 2988 | Combustion Turbine | MIS_WUMS | Wisconsin | Jefferson | 91.2 | 1994 | 9999 |  |  |  | 0.04322 | Default Emission Factor
South Fond Du Lac | 7203_G_CT1 | 7203 | G | CT1 | 2999 | Combustion Turbine | MIS_WUMS | Wisconsin | Fond Du Lac | 79.6 | 1993 | 9999 |  |  |  | 0.04322 | Default Emission Factor
South Fond Du Lac | 7203_G_CT2 | 7203 | G | CT2 | 3000 | Combustion Turbine | MIS_WUMS | Wisconsin | Fond Du Lac | 79 | 1994 | 9999 |  |  |  | 0.04322 | Default Emission Factor
South Fond Du Lac | 7203_G_CT3 | 7203 | G | CT3 | 3001 | Combustion Turbine | MIS_WUMS | Wisconsin | Fond Du Lac | 81 | 1994 | 9999 |  |  |  | 0.04322 | Default Emission Factor
South Fond Du Lac | 7203_G_CT4 | 7203 | G | CT4 | 3002 | Combustion Turbine | MIS_WUMS | Wisconsin | Fond Du Lac | 82.7 | 1996 | 9999 |  |  |  | 0.04322 | Default Emission Factor
Darbytown | 7212_G_1 | 7212 | G | 1 | 88242 | Combustion Turbine | PJM_Dom | Virginia | Henrico | 84 | 1990 | 9999 | 2019 | 0.79061 | 15684.25 | 0.10082 | NEI 2019
Darbytown | 7212_G_2 | 7212 | G | 2 | 88243 | Combustion Turbine | PJM_Dom | Virginia | Henrico | 84 | 1990 | 9999 |  |  |  | 0.04322 | Default Emission Factor
Darbytown | 7212_G_3 | 7212 | G | 3 | 88244 | Combustion Turbine | PJM_Dom | Virginia | Henrico | 84 | 1990 | 9999 |  |  |  | 0.04322 | Default Emission Factor
Darbytown | 7212_G_4 | 7212 | G | 4 | 88245 | Combustion Turbine | PJM_Dom | Virginia | Henrico | 84 | 1990 | 9999 |  |  |  | 0.04322 | Default Emission Factor
Gianera | 7231_G_1 | 7231 | G | 1 |  | Combustion Turbine | WEC_CALN | California | Santa Clara | 24.8 | 1987 | 9999 |  |  |  | 0.04322 | Default Emission Factor
Gianera | 7231_G_2 | 7231 | G | 2 |  | Combustion Turbine | WEC_CALN | California | Santa Clara | 24.8 | 1986 | 9999 |  |  |  | 0.04322 | Default Emission Factor
Santa Clara Cogen | 7232_G_1 | 7232 | G | 1 |  | Combustion Turbine | WEC_CALN | California | Santa Clara | 3.5 | 1982 | 9999 |  |  |  | 0.04322 | Default Emission Factor
Santa Clara Cogen | 7232_G_2 | 7232 | G | 2 |  | Combustion Turbine | WEC_CALN | California | Santa Clara | 3.5 | 1982 | 9999 |  |  |  | 0.04322 | Default Emission Factor
Angus Anson | 7237_G_1 | 7237 | G | 1 | 3042 | Combustion Turbine | MIS_MNWI | South Dakota | Minnehaha | 90 | 1994 | 2025 |  |  |  | 0.04322 | Default Emission Factor
Angus Anson | 7237_G_2 | 7237 | G | 2 | 3041 | Combustion Turbine | MIS_MNWI | South Dakota | Minnehaha | 90 | 1994 | 2025 |  |  |  | 0.04322 | Default Emission Factor
Angus Anson | 7237_G_4 | 7237 | G | 4 | 89387 | Combustion Turbine | MIS_MNWI | South Dakota | Minnehaha | 147 | 2005 | 9999 |  |  |  | 0.04322 | Default Emission Factor
Cane Island | 7238_G_1 | 7238 | G | 1 | 3043 | Combustion Turbine | FRCC | Florida | Osceola | 32 | 1994 | 9999 | 2019 | 0.022262 | 734 | 0.06066 | NEI 2019
Cane Island | 7238_G_2 | 7238 | G | 2 | 3044 | Combined Cycle | FRCC | Florida | Osceola | 69 | 1995 | 9999 | 2019 | 3.1743 | 323383 | 0.01963 | NEI 2019
Cane Island | 7238_G_2A | 7238 | G | 2A | 3044 | Combined Cycle | FRCC | Florida | Osceola | 39 | 1995 | 9999 |  |  |  | 0.01963 | NEI 2019
Cane Island | 7238_G_3 | 7238 | G | 3 | 3045 | Combined Cycle | FRCC | Florida | Osceola | 150 | 2002 | 9999 | 2019 | 11.5718 | 1371225 | 0.01688 | NEI 2019
Cane Island | 7238_G_3A | 7238 | G | 3A | 3045 | Combined Cycle | FRCC | Florida | Osceola | 90 | 2002 | 9999 |  |  |  | 0.01688 | NEI 2019
Cane Island | 7238_G_4 | 7238 | G | 4 | 90643 | Combined Cycle | FRCC | Florida | Osceola | 160 | 2011 | 9999 | 2019 | 16.69 | 1961961 | 0.01701 | NEI 2019
Cane Island | 7238_G_4A | 7238 | G | 4A | 90643 | Combined Cycle | FRCC | Florida | Osceola | 130 | 2011 | 9999 |  |  |  | 0.01701 | NEI 2019
Polk | 7242_G_1CA | 7242 | G | 1CA | 3047 | IGCC | FRCC | Florida | Polk | 59 | 1996 | 9999 |  |  |  | 0.0057 | Default Emission Factor
Polk | 7242_G_1CT | 7242 | G | 1CT | 3047 | IGCC | FRCC | Florida | Polk | 161 | 1996 | 9999 |  |  |  | 0.0057 | Default Emission Factor
Polk | 7242_G_2 | 7242 | G | 2 | 3048 | Combined Cycle | FRCC | Florida | Polk | 150 | 2000 | 9999 | 2019 | 5.3115 | 901361 | 0.00925 | NEI 2019
Polk | 7242_G_2CC | 7242 | G | 2CC | 3048 | Combined Cycle | FRCC | Florida | Polk | 461 | 2017 | 9999 |  |  |  | 0.00925 | NEI 2019
Polk | 7242_G_3 | 7242 | G | 3 | 3049 | Combined Cycle | FRCC | Florida | Polk | 150 | 2002 | 9999 | 2019 | 12.2697 | 999847 | 0.00925 | NEI 2019
Polk | 7242_G_4 | 7242 | G | 4 | 3050 | Combined Cycle | FRCC | Florida | Polk | 150 | 2007 | 9999 | 2019 | 3.9713 | 1046224 | 0.00925 | NEI 2019
Polk | 7242_G_5 | 7242 | G | 5 | 90101 | Combined Cycle | FRCC | Florida | Polk | 150 | 2007 | 9999 | 2019 | 7.9405 | 1020272 | 0.00925 | NEI 2019
Watertown Power Plant | 7247_G_1 | 7247 | G | 1 |  | Combustion Turbine | SPP_WAUE | South Dakota | Codington | 50 | 1978 | 2025 |  |  |  | 0.02784 | Default Emission Factor
Woodland | 7266_G_2 | 7266 | G | 2 | 9046 | Combined Cycle | WEC_BANC | California | Stanislaus | 33 | 2003 | 9999 |  |  |  | 0.00289 | NEI 2019
Woodland | 7266_G_3 | 7266 | G | 3 | 9046 | Combined Cycle | WEC_BANC | California | Stanislaus | 50 | 2003 | 9999 | 2019 | 0.57307 | 396211 | 0.00289 | NEI 2019
Woodland | 7266_G_3A | 7266 | G | 3A |  | Combustion Turbine | WEC_BANC | California | Stanislaus | 8.2 | 2011 | 9999 |  |  |  | 1.1533 | Default Emission Factor
Woodland | 7266_G_3B | 7266 | G | 3B |  | Combustion Turbine | WEC_BANC | California | Stanislaus | 8.2 | 2011 | 9999 |  |  |  | 1.1533 | Default Emission Factor
Woodland | 7266_G_3C | 7266 | G | 3C |  | Combustion Turbine | WEC_BANC | California | Stanislaus | 8.2 | 2011 | 9999 |  |  |  | 1.1533 | Default Emission Factor
Woodland | 7266_G_3D | 7266 | G | 3D |  | Combustion Turbine | WEC_BANC | California | Stanislaus | 8.2 | 2011 | 9999 |  |  |  | 1.1533 | Default Emission Factor
Woodland | 7266_G_3E | 7266 | G | 3E |  | Combustion Turbine | WEC_BANC | California | Stanislaus | 8.2 | 2011 | 9999 |  |  |  | 1.1533 | Default Emission Factor
Woodland | 7266_G_3F | 7266 | G | 3F |  | Combustion Turbine | WEC_BANC | California | Stanislaus | 8.2 | 2011 | 9999 |  |  |  | 1.1533 | Default Emission Factor
Woodland | 7266_G_NA1 | 7266 | G | NA1 | 3065 | Combustion Turbine | WEC_BANC | California | Stanislaus | 45 | 1993 | 9999 | 2017 | 0.5322 | 145553 | 0.00731 | NEI 2019
491 E 48th Street | 7268_G_7 | 7268 | G | 7 | 3062 | Combustion Turbine | MIS_LMI | Michigan | Allegan | 32 | 1992 | 9999 | 2019 | 0.017215 | 4965.4118 | 0.00693 | NEI 2019
491 E 48th Street | 7268_G_8 | 7268 | G | 8 | 3063 | Combustion Turbine | MIS_LMI | Michigan | Allegan | 32 | 1992 | 9999 | 2019 | 0.02232 | 4965.4118 | 0.00899 | NEI 2019
491 E 48th Street | 7268_G_9 | 7268 | G | 9 | 3064 | Combustion Turbine | MIS_LMI | Michigan | Allegan | 72 | 2000 | 9999 | 2019 | 0.2418 | 11172.1765 | 0.04329 | NEI 2019
Paris (WI) | 7270_G_1 | 7270 | G | 1 | 3066 | Combustion Turbine | MIS_WUMS | Wisconsin | Kenosha | 91 | 1995 | 9999 |  |  |  | 0.04322 | Default Emission Factor
Paris (WI) | 7270_G_2 | 7270 | G | 2 | 3067 | Combustion Turbine | MIS_WUMS | Wisconsin | Kenosha | 89.1 | 1995 | 9999 |  |  |  | 0.04322 | Default Emission Factor
Paris (WI) | 7270_G_3 | 7270 | G | 3 | 3068 | Combustion Turbine | MIS_WUMS | Wisconsin | Kenosha | 91.8 | 1995 | 9999 |  |  |  | 0.04322 | Default Emission Factor
Paris (WI) | 7270_G_4 | 7270 | G | 4 | 3069 | Combustion Turbine | MIS_WUMS | Wisconsin | Kenosha | 90.8 | 1995 | 9999 |  |  |  | 0.04322 | Default Emission Factor
Lincoln Combustion | 7277_G_1 | 7277 | G | 1 | 3070 | Combustion Turbine | S_VACA | North Carolina | Lincoln | 76 | 1995 | 9999 |  |  |  | 0.0351 | NEI 2019
Lincoln Combustion | 7277_G_10 | 7277 | G | 10 | 3071 | Combustion Turbine | S_VACA | North Carolina | Lincoln | 75 | 1995 | 9999 |  |  |  | 0.0351 | NEI 2019
Lincoln Combustion | 7277_G_11 | 7277 | G | 11 | 3072 | Combustion Turbine | S_VACA | North Carolina | Lincoln | 74 | 1995 | 9999 |  |  |  | 0.0351 | NEI 2019
Lincoln Combustion | 7277_G_12 | 7277 | G | 12 | 3073 | Combustion Turbine | S_VACA | North Carolina | Lincoln | 75 | 1995 | 9999 |  |  |  | 0.0351 | NEI 2019
Lincoln Combustion | 7277_G_13 | 7277 | G | 13 | 3074 | Combustion Turbine | S_VACA | North Carolina | Lincoln | 74 | 1996 | 9999 |  |  |  | 0.0351 | NEI 2019
Lincoln Combustion | 7277_G_14 | 7277 | G | 14 | 3075 | Combustion Turbine | S_VACA | North Carolina | Lincoln | 74 | 1996 | 9999 |  |  |  | 0.0351 | NEI 2019
Lincoln Combustion | 7277_G_15 | 7277 | G | 15 | 3076 | Combustion Turbine | S_VACA | North Carolina | Lincoln | 73 | 1996 | 9999 |  |  |  | 0.0351 | NEI 2019
Lincoln Combustion | 7277_G_16 | 7277 | G | 16 | 3077 | Combustion Turbine | S_VACA | North Carolina | Lincoln | 73 | 1996 | 9999 | 2019 | 0.43 | 24505 | 0.0351 | NEI 2019
Lincoln Combustion | 7277_G_2 | 7277 | G | 2 | 3078 | Combustion Turbine | S_VACA | North Carolina | Lincoln | 76 | 1995 | 9999 |  |  |  | 0.0351 | NEI 2019
Lincoln Combustion | 7277_G_3 | 7277 | G | 3 | 3079 | Combustion Turbine | S_VACA | North Carolina | Lincoln | 75 | 1995 | 9999 |  |  |  | 0.0351 | NEI 2019
Lincoln Combustion | 7277_G_4 | 7277 | G | 4 | 3080 | Combustion Turbine | S_VACA | North Carolina | Lincoln | 75 | 1995 | 9999 |  |  |  | 0.0351 | NEI 2019
Lincoln Combustion | 7277_G_5 | 7277 | G | 5 | 3081 | Combustion Turbine | S_VACA | North Carolina | Lincoln | 74 | 1995 | 9999 |  |  |  | 0.0351 | NEI 2019
Lincoln Combustion | 7277_G_6 | 7277 | G | 6 | 3082 | Combustion Turbine | S_VACA | North Carolina | Lincoln | 73 | 1995 | 9999 |  |  |  | 0.0351 | NEI 2019
Lincoln Combustion | 7277_G_7 | 7277 | G | 7 | 3083 | Combustion Turbine | S_VACA | North Carolina | Lincoln | 76 | 1995 | 9999 |  |  |  | 0.0351 | NEI 2019
Lincoln Combustion | 7277_G_8 | 7277 | G | 8 | 3084 | Combustion Turbine | S_VACA | North Carolina | Lincoln | 75 | 1995 | 9999 |  |  |  | 0.0351 | NEI 2019
Lincoln Combustion | 7277_G_9 | 7277 | G | 9 | 3085 | Combustion Turbine | S_VACA | North Carolina | Lincoln | 75 | 1995 | 9999 |  |  |  | 0.0351 | NEI 2019
Gardner Energy Center | 7281_G_CT1 | 7281 | G | CT1 |  | Combustion Turbine | SPP_N | Kansas | Johnson | 13.5 | 1990 | 9999 |  |  |  | 0.04322 | Default Emission Factor
Gardner Energy Center | 7281_G_CT2 | 7281 | G | CT2 |  | Combustion Turbine | SPP_N | Kansas | Johnson | 13.5 | 1990 | 9999 |  |  |  | 0.04322 | Default Emission Factor
Paragould Turbine | 7283_G_1 | 7283 | G | 1 |  | Combustion Turbine | SPP_WEST | Arkansas | Greene | 3.4 | 1990 | 9999 |  |  |  | 0.04322 | Default Emission Factor
Paragould Turbine | 7283_G_2 | 7283 | G | 2 |  | Combustion Turbine | SPP_WEST | Arkansas | Greene | 3.4 | 1990 | 9999 |  |  |  | 0.04322 | Default Emission Factor
Paragould Turbine | 7283_G_3 | 7283 | G | 3 |  | Combustion Turbine | SPP_WEST | Arkansas | Greene | 3.4 | 1990 | 9999 |  |  |  | 0.04322 | Default Emission Factor
Paragould Turbine | 7283_G_4 | 7283 | G | 4 |  | Combustion Turbine | SPP_WEST | Arkansas | Greene | 3.4 | 1990 | 9999 |  |  |  | 0.04322 | Default Emission Factor
Paragould Turbine | 7283_G_5 | 7283 | G | 5 |  | Combustion Turbine | SPP_WEST | Arkansas | Greene | 0.2 | 1991 | 9999 |  |  |  | 1.9821 | Default Emission Factor
Sherman Avenue | 7288_G_SEHR | 7288 | G | SEHR | 3086 | Combustion Turbine | PJM_EMAC | New Jersey | Cumberland | 82.4 | 1991 | 9999 | 2019 | 0.823 | 24263 | 0.06784 | NEI 2019
Central Energy Plant | 7294_G_GTG | 7294 | G | GTG | 3061 | Combined Cycle | FRCC | Florida | Orange | 48 | 1989 | 9999 |  |  |  | 0.01609 | Default Emission Factor
Central Energy Plant | 7294_G_STG | 7294 | G | STG | 3061 | Combined Cycle | FRCC | Florida | Orange | 8 | 1989 | 9999 |  |  |  | 0.01609 | Default Emission Factor
State Line Combined Cycle | 7296_G_1 | 7296 | G | 1 | 3087 | Combustion Turbine | SPP_N | Missouri | Jasper | 94 | 1995 | 9999 | 2019 | 1.5677 | 125540.005 | 0.02498 | NEI 2019
State Line Combined Cycle | 7296_G_2-1 | 7296 | G | 2-1 | 3088 | Combined Cycle | SPP_N | Missouri | Jasper | 159 | 2001 | 9999 | 2019 | 37.27 | 888177 | 0.05778 | NEI 2019
State Line Combined Cycle | 7296_G_2-2 | 7296 | G | 2-2 | 3089 | Combined Cycle | SPP_N | Missouri | Jasper | 158 | 1997 | 9999 | 2019 | 38.16 | 764026 | 0.05778 | NEI 2019
State Line Combined Cycle | 7296_G_2-3 | 7296 | G | 2-3 | 3088 | Combined Cycle | SPP_N | Missouri | Jasper | 178 | 2001 | 9999 | 2019 | 0.0609 | 960802 | 0.05778 | NEI 2019
Hines Energy Complex | 7302_G_1GT | 7302 | G | 1GT | 3090 | Combined Cycle | FRCC | Florida | Polk | 163 | 1999 | 9999 | 2019 | 0.96344 | 898446 | 0.00221 | NEI 2019
Hines Energy Complex | 7302_G_1GT2 | 7302 | G | 1GT2 | 3091 | Combined Cycle | FRCC | Florida | Polk | 169 | 1999 | 9999 | 2019 | 2.008 | 849063 | 0.00221 | NEI 2019
Hines Energy Complex | 7302_G_1ST | 7302 | G | 1ST | 3090 | Combined Cycle | FRCC | Florida | Polk | 158 | 1999 | 9999 |  |  |  | 0.00221 | NEI 2019
Hines Energy Complex | 7302_G_2GT | 7302 | G | 2GT | 10029 | Combined Cycle | FRCC | Florida | Polk | 172 | 2003 | 9999 | 2019 | 3.5329 | 996205 | 0.00593 | NEI 2019
Hines Energy Complex | 7302_G_2GT2 | 7302 | G | 2GT2 | 10030 | Combined Cycle | FRCC | Florida | Polk | 175 | 2003 | 9999 | 2019 | 5.6317 | 959964 | 0.00593 | NEI 2019
Hines Energy Complex | 7302_G_2ST | 7302 | G | 2ST | 10029 | Combined Cycle | FRCC | Florida | Polk | 177 | 2003 | 9999 |  |  |  | 0.00593 | NEI 2019
Hines Energy Complex | 7302_G_3GT | 7302 | G | 3GT | 89245 | Combined Cycle | FRCC | Florida | Polk | 173 | 2005 | 9999 | 2019 | 3.7345 | 827939 | 0.00547 | NEI 2019
Hines Energy Complex | 7302_G_3GT2 | 7302 | G | 3GT2 | 89246 | Combined Cycle | FRCC | Florida | Polk | 173 | 2005 | 9999 | 2019 | 3.7869 | 918464 | 0.00547 | NEI 2019
Hines Energy Complex | 7302_G_3ST | 7302 | G | 3ST | 89245 | Combined Cycle | FRCC | Florida | Polk | 169 | 2005 | 9999 |  |  |  | 0.00547 | NEI 2019
Hines Energy Complex | 7302_G_4GT | 7302 | G | 4GT | 90110 | Combined Cycle | FRCC | Florida | Polk | 176 | 2007 | 9999 | 2019 | 4.2156 | 955386 | 0.00551 | NEI 2019
Hines Energy Complex | 7302_G_4GT2 | 7302 | G | 4GT2 | 90111 | Combined Cycle | FRCC | Florida | Polk | 175 | 2007 | 9999 | 2019 | 3.8667 | 1978325 | 0.00551 | NEI 2019
Hines Energy Complex | 7302_G_4ST | 7302 | G | 4ST | 90110 | Combined Cycle | FRCC | Florida | Polk | 165 | 2007 | 9999 |  |  |  | 0.00551 | NEI 2019
Redding Power | 7307_G_1 | 7307 | G | 1 |  | Combustion Turbine | WEC_BANC | California | Shasta | 16 | 1996 | 9999 | 2019 | 0.007 | 460.3871 | 0.03041 | NEI 2019
Redding Power | 7307_G_2 | 7307 | G | 2 |  | Combustion Turbine | WEC_BANC | California | Shasta | 23 | 1996 | 9999 | 2019 | 0.009 | 661.8065 | 0.0272 | NEI 2019
Redding Power | 7307_G_3 | 7307 | G | 3 |  | Combustion Turbine | WEC_BANC | California | Shasta | 23 | 1996 | 9999 | 2017 | 0.03 | 1067.2742 | 0.05622 | NEI 2019
Redding Power | 7307_G_4 | 7307 | G | 4 | 9189 | Combined Cycle | WEC_BANC | California | Shasta | 27 | 1989 | 9999 |  |  |  | 0.01179 | NEI 2019
Redding Power | 7307_G_5 | 7307 | G | 5 | 9189 | Combined Cycle | WEC_BANC | California | Shasta | 41 | 2002 | 9999 | 2017 | 0.28 | 74627 | 0.01179 | NEI 2019
Redding Power | 7307_G_6 | 7307 | G | 6 | 89746 | Combined Cycle | WEC_BANC | California | Shasta | 41 | 2011 | 9999 | 2017 | 0.83 | 63335 | 0.01179 | NEI 2019
Richard M Flynn | 7314_G_NA1 | 7314 | G | NA1 | 3092 | Combined Cycle | NY_Z_K | New York | Suffolk | 87.5 | 1994 | 9999 | 2019 | 7.3895 | 386055 | 0.03828 | NEI 2019
Richard M Flynn | 7314_G_NA2 | 7314 | G | NA2 | 3092 | Combined Cycle | NY_Z_K | New York | Suffolk | 49.4 | 1994 | 9999 |  |  |  | 0.03828 | NEI 2019
Almond Power Plant | 7315_G_1 | 7315 | G | 1 | 3093 | Combustion Turbine | WEC_CALN | California | Stanislaus | 49.5 | 1996 | 9999 | 2017 | 0.948 | 45182.2105 | 0.04196 | NEI 2019
Almond Power Plant | 7315_G_2 | 7315 | G | 2 | 90500 | Combustion Turbine | WEC_CALN | California | Stanislaus | 50 | 2012 | 9999 | 2017 | 0.2115 | 45638.5965 | 0.00927 | NEI 2019
Almond Power Plant | 7315_G_3 | 7315 | G | 3 | 90501 | Combustion Turbine | WEC_CALN | California | Stanislaus | 50 | 2012 | 9999 | 2017 | 0.8765 | 45638.5965 | 0.03841 | NEI 2019
Almond Power Plant | 7315_G_4 | 7315 | G | 4 | 90502 | Combustion Turbine | WEC_CALN | California | Stanislaus | 50 | 2012 | 9999 | 2017 | 0.45 | 45638.5965 | 0.01972 | NEI 2019
Van Sant Station | 7318_G_1 | 7318 | G | 1 | 3094 | Combustion Turbine | PJM_EMAC | Delaware | Kent | 45.2 | 1991 | 9999 | 2019 | 0.060657 | 4103 | 0.02957 | NEI 2019
Boulevard | 732_G_1 | 732 | G | 1 |  | Combustion Turbine | S_SOU | Georgia | Chatham | 14 | 1970 | 9999 |  |  |  | 0.04322 | Default Emission Factor
San Jacinto Steam Electric Station | 7325_G_1 | 7325 | G | 1 | 3095 | Combustion Turbine | ERC_REST | Texas | Harris | 81 | 1995 | 9999 | 2019 | 6.4778 | 517050 | 0.02506 | NEI 2019
San Jacinto Steam Electric Station | 7325_G_2 | 7325 | G | 2 | 3096 | Combustion Turbine | ERC_REST | Texas | Harris | 81 | 1995 | 9999 | 2019 | 6.5896 | 517050 | 0.02549 | NEI 2019
Richmond | 7335_G_RCT1 | 7335 | G | RCT1 | 3097 | Combustion Turbine | PJM_West | Indiana | Wayne | 34 | 1992 | 9999 |  |  |  | 0.02503 | NEI 2019
Richmond | 7335_G_RCT2 | 7335 | G | RCT2 | 3098 | Combustion Turbine | PJM_West | Indiana | Wayne | 34 | 1992 | 9999 | 2019 | 0.031573 | 2523 | 0.02503 | NEI 2019
Anderson | 7336_G_ACT1 | 7336 | G | ACT1 | 3099 | Combustion Turbine | PJM_West | Indiana | Madison | 34 | 1992 | 9999 |  |  |  | 0.02143 | NEI 2019
Anderson | 7336_G_ACT2 | 7336 | G | ACT2 | 3100 | Combustion Turbine | PJM_West | Indiana | Madison | 34 | 1992 | 9999 |  |  |  | 0.02143 | NEI 2019
Anderson | 7336_G_ACT3 | 7336 | G | ACT3 | 9578 | Combustion Turbine | PJM_West | Indiana | Madison | 72 | 2004 | 9999 | 2019 | 0.067478 | 6297 | 0.02143 | NEI 2019
Wellington 2 | 7339_G_6 | 7339 | G | 6 |  | Combustion Turbine | SPP_N | Kansas | Sumner | 21 | 1989 | 9999 | 2019 | 0.025239 | 1371 | 0.03682 | NEI 2019
University of Florida | 7345_G_P1 | 7345 | G | P1 | 3102 | Combustion Turbine | FRCC | Florida | Alachua | 44 | 1994 | 9999 | 2019 | 2.8876 | 327045 | 0.01766 | NEI 2019
Robins | 7348_G_1 | 7348 | G | 1 | 3103 | Combustion Turbine | S_SOU | Georgia | Houston | 80 | 1995 | 9999 | 2019 | 0.1304 | 10859 | 0.02402 | NEI 2019
Robins | 7348_G_2 | 7348 | G | 2 | 3104 | Combustion Turbine | S_SOU | Georgia | Houston | 80 | 1995 | 9999 | 2017 | 0.1709 | 10386.5 | 0.03291 | NEI 2019
Coyote Springs | 7350_G_1 | 7350 | G | 1 | 3105 | Combined Cycle | WECC_PNW | Oregon | Morrow | 171 | 1995 | 9999 | 2017 | 3.35 | 819175 | 0.0118 | NEI 2019
Coyote Springs | 7350_G_2 | 7350 | G | 2 | 3105 | Combined Cycle | WECC_PNW | Oregon | Morrow | 72 | 1995 | 9999 | 2017 | 3.79 | 390574 | 0.0118 | NEI 2019
Midulla Generating Station | 7380_G_CT1 | 7380 | G | CT1 | 8366 | Combined Cycle | FRCC | Florida | Hardee | 155 | 2002 | 9999 | 2017 | 12.2112 | 1032942 | 0.01637 | NEI 2019
Midulla Generating Station | 7380_G_CT2 | 7380 | G | CT2 | 8368 | Combined Cycle | FRCC | Florida | Hardee | 155 | 2002 | 9999 | 2019 | 15.1991 | 2316565 | 0.01637 | NEI 2019
Midulla Generating Station | 7380_G_GT4 | 7380 | G | GT4 | 89703 | Combustion Turbine | FRCC | Florida | Hardee | 54 | 2006 | 9999 | 2019 | 2.3278 | 31207.6 | 0.14918 | NEI 2019
Midulla Generating Station | 7380_G_GT5 | 7380 | G | GT5 | 89705 | Combustion Turbine | FRCC | Florida | Hardee | 54 | 2006 | 9999 | 2019 | 0.55954 | 31207.6 | 0.03586 | NEI 2019
Midulla Generating Station | 7380_G_GT6 | 7380 | G | GT6 | 89707 | Combustion Turbine | FRCC | Florida | Hardee | 54 | 2006 | 9999 | 2019 | 4.0961 | 31207.6 | 0.26251 | NEI 2019
Midulla Generating Station | 7380_G_GT7 | 7380 | G | GT7 | 89709 | Combustion Turbine | FRCC | Florida | Hardee | 54 | 2006 | 9999 | 2019 | 1.2932 | 31207.6 | 0.08287 | NEI 2019
Midulla Generating Station | 7380_G_GT8 | 7380 | G | GT8 | 89711 | Combustion Turbine | FRCC | Florida | Hardee | 54 | 2006 | 9999 | 2019 | 1.6751 | 31207.6 | 0.10735 | NEI 2019
Midulla Generating Station | 7380_G_ST3 | 7380 | G | ST3 | 8366 | Combined Cycle | FRCC | Florida | Hardee | 179 | 2002 | 9999 |  |  |  | 0.01637 | NEI 2019
Poplar Bluff Generating Station | 7392_G_1 | 7392 | G | 1 |  | Combustion Turbine | SPP_WEST | Missouri | Butler | 7 | 1976 | 2024 | 2017 | 0.1141 | 106.8639 | 2.1354 | NEI 2019
Poplar Bluff Generating Station | 7392_G_2 | 7392 | G | 2 |  | Combustion Turbine | SPP_WEST | Missouri | Butler | 7 | 1976 | 2024 | 2019 | 0.2362 | 65.0296 | 7.2644 | NEI 2019
Poplar Bluff Generating Station | 7392_G_3 | 7392 | G | 3 |  | Combustion Turbine | SPP_WEST | Missouri | Butler | 6.6 | 2002 | 2024 |  |  |  | 1.1533 | Default Emission Factor
Poplar Bluff Generating Station | 7392_G_4 | 7392 | G | 4 |  | Combustion Turbine | SPP_WEST | Missouri | Butler | 6.6 | 2002 | 2024 |  |  |  | 1.1533 | Default Emission Factor
Poplar Bluff Generating Station | 7392_G_5 | 7392 | G | 5 |  | Combustion Turbine | SPP_WEST | Missouri | Butler | 6.6 | 2002 | 2024 |  |  |  | 1.1533 | Default Emission Factor
Front Street | 7396_G_1 | 7396 | G | 1 |  | Combustion Turbine | NENGREST | Massachusetts | Hampden | 2.8 | 1978 | 9999 | 2019 | 0.0545 | 29.6667 | 3.6742 | NEI 2019
Front Street | 7396_G_2 | 7396 | G | 2 |  | Combustion Turbine | NENGREST | Massachusetts | Hampden | 2.8 | 1978 | 9999 | 2019 | 0.0549 | 29.6667 | 3.7011 | NEI 2019
Front Street | 7396_G_3 | 7396 | G | 3 |  | Combustion Turbine | NENGREST | Massachusetts | Hampden | 2.8 | 1978 | 9999 | 2019 | 0.0545 | 29.6667 | 3.6742 | NEI 2019
Falling Spring | 7397_G_5 | 7397 | G | 5 |  | Combustion Turbine | PJM_AP | Pennsylvania | Franklin | 2.1 | 1967 | 9999 | 2019 | 0.1973 | 340.1408 | 1.1601 | NEI 2019
Falling Spring | 7397_G_6 | 7397 | G | 6 |  | Combustion Turbine | PJM_AP | Pennsylvania | Franklin | 2.1 | 1967 | 9999 | 2019 | 0.2063 | 340.1408 | 1.213 | NEI 2019
Falling Spring | 7397_G_7 | 7397 | G | 7 |  | Combustion Turbine | PJM_AP | Pennsylvania | Franklin | 2.9 | 2001 | 9999 | 2019 | 0.5234 | 469.7183 | 2.2286 | NEI 2019
Water Street Station | 7398_G_GEN1 | 7398 | G | GEN1 |  | Combustion Turbine | MIS_LMI | Michigan | Bay | 5.5 | 1980 | 9999 | 2019 | 0.16224 | 311.6667 | 1.0411 | NEI 2019
Water Street Station | 7398_G_GEN2 | 7398 | G | GEN2 |  | Combustion Turbine | MIS_LMI | Michigan | Bay | 6.5 | 1984 | 9999 | 2019 | 0.31305 | 368.3333 | 1.6998 | NEI 2019
Henry Station | 7399_G_GEN3 | 7399 | G | GEN3 |  | Combustion Turbine | MIS_LMI | Michigan | Bay | 7.5 | 1993 | 9999 | 2019 | 0.34255 | 522.5 | 1.3112 | NEI 2019
Henry Station | 7399_G_GEN4 | 7399 | G | GEN4 |  | Combustion Turbine | MIS_LMI | Michigan | Bay | 7.5 | 1993 | 9999 | 2019 | 0.29525 | 522.5 | 1.1301 | NEI 2019
Salisbury City of | 7400_G_1 | 7400 | G | 1 |  | Combustion Turbine | SPP_N | Missouri | Chariton | 0.8 | 1983 | 9999 |  |  |  | 1.9821 | Default Emission Factor
Salisbury City of | 7400_G_2 | 7400 | G | 2 |  | Combustion Turbine | SPP_N | Missouri | Chariton | 0.8 | 1983 | 9999 |  |  |  | 1.9821 | Default Emission Factor
Salisbury City of | 7400_G_3 | 7400 | G | 3 |  | Combustion Turbine | SPP_N | Missouri | Chariton | 1.8 | 1986 | 9999 |  |  |  | 1.9821 | Default Emission Factor
Salisbury City of | 7400_G_4 | 7400 | G | 4 |  | Combustion Turbine | SPP_N | Missouri | Chariton | 1.8 | 1986 | 9999 |  |  |  | 1.9821 | Default Emission Factor
Shelbina Power #1 | 7405_G_G1 | 7405 | G | G1 |  | Combustion Turbine | S_D_AECI | Missouri | Shelby | 3 | 1981 | 9999 | 2017 | 0.0011 | 7.8261 | 0.28111 | NEI 2019
Shelbina Power #1 | 7405_G_G2 | 7405 | G | G2 |  | Combustion Turbine | S_D_AECI | Missouri | Shelby | 1.6 | 1989 | 9999 | 2019 | 0.0011 | 1.0435 | 2.1083 | NEI 2019
Shelbina Power #2 | 7406_G_G3 | 7406 | G | G3 |  | Combustion Turbine | S_D_AECI | Missouri | Shelby | 1.6 | 1992 | 9999 | 2019 | 0.001 | 3.6364 | 0.55 | NEI 2019
Shelbina Power #2 | 7406_G_G4 | 7406 | G | G4 |  | Combustion Turbine | S_D_AECI | Missouri | Shelby | 1.6 | 1992 | 9999 | 2019 | 0.001 | 3.6364 | 0.55 | NEI 2019
Shelbina Power #2 | 7406_G_G5 | 7406 | G | G5 |  | Combustion Turbine | S_D_AECI | Missouri | Shelby | 1.6 | 1992 | 9999 |  |  |  | 1.9821 | Default Emission Factor
Shelbina Power #2 | 7406_G_G6 | 7406 | G | G6 |  | Combustion Turbine | S_D_AECI | Missouri | Shelby | 1.8 | 1999 | 9999 | 2017 | 0.0015 | 15.8182 | 0.18966 | NEI 2019
Payson | 7408_G_86-1 | 7408 | G | 86-1 |  | Combustion Turbine | WECC_UT | Utah | Utah | 2.6 | 1988 | 9999 |  |  |  | 1.1533 | Default Emission Factor
Payson | 7408_G_86-2 | 7408 | G | 86-2 |  | Combustion Turbine | WECC_UT | Utah | Utah | 2.6 | 1988 | 9999 |  |  |  | 1.1533 | Default Emission Factor
Payson | 7408_G_86-3 | 7408 | G | 86-3 |  | Combustion Turbine | WECC_UT | Utah | Utah | 2 | 1995 | 9999 |  |  |  | 1.1533 | Default Emission Factor
Payson | 7408_G_86-4 | 7408 | G | 86-4 |  | Combustion Turbine | WECC_UT | Utah | Utah | 2 | 1995 | 9999 |  |  |  | 1.1533 | Default Emission Factor
Short Mountain | 7413_G_1 | 7413 | G | 1 |  | Landfill Gas | WECC_PNW | Oregon | Lane | 0.8 | 1992 | 9999 |  |  |  | 1.5652 | Default Emission Factor
Short Mountain | 7413_G_2 | 7413 | G | 2 |  | Landfill Gas | WECC_PNW | Oregon | Lane | 0.8 | 1992 | 9999 |  |  |  | 1.5652 | Default Emission Factor
Short Mountain | 7413_G_3 | 7413 | G | 3 |  | Landfill Gas | WECC_PNW | Oregon | Lane | 0.8 | 1993 | 9999 |  |  |  | 1.5652 | Default Emission Factor
Short Mountain | 7413_G_4 | 7413 | G | 4 |  | Landfill Gas | WECC_PNW | Oregon | Lane | 0.8 | 1993 | 9999 |  |  |  | 1.5652 | Default Emission Factor
Lakefield Utilities | 7415_G_5 | 7415 | G | 5 |  | Combustion Turbine | MIS_MNWI | Minnesota | Jackson | 1 | 1985 | 9999 |  |  |  | 1.9821 | Default Emission Factor
Lakefield Utilities | 7415_G_6 | 7415 | G | 6 |  | Combustion Turbine | MIS_MNWI | Minnesota | Jackson | 2 | 2003 | 9999 |  |  |  | 1.9821 | Default Emission Factor
Interstate | 7425_G_1 | 7425 | G | 1 | 3116 | Combustion Turbine | MIS_IL | Illinois | Sangamon | 112 | 1997 | 2045 | 2019 | 0.67905 | 10946 | 0.12407 | NEI 2019
Edenton Generators | 7429_G_2 | 7429 | G | 2 |  | Combustion Turbine | PJM_Dom | North Carolina | Chowan | 1.2 | 1988 | 9999 |  |  |  | 1.9821 | Default Emission Factor
Edenton Generators | 7429_G_3 | 7429 | G | 3 |  | Combustion Turbine | PJM_Dom | North Carolina | Chowan | 1.2 | 2014 | 9999 |  |  |  | 1.9821 | Default Emission Factor
Oxford (KS) | 7432_G_1A | 7432 | G | 1A |  | Combustion Turbine | SPP_N | Kansas | Sumner | 1.6 | 1999 | 9999 |  |  |  | 1.9821 | Default Emission Factor
Oxford (KS) | 7432_G_2A | 7432 | G | 2A |  | Combustion Turbine | SPP_N | Kansas | Sumner | 1.6 | 1999 | 9999 |  |  |  | 1.9821 | Default Emission Factor
Oxford (KS) | 7432_G_3A | 7432 | G | 3A |  | Combustion Turbine | SPP_N | Kansas | Sumner | 1.6 | 2007 | 9999 |  |  |  | 1.9821 | Default Emission Factor
Church Street Plant | 7438_G_C3A | 7438 | G | C3A |  | Combustion Turbine | PJM_Dom | Virginia | Prince William | 1 | 1996 | 9999 | 2018 | 0.007 | 14.75 | 0.94915 | Virginia State Emissions
Church Street Plant | 7438_G_C5 | 7438 | G | C5 |  | Combustion Turbine | PJM_Dom | Virginia | Prince William | 1.5 | 1987 | 9999 | 2018 | 0.0105 | 22.125 | 0.94915 | Virginia State Emissions
Church Street Plant | 7438_G_C6 | 7438 | G | C6 |  | Combustion Turbine | PJM_Dom | Virginia | Prince William | 1.5 | 1987 | 9999 | 2018 | 0.0105 | 22.125 | 0.94915 | Virginia State Emissions
Godwin Drive Plant | 7439_G_C10 | 7439 | G | C10 |  | Combustion Turbine | PJM_Dom | Virginia | Prince William | 1.5 | 1992 | 9999 |  |  |  | 1.9821 | Default Emission Factor
Godwin Drive Plant | 7439_G_C7 | 7439 | G | C7 |  | Combustion Turbine | PJM_Dom | Virginia | Prince William | 1.5 | 1990 | 9999 |  |  |  | 1.9821 | Default Emission Factor
Godwin Drive Plant | 7439_G_C8 | 7439 | G | C8 |  | Combustion Turbine | PJM_Dom | Virginia | Prince William | 1.5 | 1990 | 9999 |  |  |  | 1.9821 | Default Emission Factor
Godwin Drive Plant | 7439_G_C9 | 7439 | G | C9 |  | Combustion Turbine | PJM_Dom | Virginia | Prince William | 1.5 | 1992 | 9999 |  |  |  | 1.9821 | Default Emission Factor
VMEA 1 Credit Gen | 7440_G_V10 | 7440 | G | V10 |  | Combustion Turbine | PJM_Dom | Virginia | Prince William | 1.5 | 1990 | 9999 |  |  |  | 1.9821 | Default Emission Factor
VMEA 1 Credit Gen | 7440_G_V3 | 7440 | G | V3 |  | Combustion Turbine | PJM_Dom | Virginia | Prince William | 1.5 | 1990 | 9999 |  |  |  | 1.9821 | Default Emission Factor
VMEA 1 Credit Gen | 7440_G_V4 | 7440 | G | V4 |  | Combustion Turbine | PJM_Dom | Virginia | Prince William | 1.5 | 1990 | 9999 |  |  |  | 1.9821 | Default Emission Factor
VMEA 1 Credit Gen | 7440_G_V5 | 7440 | G | V5 |  | Combustion Turbine | PJM_Dom | Virginia | Prince William | 1.5 | 1990 | 9999 |  |  |  | 1.9821 | Default Emission Factor
VMEA 1 Credit Gen | 7440_G_V6 | 7440 | G | V6 |  | Combustion Turbine | PJM_Dom | Virginia | Prince William | 1.5 | 1990 | 9999 |  |  |  | 1.9821 | Default Emission Factor
VMEA 1 Credit Gen | 7440_G_V7 | 7440 | G | V7 |  | Combustion Turbine | PJM_Dom | Virginia | Prince William | 1.5 | 1990 | 9999 |  |  |  | 1.9821 | Default Emission Factor
VMEA 1 Credit Gen | 7440_G_V8 | 7440 | G | V8 |  | Combustion Turbine | PJM_Dom | Virginia | Prince William | 1.5 | 1990 | 9999 |  |  |  | 1.9821 | Default Emission Factor
VMEA 1 Credit Gen | 7440_G_V9-1 | 7440 | G | V9-1 |  | Combustion Turbine | PJM_Dom | Virginia | Prince William | 1.8 | 2009 | 9999 |  |  |  | 1.9821 | Default Emission Factor
VMEA Peaking Gen | 7441_G_V1 | 7441 | G | V1 |  | Combustion Turbine | PJM_Dom | Virginia | Prince William | 1.5 | 1992 | 9999 |  |  |  | 1.9821 | Default Emission Factor
VMEA Peaking Gen | 7441_G_V11 | 7441 | G | V11 |  | Combustion Turbine | PJM_Dom | Virginia | Prince William | 1.5 | 1993 | 9999 |  |  |  | 1.9821 | Default Emission Factor
VMEA Peaking Gen | 7441_G_V12 | 7441 | G | V12 |  | Combustion Turbine | PJM_Dom | Virginia | Prince William | 1.5 | 1993 | 9999 |  |  |  | 1.9821 | Default Emission Factor
VMEA Peaking Gen | 7441_G_V2 | 7441 | G | V2 |  | Combustion Turbine | PJM_Dom | Virginia | Prince William | 1.5 | 1992 | 9999 |  |  |  | 1.9821 | Default Emission Factor
Pratt 2 | 7447_G_IC2 | 7447 | G | IC2 |  | Combustion Turbine | SPP_N | Kansas | Pratt | 7.6 | 1994 | 9999 | 2019 | 0.10808 | 124.5 | 1.7362 | NEI 2019
Pratt 2 | 7447_G_IC3 | 7447 | G | IC3 |  | Combustion Turbine | SPP_N | Kansas | Pratt | 7.6 | 2004 | 9999 | 2019 | 0.0018987 | 124.5 | 0.0305 | NEI 2019
Combustion Turbine Project No 2 | 7449_G_NA1 | 7449 | G | NA1 | 3117 | Combustion Turbine | WEC_CALN | California | San Joaquin | 49.3 | 1996 | 9999 | 2019 | 0.10818 | 12758 | 0.01696 | NEI 2019
Alameda | 7450_G_1 | 7450 | G | 1 |  | Combustion Turbine | WEC_CALN | California | Alameda | 21.8 | 1986 | 9999 | 2018 | 0.0041051 | 4781.5 | 0.00172 | California Air Resources Board
Alameda | 7450_G_2 | 7450 | G | 2 |  | Combustion Turbine | WEC_CALN | California | Alameda | 21.8 | 1986 | 9999 | 2018 | 0.0041051 | 4781.5 | 0.00172 | California Air Resources Board
Lodi | 7451_G_1 | 7451 | G | 1 |  | Combustion Turbine | WEC_CALN | California | San Joaquin | 23.3 | 1986 | 9999 | 2019 | 0.0133 | 497 | 0.05352 | NEI 2019
Roseville | 7452_G_1 | 7452 | G | 1 |  | Combustion Turbine | WEC_CALN | California | Placer | 21.2 | 1986 | 9999 | 2017 | 0.13 | 642 | 0.40498 | NEI 2019
Roseville | 7452_G_2 | 7452 | G | 2 |  | Combustion Turbine | WEC_CALN | California | Placer | 21.2 | 1986 | 9999 |  |  |  | 0.04322 | Default Emission Factor
Rathdrum | 7456_G_1 | 7456 | G | 1 | 3118 | Combustion Turbine | WECC_PNW | Idaho | Kootenai | 66 | 1994 | 9999 | 2017 | 0.4 | 35870.5 | 0.0223 | NEI 2019
Rathdrum | 7456_G_2 | 7456 | G | 2 | 3119 | Combustion Turbine | WECC_PNW | Idaho | Kootenai | 66 | 1994 | 9999 | 2017 | 0.59999 | 35870.5 | 0.03345 | NEI 2019
Madison Utilities | 7469_G_FM1 | 7469 | G | FM1 |  | Combustion Turbine | SPP_NEBR | Nebraska | Madison | 1.7 | 1959 | 9999 | 2019 | 0.00077625 | 3.6957 | 0.42009 | NEI 2019
Madison Utilities | 7469_G_FM2 | 7469 | G | FM2 |  | Combustion Turbine | SPP_NEBR | Nebraska | Madison | 1 | 1959 | 9999 | 2019 | 0.001175 | 2.1739 | 1.081 | NEI 2019
Madison Utilities | 7469_G_FM3 | 7469 | G | FM3 |  | Combustion Turbine | SPP_NEBR | Nebraska | Madison | 0.9 | 1953 | 9999 |  |  |  | 1.1533 | Default Emission Factor
Madison Utilities | 7469_G_FM5 | 7469 | G | FM5 |  | Combustion Turbine | SPP_NEBR | Nebraska | Madison | 1 | 2006 | 9999 |  |  |  | 1.1533 | Default Emission Factor
Marceline | 7470_G_1 | 7470 | G | 1 |  | Combustion Turbine | MIS_MO | Missouri | Linn | 1 | 1989 | 9999 |  |  |  | 1.9821 | Default Emission Factor
Marceline | 7470_G_2 | 7470 | G | 2 |  | Combustion Turbine | MIS_MO | Missouri | Linn | 3 | 2002 | 9999 |  |  |  | 1.9821 | Default Emission Factor
Marceline | 7470_G_5 | 7470 | G | 5 |  | Combustion Turbine | MIS_MO | Missouri | Linn | 2 | 2004 | 9999 |  |  |  | 1.9821 | Default Emission Factor
Marceline | 7470_G_6 | 7470 | G | 6 |  | Combustion Turbine | MIS_MO | Missouri | Linn | 2 | 2004 | 9999 |  |  |  | 1.9821 | Default Emission Factor
North Road Peak | 7479_G_EAST | 7479 | G | EAST |  | Combustion Turbine | S_VACA | South Carolina | Orangeburg | 6.5 | 1987 | 9999 |  |  |  | 1.9821 | Default Emission Factor
North Road Peak | 7479_G_WEST | 7479 | G | WEST |  | Combustion Turbine | S_VACA | South Carolina | Orangeburg | 6.5 | 1987 | 9999 |  |  |  | 1.9821 | Default Emission Factor
Rowesville Rd Plant | 7480_G_GEN3 | 7480 | G | GEN3 |  | Combustion Turbine | S_VACA | South Carolina | Orangeburg | 4.2 | 1994 | 9999 |  |  |  | 0.04322 | Default Emission Factor
Rowesville Rd Plant | 7480_G_GEN4 | 7480 | G | GEN4 |  | Combustion Turbine | S_VACA | South Carolina | Orangeburg | 4.2 | 1994 | 9999 |  |  |  | 0.04322 | Default Emission Factor
City Light & Water | 7481_G_1 | 7481 | G | 1 |  | Combustion Turbine | SPP_NEBR | Nebraska | Webster | 0.9 | 1987 | 9999 | 2019 | 0.0025893 | 4.8462 | 1.0686 | NEI 2019
City Light & Water | 7481_G_2 | 7481 | G | 2 |  | Combustion Turbine | SPP_NEBR | Nebraska | Webster | 0.4 | 1987 | 9999 | 2019 | 0.0012885 | 2.1538 | 1.1965 | NEI 2019
Croswell | 7497_G_1 | 7497 | G | 1 |  | Combustion Turbine | MIS_LMI | Michigan | Sanilac | 0.6 | 1982 | 9999 |  |  |  | 1.9821 | Default Emission Factor
Croswell | 7497_G_2 | 7497 | G | 2 |  | Combustion Turbine | MIS_LMI | Michigan | Sanilac | 0.7 | 1984 | 9999 |  |  |  | 1.9821 | Default Emission Factor
Croswell | 7497_G_3 | 7497 | G | 3 |  | Combustion Turbine | MIS_LMI | Michigan | Sanilac | 1.2 | 1988 | 9999 |  |  |  | 1.9821 | Default Emission Factor
Croswell | 7497_G_4 | 7497 | G | 4 |  | Combustion Turbine | MIS_LMI | Michigan | Sanilac | 1.3 | 1990 | 9999 |  |  |  | 1.9821 | Default Emission Factor
Croswell | 7497_G_5 | 7497 | G | 5 |  | Combustion Turbine | MIS_LMI | Michigan | Sanilac | 1.3 | 1996 | 9999 |  |  |  | 1.9821 | Default Emission Factor
Neil Simpson II | 7504_G_GT1 | 7504 | G | GT1 | 3121 | Combustion Turbine | WECC_WY | Wyoming | Campbell | 34 | 2000 | 9999 | 2019 | 6.1457 | 50296 | 0.24438 | NEI 2019
Fergus Control Ctr | 7505_G_1 | 7505 | G | 1 |  | Combustion Turbine | MIS_MAPP | Minnesota | Otter Tail | 2 | 1995 | 9999 |  |  |  | 1.9821 | Default Emission Factor
Arthur Von Rosenberg | 7512_G_1 | 7512 | G | 1 | 2484 | Combined Cycle | ERC_REST | Texas | Bexar | 157 | 2000 | 9999 | 2019 | 16.7 | 1051585 | 0.01115 | NEI 2019
Arthur Von Rosenberg | 7512_G_2 | 7512 | G | 2 | 2485 | Combined Cycle | ERC_REST | Texas | Bexar | 157 | 2000 | 9999 | 2019 | 2.1 | 1064083 | 0.01115 | NEI 2019
Arthur Von Rosenberg | 7512_G_3 | 7512 | G | 3 | 2484 | Combined Cycle | ERC_REST | Texas | Bexar | 164 | 2000 | 9999 |  |  |  | 0.01115 | NEI 2019
McPherson 3 | 7515_G_NA1 | 7515 | G | NA1 | 3124 | Combustion Turbine | SPP_N | Kansas | McPherson | 80 | 1998 | 9999 | 2019 | 0.5051 | 9617 | 0.10504 | NEI 2019
Carson Ice-Gen Project | 7527_G_1 | 7527 | G | 1 | 3125 | Combustion Turbine | WEC_BANC | California | Sacramento | 41.2 | 1995 | 9999 | 2019 | 2.6881 | 242448 | 0.02218 | NEI 2019
Carson Ice-Gen Project | 7527_G_2 | 7527 | G | 2 | 3126 | Combined Cycle | WEC_BANC | California | Sacramento | 16.6 | 1995 | 9999 |  |  |  | 0.01609 | Default Emission Factor
Carson Ice-Gen Project | 7527_G_CCCT | 7527 | G | CCCT | 3125 | Combined Cycle | WEC_BANC | California | Sacramento | 51.2 | 1995 | 9999 |  |  |  | 0.01609 | Default Emission Factor
Crisp Plant | 753_G_GT1 | 753 | G | GT1 |  | Combustion Turbine | S_SOU | Georgia | Worth | 4 | 1957 | 9999 |  |  |  | 0.04322 | Default Emission Factor
Wayne County | 7538_G_1 | 7538 | G | 1 | 1825 | Combustion Turbine | S_VACA | North Carolina | Wayne | 177 | 2000 | 9999 |  |  |  | 0.03447 | NEI 2019
Wayne County | 7538_G_2 | 7538 | G | 2 | 1826 | Combustion Turbine | S_VACA | North Carolina | Wayne | 174 | 2000 | 9999 | 2019 | 0.99 | 57436.2135 | 0.03447 | NEI 2019
Wayne County | 7538_G_3 | 7538 | G | 3 | 1827 | Combustion Turbine | S_VACA | North Carolina | Wayne | 173 | 2000 | 9999 |  |  |  | 0.09229 | NEI 2019
Wayne County | 7538_G_4 | 7538 | G | 4 | 1828 | Combustion Turbine | S_VACA | North Carolina | Wayne | 170 | 2000 | 9999 | 2019 | 2.59 | 56127.126 | 0.09229 | NEI 2019
Wayne County | 7538_G_5 | 7538 | G | 5 | 89702 | Combustion Turbine | S_VACA | North Carolina | Wayne | 163 | 2009 | 9999 | 2019 | 3.35 | 26672.6575 | 0.25119 | NEI 2019
Ponca City | 7546_G_1 | 7546 | G | 1 | 566 | Combined Cycle | SPP_WEST | Oklahoma | Kay | 18.8 | 1966 | 9999 |  |  |  | 0.01886 | NEI 2019
Ponca City | 7546_G_3 | 7546 | G | 3 | 566 | Combined Cycle | SPP_WEST | Oklahoma | Kay | 44.1 | 1995 | 9999 | 2017 | 0.421 | 44637 | 0.01886 | NEI 2019
Ponca City | 7546_G_4 | 7546 | G | 4 | 89334 | Combustion Turbine | SPP_WEST | Oklahoma | Kay | 43.9 | 2003 | 9999 | 2017 | 0.175 | 15673 | 0.02233 | NEI 2019
SCA Cogen 2 | 7551_G_CCST | 7551 | G | CCST | 3129 | Combined Cycle | WEC_BANC | California | Sacramento | 37.6 | 1997 | 9999 |  |  |  | 0.00459 | NEI 2019
SCA Cogen 2 | 7551_G_CT1A | 7551 | G | CT1A | 3129 | Combined Cycle | WEC_BANC | California | Sacramento | 47.6 | 1997 | 9999 | 2017 | 0.47356 | 312704 | 0.00459 | NEI 2019
SCA Cogen 2 | 7551_G_CT1B | 7551 | G | CT1B | 3130 | Combined Cycle | WEC_BANC | California | Sacramento | 47.6 | 1997 | 9999 | 2017 | 0.82705 | 254482 | 0.00459 | NEI 2019
SCA Cogen 2 | 7551_G_CT1C | 7551 | G | CT1C | 3131 | Combustion Turbine | WEC_BANC | California | Sacramento | 43.8 | 2001 | 9999 | 2019 | 0.071115 | 28536 | 0.00498 | NEI 2019
SPA Cogen 3 | 7552_G_CCCT | 7552 | G | CCCT | 3132 | Combined Cycle | WEC_BANC | California | Sacramento | 119 | 1997 | 9999 | 2017 | 0.34945 | 523184 | 0.00134 | NEI 2019
SPA Cogen 3 | 7552_G_CCST | 7552 | G | CCST | 3132 | Combined Cycle | WEC_BANC | California | Sacramento | 59 | 1997 | 9999 |  |  |  | 0.00134 | NEI 2019
Nebraska City # 2 | 7555_G_11 | 7555 | G | 11 |  | Combustion Turbine | SPP_N | Nebraska | Otoe | 3.8 | 1998 | 9999 |  |  |  | 1.1533 | Default Emission Factor
Nebraska City # 2 | 7555_G_12 | 7555 | G | 12 |  | Combustion Turbine | SPP_N | Nebraska | Otoe | 3.8 | 1998 | 9999 |  |  |  | 1.1533 | Default Emission Factor
Nebraska City # 2 | 7555_G_13 | 7555 | G | 13 |  | Combustion Turbine | SPP_N | Nebraska | Otoe | 4.2 | 1998 | 9999 |  |  |  | 1.9821 | Default Emission Factor
State Farm | 7556_G_1 | 7556 | G | 1 |  | Combustion Turbine | MIS_IL | Illinois | McLean | 1.7 | 1996 | 2030 |  |  |  | 1.9821 | Default Emission Factor
State Farm | 7556_G_2 | 7556 | G | 2 |  | Combustion Turbine | MIS_IL | Illinois | McLean | 1.7 | 1996 | 2030 |  |  |  | 1.9821 | Default Emission Factor
State Farm | 7556_G_3 | 7556 | G | 3 |  | Combustion Turbine | MIS_IL | Illinois | McLean | 1.7 | 1996 | 2030 |  |  |  | 1.9821 | Default Emission Factor
Panora | 7584_G_1 | 7584 | G | 1 |  | Combustion Turbine | MIS_IA | Iowa | GUTHRIE | 1.5 | 1988 | 9999 |  |  |  | 1.9821 | Default Emission Factor
Panora | 7584_G_2 | 7584 | G | 2 |  | Combustion Turbine | MIS_IA | Iowa | GUTHRIE | 1 | 1988 | 9999 |  |  |  | 1.9821 | Default Emission Factor
Panora | 7584_G_3 | 7584 | G | 3 |  | Combustion Turbine | MIS_IA | Iowa | GUTHRIE | 2 | 1993 | 9999 |  |  |  | 1.9821 | Default Emission Factor
Prospect Municipal | 7603_G_1 | 7603 | G | 1 |  | Combustion Turbine | PJM_ATSI | Ohio | Marion | 1.8 | 1998 | 9999 |  |  |  | 1.9821 | Default Emission Factor
St Francis Energy Facility | 7604_G_1 | 7604 | G | 1 | 3135 | Combined Cycle | S_D_AECI | Missouri | Dunklin | 207 | 1999 | 9999 | 2019 | 5.4758 | 487216 | 0.01279 | NEI 2019
St Francis Energy Facility | 7604_G_2 | 7604 | G | 2 | 3136 | Combined Cycle | S_D_AECI | Missouri | Dunklin | 218 | 2001 | 9999 | 2019 | 0.9346 | 514871 | 0.01279 | NEI 2019
River Road Gen Plant | 7605_G_1 | 7605 | G | 1 | 3137 | Combined Cycle | WECC_PNW | Washington | Clark | 220 | 1997 | 9999 |  |  |  | 0.01609 | Default Emission Factor
Washington County Cogeneration Facility | 7697_G_1 | 7697 | G | 1 | 3139 | Combined Cycle | S_SOU | Alabama | Washington | 75 | 1999 | 9999 | 2019 | 32.55 | 630659 | 0.07947 | NEI 2019
Washington County Cogeneration Facility | 7697_G_2 | 7697 | G | 2 | 3139 | Combined Cycle | S_SOU | Alabama | Washington | 25 | 1999 | 9999 | 2019 | 0.19 | 193272 | 0.07947 | NEI 2019
General Electric Plastic | 7698_G_1 | 7698 | G | 1 | 3140 | Combined Cycle | S_SOU | Alabama | Lowndes | 80 | 1999 | 9999 | 2019 | 11.701 | 387203 | 0.05736 | NEI 2019
General Electric Plastic | 7698_G_2 | 7698 | G | 2 | 3140 | Combined Cycle | S_SOU | Alabama | Lowndes | 12 | 1999 | 9999 |  |  |  | 0.05736 | NEI 2019
Tiger Bay | 7699_G_CT1 | 7699 | G | CT1 | 3141 | Combined Cycle | FRCC | Florida | Polk | 130 | 1997 | 9999 | 2019 | 5.0064 | 711281 | 0.01408 | NEI 2019
Tiger Bay | 7699_G_CW1 | 7699 | G | CW1 | 3141 | Combined Cycle | FRCC | Florida | Polk | 70 | 1997 | 9999 |  |  |  | 0.01408 | NEI 2019
Dahlberg | 7709_G_1 | 7709 | G | 1 | 3178 | Combustion Turbine | S_SOU | Georgia | Jackson | 74.8 | 2000 | 9999 |  |  |  | 0.04322 | Default Emission Factor
Dahlberg | 7709_G_10 | 7709 | G | 10 | 3179 | Combustion Turbine | S_SOU | Georgia | Jackson | 75.2 | 2001 | 9999 |  |  |  | 0.04322 | Default Emission Factor
Dahlberg | 7709_G_2 | 7709 | G | 2 | 3186 | Combustion Turbine | S_SOU | Georgia | Jackson | 74 | 2000 | 9999 |  |  |  | 0.04322 | Default Emission Factor
Dahlberg | 7709_G_3 | 7709 | G | 3 | 3187 | Combustion Turbine | S_SOU | Georgia | Jackson | 74.7 | 2000 | 9999 |  |  |  | 0.04322 | Default Emission Factor
Dahlberg | 7709_G_4 | 7709 | G | 4 | 3188 | Combustion Turbine | S_SOU | Georgia | Jackson | 73.5 | 2000 | 9999 |  |  |  | 0.04322 | Default Emission Factor
Dahlberg | 7709_G_5 | 7709 | G | 5 | 3189 | Combustion Turbine | S_SOU | Georgia | Jackson | 74.7 | 2000 | 9999 |  |  |  | 0.04322 | Default Emission Factor
Dahlberg | 7709_G_6 | 7709 | G | 6 | 3190 | Combustion Turbine | S_SOU | Georgia | Jackson | 74.9 | 2000 | 9999 |  |  |  | 0.04322 | Default Emission Factor
Dahlberg | 7709_G_7 | 7709 | G | 7 | 3191 | Combustion Turbine | S_SOU | Georgia | Jackson | 75 | 2000 | 9999 |  |  |  | 0.04322 | Default Emission Factor
Dahlberg | 7709_G_8 | 7709 | G | 8 | 3192 | Combustion Turbine | S_SOU | Georgia | Jackson | 74 | 2000 | 9999 |  |  |  | 0.04322 | Default Emission Factor
Dahlberg | 7709_G_9 | 7709 | G | 9 | 3193 | Combustion Turbine | S_SOU | Georgia | Jackson | 76.1 | 2001 | 9999 |  |  |  | 0.04322 | Default Emission Factor
H Allen Franklin Combined Cycle | 7710_G_CT1A | 7710 | G | CT1A | 3285 | Combined Cycle | S_SOU | Alabama | Lee | 177.5 | 2002 | 9999 | 2019 | 7.68 | 1305248 | 0.01302 | NEI 2019
H Allen Franklin Combined Cycle | 7710_G_CT1B | 7710 | G | CT1B | 3286 | Combined Cycle | S_SOU | Alabama | Lee | 177.5 | 2002 | 9999 | 2019 | 19.05 | 2800721 | 0.01302 | NEI 2019
H Allen Franklin Combined Cycle | 7710_G_CT2A | 7710 | G | CT2A | 3287 | Combined Cycle | S_SOU | Alabama | Lee | 177.8 | 2002 | 9999 | 2019 | 15.2208 | 1316757 | 0.01418 | NEI 2019
H Allen Franklin Combined Cycle | 7710_G_CT2B | 7710 | G | CT2B | 3288 | Combined Cycle | S_SOU | Alabama | Lee | 177.8 | 2002 | 9999 | 2019 | 14.8481 | 2924192 | 0.01418 | NEI 2019
H Allen Franklin Combined Cycle | 7710_G_CT3A | 7710 | G | CT3A | 3289 | Combined Cycle | S_SOU | Alabama | Lee | 182.6 | 2008 | 9999 | 2019 | 21.6 | 1268212 | 0.02076 | NEI 2019
H Allen Franklin Combined Cycle | 7710_G_CT3B | 7710 | G | CT3B | 3290 | Combined Cycle | S_SOU | Alabama | Lee | 182.6 | 2008 | 9999 | 2019 | 21.13 | 2847506 | 0.02076 | NEI 2019
H Allen Franklin Combined Cycle | 7710_G_ST1 | 7710 | G | ST1 | 3285 | Combined Cycle | S_SOU | Alabama | Lee | 240 | 2002 | 9999 |  |  |  | 0.01302 | NEI 2019
H Allen Franklin Combined Cycle | 7710_G_ST2 | 7710 | G | ST2 | 3287 | Combined Cycle | S_SOU | Alabama | Lee | 293 | 2002 | 9999 |  |  |  | 0.01418 | NEI 2019
H Allen Franklin Combined Cycle | 7710_G_ST3 | 7710 | G | ST3 | 3289 | Combined Cycle | S_SOU | Alabama | Lee | 293 | 2008 | 9999 |  |  |  | 0.02076 | NEI 2019
Pea Ridge | 7715_G_1 | 7715 | G | 1 |  | Combustion Turbine | S_SOU | Florida | Santa Rosa | 4 | 1998 | 2025 |  |  |  | 0.02662 | NEI 2019
Pea Ridge | 7715_G_2 | 7715 | G | 2 |  | Combustion Turbine | S_SOU | Florida | Santa Rosa | 4 | 1998 | 2025 |  |  |  | 0.02662 | NEI 2019
Pea Ridge | 7715_G_3 | 7715 | G | 3 |  | Combustion Turbine | S_SOU | Florida | Santa Rosa | 4 | 1998 | 2025 | 2019 | 0.93736 | 70419.86 | 0.02662 | NEI 2019
Meridian | 7719_G_1 | 7719 | G | 1 |  | Combustion Turbine | S_C_TVA | Mississippi | Lauderdale | 1.8 | 1998 | 9999 |  |  |  | 1.9821 | Default Emission Factor
Meridian | 7719_G_2 | 7719 | G | 2 |  | Combustion Turbine | S_C_TVA | Mississippi | Lauderdale | 1.8 | 1998 | 9999 |  |  |  | 1.9821 | Default Emission Factor
Meridian | 7719_G_3 | 7719 | G | 3 |  | Combustion Turbine | S_C_TVA | Mississippi | Lauderdale | 1.8 | 1998 | 9999 |  |  |  | 1.9821 | Default Emission Factor
Meridian | 7719_G_4 | 7719 | G | 4 |  | Combustion Turbine | S_C_TVA | Mississippi | Lauderdale | 1.8 | 1998 | 9999 |  |  |  | 1.9821 | Default Emission Factor
Meridian | 7719_G_5 | 7719 | G | 5 |  | Combustion Turbine | S_C_TVA | Mississippi | Lauderdale | 1.8 | 1998 | 9999 |  |  |  | 1.9821 | Default Emission Factor
Theodore Cogen Facility | 7721_G_1 | 7721 | G | 1 | 3151 | Combined Cycle | S_SOU | Alabama | Mobile | 166.3 | 2000 | 9999 | 2019 | 13.2055 | 1199611 | 0.01702 | NEI 2019
Theodore Cogen Facility | 7721_G_2 | 7721 | G | 2 | 3151 | Combined Cycle | S_SOU | Alabama | Mobile | 64.7 | 2000 | 9999 |  |  |  | 0.01702 | NEI 2019
Coffin Butte | 7725_G_1 | 7725 | G | 1 |  | Landfill Gas | WECC_PNW | Oregon | Benton | 0.8 | 1995 | 9999 | 2019 | 15.8 | 18399.1111 | 1.7175 | NEI 2019
Coffin Butte | 7725_G_2 | 7725 | G | 2 |  | Landfill Gas | WECC_PNW | Oregon | Benton | 0.8 | 1995 | 9999 |  |  |  | 1.7175 | NEI 2019
Coffin Butte | 7725_G_3 | 7725 | G | 3 |  | Landfill Gas | WECC_PNW | Oregon | Benton | 0.8 | 1995 | 9999 |  |  |  | 1.7175 | NEI 2019
Coffin Butte | 7725_G_4 | 7725 | G | 4 |  | Landfill Gas | WECC_PNW | Oregon | Benton | 1.5 | 2007 | 9999 | 2019 | 33.2 | 22998.8889 | 2.8871 | NEI 2019
Coffin Butte | 7725_G_5 | 7725 | G | 5 |  | Landfill Gas | WECC_PNW | Oregon | Benton | 1.5 | 2007 | 9999 |  |  |  | 2.8871 | NEI 2019
Essex | 7749_G_1 | 7749 | G | 1 | 3152 | Combustion Turbine | S_D_AECI | Missouri | Stoddard | 98 | 1999 | 9999 | 2019 | 0.4694 | 37263 | 0.02519 | NEI 2019
Nodaway | 7754_G_1 | 7754 | G | 1 | 3153 | Combustion Turbine | S_D_AECI | Missouri | Nodaway | 84 | 1999 | 9999 | 2019 | 0.0619 | 4235.52 | 0.02923 | NEI 2019
Nodaway | 7754_G_2 | 7754 | G | 2 | 3154 | Combustion Turbine | S_D_AECI | Missouri | Nodaway | 91 | 1999 | 9999 | 2019 | 0.0479 | 4588.48 | 0.02088 | NEI 2019
Chouteau | 7757_G_1 | 7757 | G | 1 | 3155 | Combined Cycle | S_D_AECI | Oklahoma | Mayes | 149 | 2000 | 9999 | 2019 | 12.1251 | 2147836 | 0.01463 | NEI 2019
Chouteau | 7757_G_2 | 7757 | G | 2 | 3156 | Combined Cycle | S_D_AECI | Oklahoma | Mayes | 154 | 2000 | 9999 | 2019 | 11.2172 | 1043244 | 0.01463 | NEI 2019
Chouteau | 7757_G_3 | 7757 | G | 3 | 3155 | Combined Cycle | S_D_AECI | Oklahoma | Mayes | 149 | 2000 | 9999 |  |  |  | 0.01463 | NEI 2019
Chouteau | 7757_G_4 | 7757 | G | 4 | 90618 | Combined Cycle | S_D_AECI | Oklahoma | Mayes | 151 | 2011 | 9999 | 2019 | 2.22 | 2438474 | 0.00554 | NEI 2019
Chouteau | 7757_G_5 | 7757 | G | 5 | 90617 | Combined Cycle | S_D_AECI | Oklahoma | Mayes | 150 | 2011 | 9999 | 2019 | 7.67 | 1134288 | 0.00554 | NEI 2019
Chouteau | 7757_G_6 | 7757 | G | 6 | 90617 | Combined Cycle | S_D_AECI | Oklahoma | Mayes | 143 | 2011 | 9999 |  |  |  | 0.00554 | NEI 2019
South Plant | 7758_G_1 | 7758 | G | 1 |  | Combustion Turbine | MIS_MIDA | Iowa | Bremer | 1.9 | 2000 | 9999 |  |  |  | 1.9821 | Default Emission Factor
South Plant | 7758_G_2 | 7758 | G | 2 |  | Combustion Turbine | MIS_MIDA | Iowa | Bremer | 1.9 | 2000 | 9999 |  |  |  | 1.9821 | Default Emission Factor
South Plant | 7758_G_3 | 7758 | G | 3 |  | Combustion Turbine | MIS_MIDA | Iowa | Bremer | 1.9 | 2000 | 9999 |  |  |  | 1.9821 | Default Emission Factor
South Plant | 7758_G_4 | 7758 | G | 4 |  | Combustion Turbine | MIS_MIDA | Iowa | Bremer | 1.9 | 2000 | 9999 |  |  |  | 1.9821 | Default Emission Factor
South Plant | 7758_G_5 | 7758 | G | 5 |  | Combustion Turbine | MIS_MIDA | Iowa | Bremer | 1.9 | 2000 | 9999 |  |  |  | 1.9821 | Default Emission Factor
South Plant | 7758_G_6 | 7758 | G | 6 |  | Combustion Turbine | MIS_MIDA | Iowa | Bremer | 1.9 | 2000 | 9999 |  |  |  | 1.9821 | Default Emission Factor
Georgetown | 7759_G_GT1 | 7759 | G | GT1 | 3163 | Combustion Turbine | MIS_INKY | Indiana | Marion | 69 | 2000 | 9999 | 2017 | 0.24738 | 18193.5 | 0.02719 | NEI 2019
Georgetown | 7759_G_GT2 | 7759 | G | GT2 | 3164 | Combustion Turbine | MIS_INKY | Indiana | Marion | 69 | 2000 | 9999 | 2017 | 0.397 | 18193.5 | 0.04364 | NEI 2019
Georgetown | 7759_G_GT3 | 7759 | G | GT3 | 3165 | Combustion Turbine | MIS_INKY | Indiana | Marion | 69 | 2000 | 9999 | 2017 | 0.37705 | 18193.5 | 0.04145 | NEI 2019
Georgetown | 7759_G_GT4 | 7759 | G | GT4 | 3166 | Combustion Turbine | MIS_INKY | Indiana | Marion | 69 | 2001 | 9999 | 2017 | 0.45037 | 18193.5 | 0.04951 | NEI 2019
Tilton | 7760_G_1 | 7760 | G | 1 | 3167 | Combustion Turbine | MIS_IL | Illinois | Vermilion | 45.1 | 1999 | 2045 | 2019 | 0.2442 | 18435.75 | 0.02649 | NEI 2019
Tilton | 7760_G_2 | 7760 | G | 2 | 3168 | Combustion Turbine | MIS_IL | Illinois | Vermilion | 45.2 | 1999 | 2045 | 2017 | 0.18724 | 23842.2483 | 0.01571 | NEI 2019
Tilton | 7760_G_3 | 7760 | G | 3 | 3169 | Combustion Turbine | MIS_IL | Illinois | Vermilion | 45.1 | 1999 | 2045 | 2017 | 0.20155 | 23789.5 | 0.01694 | NEI 2019
Tilton | 7760_G_4 | 7760 | G | 4 | 3170 | Combustion Turbine | MIS_IL | Illinois | Vermilion | 45 | 1999 | 2045 | 2017 | 0.18908 | 23736.7517 | 0.01593 | NEI 2019
Henry County | 7763_G_1 | 7763 | G | 1 | 3173 | Combustion Turbine | MIS_INKY | Indiana | Henry | 43 | 2001 | 9999 | 2019 | 3.0834 | 79540.6667 | 0.07753 | NEI 2019
Henry County | 7763_G_2 | 7763 | G | 2 | 3174 | Combustion Turbine | MIS_INKY | Indiana | Henry | 43 | 2001 | 9999 | 2019 | 3.6224 | 79540.6667 | 0.09108 | NEI 2019
Henry County | 7763_G_3 | 7763 | G | 3 | 3175 | Combustion Turbine | MIS_INKY | Indiana | Henry | 43 | 2001 | 9999 | 2019 | 3.6496 | 79540.6667 | 0.09177 | NEI 2019
MPC Generating | 7764_G_1 | 7764 | G | 1 | 3176 | Combustion Turbine | S_SOU | Georgia | Walton | 147.5 | 2000 | 9999 | 2017 | 0.13 | 7111.6942 | 0.03656 | NEI 2019
MPC Generating | 7764_G_2 | 7764 | G | 2 | 3177 | Combustion Turbine | S_SOU | Georgia | Walton | 155 | 2001 | 9999 | 2019 | 0.27 | 5378.1157 | 0.10041 | NEI 2019
Erie Energy Center | 7766_G_1 | 7766 | G | 1 |  | Combustion Turbine | SPP_N | Kansas | Neosho | 2.5 | 1999 | 9999 |  |  |  | 1.9821 | Default Emission Factor
Erie Energy Center | 7766_G_2 | 7766 | G | 2 |  | Combustion Turbine | SPP_N | Kansas | Neosho | 2.5 | 1999 | 9999 |  |  |  | 1.9821 | Default Emission Factor
Erie Energy Center | 7766_G_3 | 7766 | G | 3 |  | Combustion Turbine | SPP_N | Kansas | Neosho | 2.5 | 1999 | 9999 |  |  |  | 1.9821 | Default Emission Factor
Erie Energy Center | 7766_G_4 | 7766 | G | 4 |  | Combustion Turbine | SPP_N | Kansas | Neosho | 2.5 | 1999 | 9999 |  |  |  | 1.9821 | Default Emission Factor
Erie Energy Center | 7766_G_5 | 7766 | G | 5 |  | Combustion Turbine | SPP_N | Kansas | Neosho | 2.5 | 1999 | 9999 |  |  |  | 1.9821 | Default Emission Factor
Erie Energy Center | 7766_G_6 | 7766 | G | 6 |  | Combustion Turbine | SPP_N | Kansas | Neosho | 2.5 | 1999 | 9999 |  |  |  | 1.9821 | Default Emission Factor
Erie Energy Center | 7766_G_7 | 7766 | G | 7 |  | Combustion Turbine | SPP_N | Kansas | Neosho | 2.5 | 1999 | 9999 |  |  |  | 1.9821 | Default Emission Factor
Erie Energy Center | 7766_G_8 | 7766 | G | 8 |  | Combustion Turbine | SPP_N | Kansas | Neosho | 2.5 | 1999 | 9999 |  |  |  | 1.9821 | Default Emission Factor
Bloomington Power Plant | 7767_G_1 | 7767 | G | 1 |  | Combustion Turbine | WECC_UT | Utah | Washington | 1.5 | 1999 | 9999 |  |  |  | 1.9821 | Default Emission Factor
Bloomington Power Plant | 7767_G_2 | 7767 | G | 2 |  | Combustion Turbine | WECC_UT | Utah | Washington | 1.5 | 1999 | 9999 |  |  |  | 1.9821 | Default Emission Factor
Bloomington Power Plant | 7767_G_3 | 7767 | G | 3 |  | Combustion Turbine | WECC_UT | Utah | Washington | 1.5 | 1999 | 9999 |  |  |  | 1.9821 | Default Emission Factor
Bloomington Power Plant | 7767_G_4 | 7767 | G | 4 |  | Combustion Turbine | WECC_UT | Utah | Washington | 1.5 | 1999 | 9999 |  |  |  | 1.9821 | Default Emission Factor
Bloomington Power Plant | 7767_G_5 | 7767 | G | 5 |  | Combustion Turbine | WECC_UT | Utah | Washington | 1.5 | 1999 | 9999 |  |  |  | 1.9821 | Default Emission Factor
Bloomington Power Plant | 7767_G_6 | 7767 | G | 6 |  | Combustion Turbine | WECC_UT | Utah | Washington | 1.5 | 1999 | 9999 |  |  |  | 1.9821 | Default Emission Factor
Sowega Power | 7768_G_CTG2 | 7768 | G | CTG2 | 3194 | Combustion Turbine | S_SOU | Georgia | Mitchell | 48.5 | 1999 | 9999 | 2019 | 0.223 | 55748.5 | 0.008 | NEI 2019
Sowega Power | 7768_G_CTG3 | 7768 | G | CTG3 | 3195 | Combustion Turbine | S_SOU | Georgia | Mitchell | 48.5 | 1999 | 9999 | 2019 | 0.228 | 55748.5 | 0.00818 | NEI 2019
1515 S Caron Road | 7770_G_GT1 | 7770 | G | GT1 |  | Combustion Turbine | PJM_COMD | Illinois | Ogle | 3 | 2000 | 2045 |  |  |  | 0.04322 | Default Emission Factor
Cleveland Peaking | 7774_G_1 | 7774 | G | 1 |  | Combustion Turbine | PJM_ATSI | Ohio | Cuyahoga | 1.8 | 2000 | 9999 | 2018 | 0.0086667 | 117.8333 | 0.1471 | Ohio State Emissions Inventory
Cleveland Peaking | 7774_G_2 | 7774 | G | 2 |  | Combustion Turbine | PJM_ATSI | Ohio | Cuyahoga | 1.8 | 2000 | 9999 | 2018 | 0.0085 | 117.8333 | 0.14427 | Ohio State Emissions Inventory
Cleveland Peaking | 7774_G_3 | 7774 | G | 3 |  | Combustion Turbine | PJM_ATSI | Ohio | Cuyahoga | 1.8 | 2000 | 9999 | 2018 | 0.009 | 117.8333 | 0.15276 | Ohio State Emissions Inventory
Cleveland Peaking | 7774_G_4 | 7774 | G | 4 |  | Combustion Turbine | PJM_ATSI | Ohio | Cuyahoga | 1.8 | 2000 | 9999 | 2018 | 0.0091667 | 117.8333 | 0.15559 | Ohio State Emissions Inventory
Cleveland Peaking | 7774_G_5 | 7774 | G | 5 |  | Combustion Turbine | PJM_ATSI | Ohio | Cuyahoga | 1.8 | 2000 | 9999 | 2018 | 0.0085 | 117.8333 | 0.14427 | Ohio State Emissions Inventory
Cleveland Peaking | 7774_G_6 | 7774 | G | 6 |  | Combustion Turbine | PJM_ATSI | Ohio | Cuyahoga | 1.8 | 2000 | 9999 | 2018 | 0.0091667 | 117.8333 | 0.15559 | Ohio State Emissions Inventory
Versailles Peaking | 7775_G_1 | 7775 | G | 1 |  | Combustion Turbine | PJM_West | Ohio | Darke | 1.8 | 1999 | 9999 | 2018 | 0.014667 | 83.3333 | 0.352 | Ohio State Emissions Inventory
Versailles Peaking | 7775_G_2 | 7775 | G | 2 |  | Combustion Turbine | PJM_West | Ohio | Darke | 1.8 | 1999 | 9999 | 2018 | 0.014 | 83.3333 | 0.336 | Ohio State Emissions Inventory
Versailles Peaking | 7775_G_3 | 7775 | G | 3 |  | Combustion Turbine | PJM_West | Ohio | Darke | 1.8 | 1999 | 9999 | 2018 | 0.015333 | 83.3333 | 0.368 | Ohio State Emissions Inventory
Napoleon Peaking | 7776_G_4 | 7776 | G | 4 |  | Combustion Turbine | PJM_ATSI | Ohio | Henry | 1.8 | 1999 | 9999 | 2019 | 0.025 | 54.3333 | 0.92025 | NEI 2019
Napoleon Peaking | 7776_G_5 | 7776 | G | 5 |  | Combustion Turbine | PJM_ATSI | Ohio | Henry | 1.8 | 1999 | 9999 | 2019 | 0.023 | 54.3333 | 0.84663 | NEI 2019
Napoleon Peaking | 7776_G_6 | 7776 | G | 6 |  | Combustion Turbine | PJM_ATSI | Ohio | Henry | 1.8 | 1999 | 9999 | 2019 | 0.034 | 54.3333 | 1.2515 | NEI 2019
Dover Peaking | 7777_G_1 | 7777 | G | 1 |  | Combustion Turbine | PJM_West | Ohio | Tuscarawas | 1.8 | 1999 | 9999 | 2018 | 0.0075 | 96.1667 | 0.15598 | Ohio State Emissions Inventory
Dover Peaking | 7777_G_2 | 7777 | G | 2 |  | Combustion Turbine | PJM_West | Ohio | Tuscarawas | 1.8 | 1999 | 9999 | 2018 | 0.0071667 | 96.1667 | 0.14905 | Ohio State Emissions Inventory
Dover Peaking | 7777_G_3 | 7777 | G | 3 |  | Combustion Turbine | PJM_West | Ohio | Tuscarawas | 1.8 | 1999 | 9999 | 2018 | 0.0075 | 96.1667 | 0.15598 | Ohio State Emissions Inventory
Dover Peaking | 7777_G_4 | 7777 | G | 4 |  | Combustion Turbine | PJM_West | Ohio | Tuscarawas | 1.8 | 1999 | 9999 | 2018 | 0.0075 | 96.1667 | 0.15598 | Ohio State Emissions Inventory
Dover Peaking | 7777_G_5 | 7777 | G | 5 |  | Combustion Turbine | PJM_West | Ohio | Tuscarawas | 1.8 | 1999 | 9999 | 2018 | 0.0075 | 96.1667 | 0.15598 | Ohio State Emissions Inventory
Dover Peaking | 7777_G_6 | 7777 | G | 6 |  | Combustion Turbine | PJM_West | Ohio | Tuscarawas | 1.8 | 1999 | 9999 | 2018 | 0.0075 | 96.1667 | 0.15598 | Ohio State Emissions Inventory
Orrville Peaking | 7778_G_1 | 7778 | G | 1 |  | Combustion Turbine | PJM_West | Ohio | Wayne | 1.8 | 1999 | 9999 | 2018 | 0.013667 | 79.3333 | 0.34454 | Ohio State Emissions Inventory
Orrville Peaking | 7778_G_2 | 7778 | G | 2 |  | Combustion Turbine | PJM_West | Ohio | Wayne | 1.8 | 1999 | 9999 | 2018 | 0.014 | 79.3333 | 0.35294 | Ohio State Emissions Inventory
Orrville Peaking | 7778_G_3 | 7778 | G | 3 |  | Combustion Turbine | PJM_West | Ohio | Wayne | 1.8 | 1999 | 9999 | 2018 | 0.014 | 79.3333 | 0.35294 | Ohio State Emissions Inventory
Bryan Peaking | 7779_G_1 | 7779 | G | 1 |  | Combustion Turbine | PJM_ATSI | Ohio | Williams | 1.8 | 1999 | 9999 | 2018 | 0.0075 | 91.1667 | 0.16453 | Ohio State Emissions Inventory
Bryan Peaking | 7779_G_2 | 7779 | G | 2 |  | Combustion Turbine | PJM_ATSI | Ohio | Williams | 1.8 | 1999 | 9999 | 2018 | 0.007 | 91.1667 | 0.15357 | Ohio State Emissions Inventory
Bryan Peaking | 7779_G_3 | 7779 | G | 3 |  | Combustion Turbine | PJM_ATSI | Ohio | Williams | 1.8 | 1999 | 9999 | 2018 | 0.007 | 91.1667 | 0.15357 | Ohio State Emissions Inventory
Bryan Peaking | 7779_G_4 | 7779 | G | 4 |  | Combustion Turbine | PJM_ATSI | Ohio | Williams | 1.8 | 1999 | 9999 | 2018 | 0.0071667 | 91.1667 | 0.15722 | Ohio State Emissions Inventory
Bryan Peaking | 7779_G_5 | 7779 | G | 5 |  | Combustion Turbine | PJM_ATSI | Ohio | Williams | 1.8 | 1999 | 9999 | 2018 | 0.0071667 | 91.1667 | 0.15722 | Ohio State Emissions Inventory
Bryan Peaking | 7779_G_6 | 7779 | G | 6 |  | Combustion Turbine | PJM_ATSI | Ohio | Williams | 1.8 | 1999 | 9999 | 2018 | 0.0075 | 91.1667 | 0.16453 | Ohio State Emissions Inventory
Jackson Cntr Peaking | 7780_G_1 | 7780 | G | 1 |  | Combustion Turbine | PJM_West | Ohio | Shelby | 1.8 | 1999 | 9999 | 2018 | 0.038 | 79 | 0.96203 | Ohio State Emissions Inventory
Arcanum Peaking | 7781_G_1 | 7781 | G | 1 |  | Combustion Turbine | PJM_West | Ohio | Darke | 1.8 | 1999 | 9999 | 2018 | 0.045 | 99 | 0.90909 | Ohio State Emissions Inventory
Hamilton Peaking | 7782_G_1 | 7782 | G | 1 | 3225 | Combustion Turbine | PJM_West | Ohio | Butler | 29 | 2000 | 9999 |  |  |  | 0.04322 | Default Emission Factor
Bowling Green Peaking | 7783_G_1 | 7783 | G | 1 | 3226 | Combustion Turbine | PJM_ATSI | Ohio | Wood | 29 | 2000 | 9999 | 2019 | 0.2751 | 1332 | 0.41306 | NEI 2019
Allegany Cogen | 7784_G_1 | 7784 | G | 1 | 3562 | Combined Cycle | NY_Z_B | New York | Allegany | 40 | 1994 | 9999 | 2019 | 0.1886 | 17817 | 0.02117 | NEI 2019
Allegany Cogen | 7784_G_2 | 7784 | G | 2 | 3562 | Combined Cycle | NY_Z_B | New York | Allegany | 20 | 1994 | 9999 |  |  |  | 0.02117 | NEI 2019
Montpelier | 7791_G_1 | 7791 | G | 1 |  | Combustion Turbine | PJM_ATSI | Ohio | Williams | 1.8 | 2000 | 9999 | 2018 | 0.0066667 | 87.6667 | 0.15209 | Ohio State Emissions Inventory
Montpelier | 7791_G_2 | 7791 | G | 2 |  | Combustion Turbine | PJM_ATSI | Ohio | Williams | 1.8 | 2000 | 9999 | 2018 | 0.0061667 | 87.6667 | 0.14068 | Ohio State Emissions Inventory
Montpelier | 7791_G_3 | 7791 | G | 3 |  | Combustion Turbine | PJM_ATSI | Ohio | Williams | 1.8 | 2000 | 9999 | 2018 | 0.0075 | 87.6667 | 0.1711 | Ohio State Emissions Inventory
Montpelier | 7791_G_4 | 7791 | G | 4 |  | Combustion Turbine | PJM_ATSI | Ohio | Williams | 1.8 | 2000 | 9999 | 2018 | 0.0071667 | 87.6667 | 0.1635 | Ohio State Emissions Inventory
Montpelier | 7791_G_5 | 7791 | G | 5 |  | Combustion Turbine | PJM_ATSI | Ohio | Williams | 1.8 | 2000 | 9999 | 2018 | 0.006 | 87.6667 | 0.13688 | Ohio State Emissions Inventory
Montpelier | 7791_G_6 | 7791 | G | 6 |  | Combustion Turbine | PJM_ATSI | Ohio | Williams | 1.8 | 2000 | 9999 | 2018 | 0.0061667 | 87.6667 | 0.14068 | Ohio State Emissions Inventory
Custer Energy Center | 7795_G_1 | 7795 | G | 1 |  | Combustion Turbine | MIS_WUMS | Wisconsin | Manitowoc | 22 | 1999 | 9999 |  |  |  | 0.04322 | Default Emission Factor
Dominion/Lo Mar | 7797_G_DOM1 | 7797 | G | DOM1 |  | Combustion Turbine | PJM_Dom | Virginia | Prince William | 9 | 1997 | 9999 |  |  |  | 0.02784 | Default Emission Factor
Dominion/Lo Mar | 7797_G_DOM2 | 7797 | G | DOM2 |  | Combustion Turbine | PJM_Dom | Virginia | Prince William | 1.7 | 1997 | 9999 |  |  |  | 1.9821 | Default Emission Factor
Dominion/Lo Mar | 7797_G_LOM1 | 7797 | G | LOM1 |  | Combustion Turbine | PJM_Dom | Virginia | Prince William | 1.7 | 1997 | 9999 |  |  |  | 1.9821 | Default Emission Factor
Dominion/Lo Mar | 7797_G_LOM2 | 7797 | G | LOM2 |  | Combustion Turbine | PJM_Dom | Virginia | Prince William | 1.7 | 1997 | 9999 |  |  |  | 1.9821 | Default Emission Factor
Dominion/Lo Mar | 7797_G_LOM3 | 7797 | G | LOM3 |  | Combustion Turbine | PJM_Dom | Virginia | Prince William | 1.7 | 1997 | 9999 |  |  |  | 1.9821 | Default Emission Factor
Gateway Gen | 7798_G_1 | 7798 | G | 1 |  | Combustion Turbine | PJM_Dom | Virginia | Prince William | 1.7 | 1996 | 9999 | 2018 | 0.11845 | 18.5 | 12.8054 | Virginia State Emissions
Gateway Gen | 7798_G_2 | 7798 | G | 2 |  | Combustion Turbine | PJM_Dom | Virginia | Prince William | 1.7 | 2009 | 9999 | 2018 | 0.11845 | 18.5 | 12.8054 | Virginia State Emissions
West Marinette 34 | 7799_G_34 | 7799 | G | 34 | 2612 | Combustion Turbine | MIS_WUMS | Wisconsin | Marinette | 70.4 | 2000 | 9999 | 2019 | 1.1317 | 84614 | 0.02675 | NEI 2019
Sherwood H Smith Jr Energy Complex | 7805_G_001 | 7805 | G | 001 | 3235 | Combustion Turbine | S_VACA | North Carolina | Richmond | 157 | 2001 | 9999 | 2019 | 3.2 | 337190.2467 | 0.01898 | NEI 2019
Sherwood H Smith Jr Energy Complex | 7805_G_002 | 7805 | G | 002 | 3236 | Combustion Turbine | S_VACA | North Carolina | Richmond | 156 | 2001 | 9999 | 2019 | 3.22 | 335042.5381 | 0.01922 | NEI 2019
Sherwood H Smith Jr Energy Complex | 7805_G_003 | 7805 | G | 003 | 3237 | Combustion Turbine | S_VACA | North Carolina | Richmond | 155 | 2001 | 9999 | 2019 | 2.53 | 332894.8295 | 0.0152 | NEI 2019
Sherwood H Smith Jr Energy Complex | 7805_G_004 | 7805 | G | 004 | 3238 | Combustion Turbine | S_VACA | North Carolina | Richmond | 159 | 2001 | 9999 | 2019 | 3.53 | 341485.6639 | 0.02067 | NEI 2019
Sherwood H Smith Jr Energy Complex | 7805_G_10 | 7805 | G | 10 | 90495 | Combined Cycle | S_VACA | North Carolina | Richmond | 175 | 2011 | 9999 | 2019 | 12.26 | 1203382 | 0.01216 | NEI 2019
Sherwood H Smith Jr Energy Complex | 7805_G_6 | 7805 | G | 6 | 3240 | Combustion Turbine | S_VACA | North Carolina | Richmond | 145 | 2002 | 9999 | 2019 | 2.87 | 311417.7438 | 0.01843 | NEI 2019
Sherwood H Smith Jr Energy Complex | 7805_G_7 | 7805 | G | 7 | 3241 | Combined Cycle | S_VACA | North Carolina | Richmond | 154 | 2002 | 9999 | 2019 | 11.64 | 2560017 | 0.01214 | NEI 2019
Sherwood H Smith Jr Energy Complex | 7805_G_8 | 7805 | G | 8 | 3242 | Combined Cycle | S_VACA | North Carolina | Richmond | 153 | 2002 | 9999 | 2019 | 11.1 | 1184949 | 0.01214 | NEI 2019
Sherwood H Smith Jr Energy Complex | 7805_G_9 | 7805 | G | 9 | 90494 | Combined Cycle | S_VACA | North Carolina | Richmond | 174 | 2011 | 9999 | 2019 | 12 | 2786175 | 0.01216 | NEI 2019
Sherwood H Smith Jr Energy Complex | 7805_G_ST4 | 7805 | G | ST4 | 3241 | Combined Cycle | S_VACA | North Carolina | Richmond | 169 | 2002 | 9999 |  |  |  | 0.01214 | NEI 2019
Sherwood H Smith Jr Energy Complex | 7805_G_ST5 | 7805 | G | ST5 | 90494 | Combined Cycle | S_VACA | North Carolina | Richmond | 248 | 2011 | 9999 |  |  |  | 0.01216 | NEI 2019
Pine Street | 7806_G_7 | 7806 | G | 7 |  | Combustion Turbine | MIS_LMI | Michigan | Huron | 4.4 | 2019 | 9999 |  |  |  | 0.49206 | Default Emission Factor
Pine Street | 7806_G_8 | 7806 | G | 8 |  | Combustion Turbine | MIS_LMI | Michigan | Huron | 3.3 | 2020 | 9999 |  |  |  | 0.49206 | Default Emission Factor
Argyle | 7810_G_5 | 7810 | G | 5 |  | Combustion Turbine | MIS_MNWI | Wisconsin | Lafayette | 2 | 2004 | 9999 |  |  |  | 1.9821 | Default Emission Factor
Sewell Creek Energy | 7813_G_1 | 7813 | G | 1 | 3243 | Combustion Turbine | S_SOU | Georgia | Polk | 97.2 | 2000 | 9999 |  |  |  | 0.04322 | Default Emission Factor
Sewell Creek Energy | 7813_G_2 | 7813 | G | 2 | 3244 | Combustion Turbine | S_SOU | Georgia | Polk | 92.8 | 2000 | 9999 |  |  |  | 0.04322 | Default Emission Factor
Sewell Creek Energy | 7813_G_3 | 7813 | G | 3 | 3245 | Combustion Turbine | S_SOU | Georgia | Polk | 129.8 | 2000 | 9999 |  |  |  | 0.04322 | Default Emission Factor
Sewell Creek Energy | 7813_G_4 | 7813 | G | 4 | 3246 | Combustion Turbine | S_SOU | Georgia | Polk | 131.3 | 2000 | 9999 |  |  |  | 0.04322 | Default Emission Factor
Webb Forging | 7814_G_1 | 7814 | G | 1 |  | Combustion Turbine | S_VACA | South Carolina | Union | 2.4 | 2003 | 9999 |  |  |  | 1.9821 | Default Emission Factor
Webb Forging | 7814_G_2 | 7814 | G | 2 |  | Combustion Turbine | S_VACA | South Carolina | Union | 2.4 | 2003 | 9999 |  |  |  | 1.9821 | Default Emission Factor
Alsey | 7818_G_1 | 7818 | G | 1 | 89336 | Combustion Turbine | MIS_IL | Illinois | Scott | 30 | 1999 | 2045 | 2017 | 0.022515 | 2963.7423 | 0.01519 | NEI 2019
Alsey | 7818_G_2 | 7818 | G | 2 | 89337 | Combustion Turbine | MIS_IL | Illinois | Scott | 30 | 1999 | 2045 | 2017 | 0.010665 | 2963.7423 | 0.0072 | NEI 2019
Alsey | 7818_G_3 | 7818 | G | 3 |  | Combustion Turbine | MIS_IL | Illinois | Scott | 18 | 1999 | 2045 | 2017 | 0.012586 | 1778.2454 | 0.01416 | NEI 2019
Alsey | 7818_G_4 | 7818 | G | 4 |  | Combustion Turbine | MIS_IL | Illinois | Scott | 18 | 1999 | 2045 | 2017 | 0.011404 | 1778.2454 | 0.01283 | NEI 2019
Alsey | 7818_G_5 | 7818 | G | 5 | 89338 | Combustion Turbine | MIS_IL | Illinois | Scott | 25 | 1999 | 2045 | 2019 | 0.00994 | 2304.7546 | 0.00863 | NEI 2019
Alsey | 7818_G_6 | 7818 | G | 6 | 91126 | Combustion Turbine | MIS_IL | Illinois | Scott | 42 | 2016 | 2045 | 2017 | 0.08791 | 4149.2393 | 0.04237 | NEI 2019
Rockwood | 7824_G_1 | 7824 | G | 1 |  | Combustion Turbine | WECC_IID | California | Imperial | 24.1 | 1979 | 9999 |  |  |  | 0.04322 | Default Emission Factor
Rockwood | 7824_G_2 | 7824 | G | 2 |  | Combustion Turbine | WECC_IID | California | Imperial | 23 | 1980 | 9999 |  |  |  | 0.02784 | Default Emission Factor
Fulton (AR) | 7825_G_1 | 7825 | G | 1 | 3247 | Combustion Turbine | SPP_WEST | Arkansas | Hempstead | 153 | 2001 | 9999 | 2017 | 0.26092 | 23368 | 0.02233 | NEI 2019
Rowan | 7826_G_001 | 7826 | G | 001 | 3248 | Combustion Turbine | S_VACA | North Carolina | Rowan | 154 | 2001 | 9999 | 2019 | 1.4 | 165948.3343 | 0.01687 | NEI 2019
Rowan | 7826_G_002 | 7826 | G | 002 | 3249 | Combustion Turbine | S_VACA | North Carolina | Rowan | 154 | 2001 | 9999 | 2019 | 1.71 | 165948.3343 | 0.02061 | NEI 2019
Rowan | 7826_G_003 | 7826 | G | 003 | 3250 | Combustion Turbine | S_VACA | North Carolina | Rowan | 154 | 2001 | 9999 | 2019 | 1.01 | 165948.3343 | 0.01217 | NEI 2019
Rowan | 7826_G_4 | 7826 | G | 4 | 3251 | Combined Cycle | S_VACA | North Carolina | Rowan | 155.5 | 2003 | 9999 | 2019 | 12.5 | 1357819 | 0.01199 | NEI 2019
Rowan | 7826_G_5 | 7826 | G | 5 | 3252 | Combined Cycle | S_VACA | North Carolina | Rowan | 155.5 | 2003 | 9999 | 2019 | 12.5 | 1357717 | 0.01199 | NEI 2019
Rowan | 7826_G_STG | 7826 | G | STG | 3251 | Combined Cycle | S_VACA | North Carolina | Rowan | 188 | 2003 | 9999 |  |  |  | 0.01199 | NEI 2019
Shelby North | 7827_G_1 | 7827 | G | 1 |  | Combustion Turbine | PJM_West | Ohio | Richland | 1.8 | 2000 | 9999 | 2018 | 0.039 | 84 | 0.92857 | Ohio State Emissions Inventory
Shelby South | 7828_G_1 | 7828 | G | 1 |  | Combustion Turbine | PJM_West | Ohio | Richland | 1.8 | 2000 | 9999 |  |  |  | 1.9821 | Default Emission Factor
Smarr Energy Center | 7829_G_1 | 7829 | G | 1 | 3255 | Combustion Turbine | S_SOU | Georgia | Monroe | 93.6 | 1999 | 9999 |  |  |  | 0.04322 | Default Emission Factor
Smarr Energy Center | 7829_G_2 | 7829 | G | 2 | 3256 | Combustion Turbine | S_SOU | Georgia | Monroe | 93.8 | 1999 | 9999 |  |  |  | 0.04322 | Default Emission Factor
Beaver Island | 7831_G_1 | 7831 | G | 1 |  | Combustion Turbine | MIS_LMI | Michigan | Charlevoix | 1 | 2000 | 9999 |  |  |  | 1.9821 | Default Emission Factor
Beaver Island | 7831_G_2 | 7831 | G | 2 |  | Combustion Turbine | MIS_LMI | Michigan | Charlevoix | 1 | 2000 | 9999 |  |  |  | 1.9821 | Default Emission Factor
Beaver Island | 7831_G_3 | 7831 | G | 3 |  | Combustion Turbine | MIS_LMI | Michigan | Charlevoix | 0.8 | 2001 | 9999 |  |  |  | 1.9821 | Default Emission Factor
Roosevelt Biogas 1 | 7832_G_1 | 7832 | G | 1 |  | Landfill Gas | WECC_PNW | Washington | Klickitat | 2.1 | 1999 | 9999 |  |  |  | 1.5652 | Default Emission Factor
Roosevelt Biogas 1 | 7832_G_2 | 7832 | G | 2 |  | Landfill Gas | WECC_PNW | Washington | Klickitat | 2.1 | 1999 | 9999 |  |  |  | 1.5652 | Default Emission Factor
Roosevelt Biogas 1 | 7832_G_3 | 7832 | G | 3 |  | Landfill Gas | WECC_PNW | Washington | Klickitat | 2.1 | 1999 | 9999 |  |  |  | 1.5652 | Default Emission Factor
Roosevelt Biogas 1 | 7832_G_4 | 7832 | G | 4 |  | Landfill Gas | WECC_PNW | Washington | Klickitat | 2.1 | 1999 | 9999 |  |  |  | 1.5652 | Default Emission Factor
Roosevelt Biogas 1 | 7832_G_5 | 7832 | G | 5 |  | Landfill Gas | WECC_PNW | Washington | Klickitat | 2.1 | 2000 | 9999 |  |  |  | 1.5652 | Default Emission Factor
Roosevelt Biogas 1 | 7832_G_7 | 7832 | G | 7 |  | Landfill Gas | WECC_PNW | Washington | Klickitat | 10 | 2011 | 9999 |  |  |  | 1.5652 | Default Emission Factor
Roosevelt Biogas 1 | 7832_G_8 | 7832 | G | 8 |  | Landfill Gas | WECC_PNW | Washington | Klickitat | 10 | 2011 | 9999 |  |  |  | 1.5652 | Default Emission Factor
Roosevelt Biogas 1 | 7832_G_9 | 7832 | G | 9 |  | Landfill Gas | WECC_PNW | Washington | Klickitat | 6 | 2011 | 9999 |  |  |  | 1.5652 | Default Emission Factor
John S Rainey | 7834_G_CT1A | 7834 | G | CT1A | 3260 | Combined Cycle | S_VACA | South Carolina | Anderson | 150 | 2001 | 9999 |  |  |  | 0.01484 | NEI 2019
John S Rainey | 7834_G_CT1B | 7834 | G | CT1B | 3261 | Combined Cycle | S_VACA | South Carolina | Anderson | 150 | 2001 | 9999 | 2017 | 27.4152 | 3695051 | 0.01484 | NEI 2019
John S Rainey | 7834_G_CT2A | 7834 | G | CT2A | 3262 | Combustion Turbine | S_VACA | South Carolina | Anderson | 146 | 2002 | 9999 |  |  |  | 0.03804 | NEI 2019
John S Rainey | 7834_G_CT2B | 7834 | G | CT2B | 3263 | Combustion Turbine | S_VACA | South Carolina | Anderson | 146 | 2002 | 9999 | 2017 | 22.4157 | 1178541.9342 | 0.03804 | NEI 2019
John S Rainey | 7834_G_CT3A | 7834 | G | CT3A | 88287 | Combustion Turbine | S_VACA | South Carolina | Anderson | 75 | 2004 | 9999 |  |  |  | 0.00652 | NEI 2019
John S Rainey | 7834_G_CT3B | 7834 | G | CT3B | 88288 | Combustion Turbine | S_VACA | South Carolina | Anderson | 75 | 2004 | 9999 |  |  |  | 0.00652 | NEI 2019
John S Rainey | 7834_G_CT4A | 7834 | G | CT4A | 88289 | Combustion Turbine | S_VACA | South Carolina | Anderson | 75 | 2004 | 9999 | 2019 | 2.4607 | 754685.6867 | 0.00652 | NEI 2019
John S Rainey | 7834_G_ST1S | 7834 | G | ST1S | 3260 | Combined Cycle | S_VACA | South Carolina | Anderson | 160 | 2001 | 9999 |  |  |  | 0.01484 | NEI 2019
Essential Power Rock Springs LLC | 7835_G_1 | 7835 | G | 1 | 3264 | Combustion Turbine | PJM_EMAC | Maryland | Cecil | 164 | 2003 | 9999 | 2019 | 0.267 | 18951.4947 | 0.02818 | NEI 2019
Essential Power Rock Springs LLC | 7835_G_2 | 7835 | G | 2 | 3265 | Combustion Turbine | PJM_EMAC | Maryland | Cecil | 163 | 2003 | 9999 | 2019 | 0.16625 | 18835.9368 | 0.01765 | NEI 2019
Essential Power Rock Springs LLC | 7835_G_3 | 7835 | G | 3 | 3266 | Combustion Turbine | PJM_EMAC | Maryland | Cecil | 168.6 | 2003 | 9999 | 2019 | 0.2352 | 19483.0611 | 0.02414 | NEI 2019
Essential Power Rock Springs LLC | 7835_G_4 | 7835 | G | 4 | 3267 | Combustion Turbine | PJM_EMAC | Maryland | Cecil | 169.4 | 2003 | 9999 | 2019 | 0.1914 | 19575.5074 | 0.01956 | NEI 2019
Marsh Run Generation Facility | 7836_G_1 | 7836 | G | 1 | 3270 | Combustion Turbine | PJM_Dom | Virginia | Fauquier | 161 | 2004 | 9999 | 2019 | 2.468 | 236947.9784 | 0.02083 | NEI 2019
Marsh Run Generation Facility | 7836_G_2 | 7836 | G | 2 | 3271 | Combustion Turbine | PJM_Dom | Virginia | Fauquier | 159.3 | 2004 | 9999 | 2019 | 2.3344 | 234446.0432 | 0.01991 | NEI 2019
Marsh Run Generation Facility | 7836_G_3 | 7836 | G | 3 | 3272 | Combustion Turbine | PJM_Dom | Virginia | Fauquier | 161 | 2004 | 9999 | 2019 | 2.6432 | 236947.9784 | 0.02231 | NEI 2019
Louisa Generation Facility | 7837_G_1 | 7837 | G | 1 | 3274 | Combustion Turbine | PJM_Dom | Virginia | Louisa | 76.5 | 2003 | 9999 | 2019 | 1.1336 | 79913.279 | 0.02837 | NEI 2019
Louisa Generation Facility | 7837_G_2 | 7837 | G | 2 | 3275 | Combustion Turbine | PJM_Dom | Virginia | Louisa | 77 | 2003 | 9999 | 2019 | 1.188 | 80435.588 | 0.02954 | NEI 2019
Louisa Generation Facility | 7837_G_3 | 7837 | G | 3 | 3276 | Combustion Turbine | PJM_Dom | Virginia | Louisa | 77.3 | 2003 | 9999 | 2019 | 1.1973 | 80748.9734 | 0.02966 | NEI 2019
Louisa Generation Facility | 7837_G_4 | 7837 | G | 4 | 3277 | Combustion Turbine | PJM_Dom | Virginia | Louisa | 77.2 | 2003 | 9999 | 2019 | 1.2749 | 80644.5116 | 0.03162 | NEI 2019
Louisa Generation Facility | 7837_G_5 | 7837 | G | 5 | 3278 | Combustion Turbine | PJM_Dom | Virginia | Louisa | 158 | 2003 | 9999 | 2019 | 1.7904 | 165049.6481 | 0.0217 | NEI 2019
Remington | 7838_G_1 | 7838 | G | 1 | 3281 | Combustion Turbine | PJM_Dom | Virginia | Fauquier | 153 | 2000 | 9999 | 2019 | 0.87129 | 74073.3896 | 0.02353 | NEI 2019
Remington | 7838_G_2 | 7838 | G | 2 | 3282 | Combustion Turbine | PJM_Dom | Virginia | Fauquier | 151 | 2000 | 9999 | 2019 | 0.52207 | 73105.1099 | 0.01428 | NEI 2019
Remington | 7838_G_3 | 7838 | G | 3 | 3283 | Combustion Turbine | PJM_Dom | Virginia | Fauquier | 152 | 2000 | 9999 | 2019 | 0.98458 | 73589.2498 | 0.02676 | NEI 2019
Remington | 7838_G_4 | 7838 | G | 4 | 3284 | Combustion Turbine | PJM_Dom | Virginia | Fauquier | 152 | 2000 | 9999 | 2019 | 0.66845 | 73589.2498 | 0.01817 | NEI 2019
Ladysmith | 7839_G_1 | 7839 | G | 1 | 3279 | Combustion Turbine | PJM_Dom | Virginia | Caroline | 151 | 2001 | 9999 | 2019 | 1.4807 | 126515.8225 | 0.02341 | NEI 2019
Ladysmith | 7839_G_2 | 7839 | G | 2 | 3280 | Combustion Turbine | PJM_Dom | Virginia | Caroline | 151 | 2001 | 9999 | 2019 | 1.1081 | 126515.8225 | 0.01752 | NEI 2019
Ladysmith | 7839_G_3 | 7839 | G | 3 | 90273 | Combustion Turbine | PJM_Dom | Virginia | Caroline | 161 | 2008 | 9999 | 2019 | 1.6677 | 134894.3538 | 0.02473 | NEI 2019
Ladysmith | 7839_G_4 | 7839 | G | 4 | 90274 | Combustion Turbine | PJM_Dom | Virginia | Caroline | 160 | 2008 | 9999 | 2019 | 1.8477 | 134056.5006 | 0.02757 | NEI 2019
Ladysmith | 7839_G_5 | 7839 | G | 5 | 90276 | Combustion Turbine | PJM_Dom | Virginia | Caroline | 160 | 2009 | 9999 | 2019 | 0.44125 | 134056.5006 | 0.00658 | NEI 2019
Freedom Power Project | 7842_G_CT1 | 7842 | G | CT1 | 3293 | Combustion Turbine | MIS_IL | Illinois | Fayette | 45 | 2000 | 2045 | 2019 | 0.001775 | 156 | 0.02276 | NEI 2019
Pleasant Valley (MN) | 7843_G_11 | 7843 | G | 11 | 3294 | Combustion Turbine | MIS_MNWI | Minnesota | Mower | 155 | 2001 | 9999 | 2017 | 0.1627 | 16933.2606 | 0.01922 | NEI 2019
Pleasant Valley (MN) | 7843_G_12 | 7843 | G | 12 | 3295 | Combustion Turbine | MIS_MNWI | Minnesota | Mower | 154 | 2001 | 9999 | 2017 | 0.18855 | 16824.0138 | 0.02242 | NEI 2019
Pleasant Valley (MN) | 7843_G_13 | 7843 | G | 13 | 3296 | Combustion Turbine | MIS_MNWI | Minnesota | Mower | 126.5 | 2002 | 9999 | 2017 | 0.209 | 13819.7256 | 0.03025 | NEI 2019
Minnesota River | 7844_G_UOO1 | 7844 | G | UOO1 | 3297 | Combustion Turbine | MIS_MNWI | Minnesota | Carver | 39 | 2001 | 9999 | 2017 | 0.005683 | 436 | 0.02607 | NEI 2019
Lagoon Creek | 7845_G_CTG1 | 7845 | G | CTG1 | 90421 | Combined Cycle | S_C_TVA | Tennessee | Haywood | 160 | 2010 | 9999 | 2017 | 10.2908 | 942941 | 0.01348 | NEI 2019
Lagoon Creek | 7845_G_CTG2 | 7845 | G | CTG2 | 90422 | Combined Cycle | S_C_TVA | Tennessee | Haywood | 160 | 2010 | 9999 | 2017 | 10.8885 | 942941 | 0.01348 | NEI 2019
Lagoon Creek | 7845_G_GT1 | 7845 | G | GT1 | 3298 | Combustion Turbine | S_C_TVA | Tennessee | Haywood | 73.9 | 2001 | 9999 | 2017 | 0.24565 | 23410.0454 | 0.02099 | NEI 2019
Lagoon Creek | 7845_G_GT10 | 7845 | G | GT10 | 3299 | Combustion Turbine | S_C_TVA | Tennessee | Haywood | 72.7 | 2002 | 9999 | 2017 | 0.28281 | 23029.9094 | 0.02456 | NEI 2019
Lagoon Creek | 7845_G_GT11 | 7845 | G | GT11 | 3300 | Combustion Turbine | S_C_TVA | Tennessee | Haywood | 72.7 | 2002 | 9999 | 2019 | 0.29881 | 35331.7877 | 0.01692 | NEI 2019
Lagoon Creek | 7845_G_GT12 | 7845 | G | GT12 | 3301 | Combustion Turbine | S_C_TVA | Tennessee | Haywood | 72.7 | 2002 | 9999 | 2017 | 0.20808 | 23029.9094 | 0.01807 | NEI 2019
Lagoon Creek | 7845_G_GT2 | 7845 | G | GT2 | 3302 | Combustion Turbine | S_C_TVA | Tennessee | Haywood | 73.9 | 2001 | 9999 | 2017 | 0.26316 | 23410.0454 | 0.02248 | NEI 2019
Lagoon Creek | 7845_G_GT3 | 7845 | G | GT3 | 3303 | Combustion Turbine | S_C_TVA | Tennessee | Haywood | 73.9 | 2001 | 9999 | 2017 | 0.26124 | 23410.0454 | 0.02232 | NEI 2019
Lagoon Creek | 7845_G_GT4 | 7845 | G | GT4 | 3304 | Combustion Turbine | S_C_TVA | Tennessee | Haywood | 73.9 | 2001 | 9999 | 2019 | 0.25362 | 35914.9809 | 0.01412 | NEI 2019
Lagoon Creek | 7845_G_GT5 | 7845 | G | GT5 | 3305 | Combustion Turbine | S_C_TVA | Tennessee | Haywood | 73.9 | 2001 | 9999 | 2017 | 0.25936 | 23410.0454 | 0.02216 | NEI 2019
Lagoon Creek | 7845_G_GT6 | 7845 | G | GT6 | 3306 | Combustion Turbine | S_C_TVA | Tennessee | Haywood | 73.9 | 2001 | 9999 | 2017 | 0.22357 | 23410.0454 | 0.0191 | NEI 2019
Lagoon Creek | 7845_G_GT7 | 7845 | G | GT7 | 3307 | Combustion Turbine | S_C_TVA | Tennessee | Haywood | 73.9 | 2001 | 9999 | 2017 | 0.27935 | 23410.0454 | 0.02387 | NEI 2019
Lagoon Creek | 7845_G_GT8 | 7845 | G | GT8 | 3308 | Combustion Turbine | S_C_TVA | Tennessee | Haywood | 73.9 | 2001 | 9999 | 2019 | 0.29783 | 35914.9809 | 0.01659 | NEI 2019
Lagoon Creek | 7845_G_GT9 | 7845 | G | GT9 | 3309 | Combustion Turbine | S_C_TVA | Tennessee | Haywood | 72.7 | 2002 | 9999 | 2017 | 0.26281 | 23029.9094 | 0.02282 | NEI 2019
Lagoon Creek | 7845_G_STG1 | 7845 | G | STG1 | 90421 | Combined Cycle | S_C_TVA | Tennessee | Haywood | 205 | 2010 | 9999 |  |  |  | 0.01348 | NEI 2019
Brandy Branch | 7846_G_001 | 7846 | G | 001 | 3310 | Combustion Turbine | FRCC | Florida | Duval | 158.6 | 2001 | 9999 | 2019 | 1.8008 | 153351.996 | 0.02349 | NEI 2019
Brandy Branch | 7846_G_002 | 7846 | G | 002 | 3311 | Combined Cycle | FRCC | Florida | Duval | 189.8 | 2001 | 9999 | 2019 | 12.523 | 2372051 | 0.01429 | NEI 2019
Brandy Branch | 7846_G_003 | 7846 | G | 003 | 3312 | Combined Cycle | FRCC | Florida | Duval | 189.8 | 2001 | 9999 | 2019 | 13.2075 | 1229407 | 0.01429 | NEI 2019
Brandy Branch | 7846_G_004 | 7846 | G | 004 | 3311 | Combined Cycle | FRCC | Florida | Duval | 185 | 2005 | 9999 |  |  |  | 0.01429 | NEI 2019
Coon Rapids II | 7847_G_1 | 7847 | G | 1 |  | Combustion Turbine | MIS_MIDA | Iowa | Carroll | 1.7 | 2001 | 9999 |  |  |  | 1.9821 | Default Emission Factor
Coon Rapids II | 7847_G_2 | 7847 | G | 2 |  | Combustion Turbine | MIS_MIDA | Iowa | Carroll | 1.7 | 2001 | 9999 |  |  |  | 1.9821 | Default Emission Factor
Coon Rapids II | 7847_G_3 | 7847 | G | 3 |  | Combustion Turbine | MIS_MIDA | Iowa | Carroll | 1.7 | 2001 | 9999 |  |  |  | 1.9821 | Default Emission Factor
Holden | 7848_G_11 | 7848 | G | 11 | 3316 | Combustion Turbine | S_D_AECI | Missouri | Johnson | 93 | 2002 | 9999 | 2019 | 0.3887 | 59328.7149 | 0.0131 | NEI 2019
Holden | 7848_G_12 | 7848 | G | 12 | 3317 | Combustion Turbine | S_D_AECI | Missouri | Johnson | 83 | 2002 | 9999 | 2019 | 0.9693 | 52949.2831 | 0.03661 | NEI 2019
Holden | 7848_G_13 | 7848 | G | 13 | 3318 | Combustion Turbine | S_D_AECI | Missouri | Johnson | 88 | 2002 | 9999 | 2019 | 0.8418 | 56138.999 | 0.02999 | NEI 2019
Knoxville Industrial | 7849_G_1 | 7849 | G | 1 |  | Combustion Turbine | MIS_MIDA | Iowa | Marion | 2 | 2000 | 9999 |  |  |  | 1.9821 | Default Emission Factor
Knoxville Industrial | 7849_G_2 | 7849 | G | 2 |  | Combustion Turbine | MIS_MIDA | Iowa | Marion | 2 | 2000 | 9999 |  |  |  | 1.9821 | Default Emission Factor
Knoxville Industrial | 7849_G_3 | 7849 | G | 3 |  | Combustion Turbine | MIS_MIDA | Iowa | Marion | 2 | 2000 | 9999 |  |  |  | 1.9821 | Default Emission Factor
Knoxville Industrial | 7849_G_4 | 7849 | G | 4 |  | Combustion Turbine | MIS_MIDA | Iowa | Marion | 2 | 2000 | 9999 |  |  |  | 1.9821 | Default Emission Factor
Knoxville Industrial | 7849_G_5 | 7849 | G | 5 |  | Combustion Turbine | MIS_MIDA | Iowa | Marion | 2 | 2000 | 9999 |  |  |  | 1.9821 | Default Emission Factor
Knoxville Industrial | 7849_G_6 | 7849 | G | 6 |  | Combustion Turbine | MIS_MIDA | Iowa | Marion | 2 | 2000 | 9999 |  |  |  | 1.9821 | Default Emission Factor
Knoxville Industrial | 7849_G_7 | 7849 | G | 7 |  | Combustion Turbine | MIS_MIDA | Iowa | Marion | 2 | 2000 | 9999 |  |  |  | 1.9821 | Default Emission Factor
Knoxville Industrial | 7849_G_8 | 7849 | G | 8 |  | Combustion Turbine | MIS_MIDA | Iowa | Marion | 2 | 2000 | 9999 |  |  |  | 1.9821 | Default Emission Factor
Shenandoah | 7850_G_1 | 7850 | G | 1 |  | Combustion Turbine | MIS_MIDA | Iowa | Page | 2 | 2000 | 9999 |  |  |  | 1.9821 | Default Emission Factor
Shenandoah | 7850_G_10 | 7850 | G | 10 |  | Combustion Turbine | MIS_MIDA | Iowa | Page | 2 | 2000 | 9999 |  |  |  | 1.9821 | Default Emission Factor
Shenandoah | 7850_G_2 | 7850 | G | 2 |  | Combustion Turbine | MIS_MIDA | Iowa | Page | 2 | 2000 | 9999 |  |  |  | 1.9821 | Default Emission Factor
Shenandoah | 7850_G_3 | 7850 | G | 3 |  | Combustion Turbine | MIS_MIDA | Iowa | Page | 2 | 2000 | 9999 |  |  |  | 1.9821 | Default Emission Factor
Shenandoah | 7850_G_4 | 7850 | G | 4 |  | Combustion Turbine | MIS_MIDA | Iowa | Page | 2 | 2000 | 9999 |  |  |  | 1.9821 | Default Emission Factor
Shenandoah | 7850_G_5 | 7850 | G | 5 |  | Combustion Turbine | MIS_MIDA | Iowa | Page | 2 | 2000 | 9999 |  |  |  | 1.9821 | Default Emission Factor
Shenandoah | 7850_G_6 | 7850 | G | 6 |  | Combustion Turbine | MIS_MIDA | Iowa | Page | 2 | 2000 | 9999 |  |  |  | 1.9821 | Default Emission Factor
Shenandoah | 7850_G_7 | 7850 | G | 7 |  | Combustion Turbine | MIS_MIDA | Iowa | Page | 2 | 2000 | 9999 |  |  |  | 1.9821 | Default Emission Factor
Shenandoah | 7850_G_8 | 7850 | G | 8 |  | Combustion Turbine | MIS_MIDA | Iowa | Page | 2 | 2000 | 9999 |  |  |  | 1.9821 | Default Emission Factor
Shenandoah | 7850_G_9 | 7850 | G | 9 |  | Combustion Turbine | MIS_MIDA | Iowa | Page | 2 | 2000 | 9999 |  |  |  | 1.9821 | Default Emission Factor
Waterloo Lundquist | 7851_G_1 | 7851 | G | 1 |  | Combustion Turbine | MIS_MIDA | Iowa | Black Hawk | 2 | 2000 | 9999 |  |  |  | 1.9821 | Default Emission Factor
Waterloo Lundquist | 7851_G_2 | 7851 | G | 2 |  | Combustion Turbine | MIS_MIDA | Iowa | Black Hawk | 2 | 2000 | 9999 |  |  |  | 1.9821 | Default Emission Factor
Waterloo Lundquist | 7851_G_3 | 7851 | G | 3 |  | Combustion Turbine | MIS_MIDA | Iowa | Black Hawk | 2 | 2000 | 9999 |  |  |  | 1.9821 | Default Emission Factor
Waterloo Lundquist | 7851_G_4 | 7851 | G | 4 |  | Combustion Turbine | MIS_MIDA | Iowa | Black Hawk | 2 | 2000 | 9999 |  |  |  | 1.9821 | Default Emission Factor
Waterloo Lundquist | 7851_G_5 | 7851 | G | 5 |  | Combustion Turbine | MIS_MIDA | Iowa | Black Hawk | 2 | 2000 | 9999 |  |  |  | 1.9821 | Default Emission Factor
Waterloo Lundquist | 7851_G_6 | 7851 | G | 6 |  | Combustion Turbine | MIS_MIDA | Iowa | Black Hawk | 2 | 2000 | 9999 |  |  |  | 1.9821 | Default Emission Factor
Waterloo Lundquist | 7851_G_7 | 7851 | G | 7 |  | Combustion Turbine | MIS_MIDA | Iowa | Black Hawk | 2 | 2000 | 9999 |  |  |  | 1.9821 | Default Emission Factor
Waterloo Lundquist | 7851_G_8 | 7851 | G | 8 |  | Combustion Turbine | MIS_MIDA | Iowa | Black Hawk | 2 | 2000 | 9999 |  |  |  | 1.9821 | Default Emission Factor
Waterloo Lundquist | 7851_G_9 | 7851 | G | 9 |  | Combustion Turbine | MIS_MIDA | Iowa | Black Hawk | 2 | 2000 | 9999 |  |  |  | 1.9821 | Default Emission Factor
West Receiving | 7853_G_1 | 7853 | G | 1 |  | Combustion Turbine | MIS_MIDA | Iowa | Crawford | 1.8 | 1998 | 9999 |  |  |  | 1.9821 | Default Emission Factor
Avenue A Generator Sets | 7854_G_1 | 7854 | G | 1 |  | Combustion Turbine | PJM_COMD | Illinois | Whiteside | 1.8 | 2000 | 9999 |  |  |  | 1.9821 | Default Emission Factor
Avenue A Generator Sets | 7854_G_2 | 7854 | G | 2 |  | Combustion Turbine | PJM_COMD | Illinois | Whiteside | 1.8 | 2000 | 9999 |  |  |  | 1.9821 | Default Emission Factor
North | 7856_G_1 | 7856 | G | 1 |  | Combustion Turbine | MIS_MIDA | Iowa | Adair | 1.8 | 2002 | 9999 |  |  |  | 1.9821 | Default Emission Factor
North | 7856_G_2 | 7856 | G | 2 |  | Combustion Turbine | MIS_MIDA | Iowa | Adair | 1.8 | 2002 | 9999 |  |  |  | 1.9821 | Default Emission Factor
North | 7856_G_3 | 7856 | G | 3 |  | Combustion Turbine | MIS_MIDA | Iowa | Adair | 2.2 | 2011 | 9999 |  |  |  | 1.9821 | Default Emission Factor
North | 7856_G_4 | 7856 | G | 4 |  | Combustion Turbine | MIS_MIDA | Iowa | Adair | 2.2 | 2011 | 9999 |  |  |  | 1.9821 | Default Emission Factor
Gilliam South | 7857_G_1 | 7857 | G | 1 |  | Combustion Turbine | MIS_MIDA | Iowa | Adair | 1.7 | 2001 | 9999 |  |  |  | 1.9821 | Default Emission Factor
Gilliam South | 7857_G_7 | 7857 | G | 7 |  | Combustion Turbine | MIS_MIDA | Iowa | Adair | 2.3 | 2012 | 9999 |  |  |  | 1.9821 | Default Emission Factor
Shelbina Power #3 | 7860_G_G7 | 7860 | G | G7 |  | Combustion Turbine | S_D_AECI | Missouri | Shelby | 1.8 | 2002 | 9999 | 2019 | 0.002 | 4 | 1 | NEI 2019
Shelbina Power #3 | 7860_G_G8 | 7860 | G | G8 |  | Combustion Turbine | S_D_AECI | Missouri | Shelby | 1.8 | 2002 | 9999 | 2017 | 0.0017 | 15.5 | 0.21936 | NEI 2019
Elk Mound | 7863_G_1 | 7863 | G | 1 | 3327 | Combustion Turbine | MIS_MNWI | Wisconsin | Chippewa | 30.7 | 2001 | 9999 |  |  |  | 0.04322 | Default Emission Factor
Elk Mound | 7863_G_2 | 7863 | G | 2 | 3328 | Combustion Turbine | MIS_MNWI | Wisconsin | Chippewa | 33.9 | 2001 | 9999 |  |  |  | 0.04322 | Default Emission Factor
Earlville | 7865_G_1 | 7865 | G | 1 |  | Combustion Turbine | MIS_IA | Iowa | Delaware | 1.8 | 2001 | 9999 |  |  |  | 1.9821 | Default Emission Factor
Glenwood Landing | 7869_G_GT1 | 7869 | G | GT1 | 3335 | Combustion Turbine | NY_Z_K | New York | Nassau | 12.6 | 1967 | 9999 |  |  |  | 0.02784 | Default Emission Factor
Glenwood Landing | 7869_G_GT4 | 7869 | G | GT4 | 10031 | Combustion Turbine | NY_Z_K | New York | Nassau | 40 | 2002 | 9999 |  |  |  | 0.028 | NEI 2019
Glenwood Landing | 7869_G_GT5 | 7869 | G | GT5 | 10032 | Combustion Turbine | NY_Z_K | New York | Nassau | 40 | 2002 | 9999 | 2019 | 0.96884 | 69194.8164 | 0.028 | NEI 2019
Encogen | 7870_G_CTG1 | 7870 | G | CTG1 | 89576 | Combined Cycle | WECC_PNW | Washington | Whatcom | 34.5 | 1993 | 9999 | 2019 | 0.2 | 91157 | 0.00299 | NEI 2019
Encogen | 7870_G_CTG2 | 7870 | G | CTG2 | 89577 | Combined Cycle | WECC_PNW | Washington | Whatcom | 34.5 | 1993 | 9999 | 2019 | 0.2 | 86691 | 0.00299 | NEI 2019
Encogen | 7870_G_CTG3 | 7870 | G | CTG3 | 89578 | Combined Cycle | WECC_PNW | Washington | Whatcom | 34.5 | 1993 | 9999 | 2019 | 0.2 | 90778 | 0.00299 | NEI 2019
Encogen | 7870_G_STG | 7870 | G | STG | 89576 | Combined Cycle | WECC_PNW | Washington | Whatcom | 55.9 | 1993 | 9999 |  |  |  | 0.00299 | NEI 2019
Robert P Mone Plant | 7872_G_1 | 7872 | G | 1 | 3336 | Combustion Turbine | PJM_West | Ohio | Van Wert | 145 | 2002 | 9999 | 2019 | 0.52 | 46144.3343 | 0.02254 | NEI 2019
Robert P Mone Plant | 7872_G_2 | 7872 | G | 2 | 3337 | Combustion Turbine | PJM_West | Ohio | Van Wert | 145 | 2002 | 9999 | 2019 | 0.53 | 46144.3343 | 0.02297 | NEI 2019
Robert P Mone Plant | 7872_G_3 | 7872 | G | 3 | 3338 | Combustion Turbine | PJM_West | Ohio | Van Wert | 145 | 2002 | 9999 | 2019 | 0.45 | 46144.3343 | 0.0195 | NEI 2019
H L Culbreath Bayside Power Station | 7873_G_1A | 7873 | G | 1A | 3339 | Combined Cycle | FRCC | Florida | Hillsborough | 156 | 2003 | 9999 | 2019 | 21.6938 | 1808847 | 0.03943 | NEI 2019
H L Culbreath Bayside Power Station | 7873_G_1B | 7873 | G | 1B | 3340 | Combined Cycle | FRCC | Florida | Hillsborough | 156 | 2003 | 9999 | 2019 | 19.3697 | 698269 | 0.03943 | NEI 2019
H L Culbreath Bayside Power Station | 7873_G_1C | 7873 | G | 1C | 3341 | Combined Cycle | FRCC | Florida | Hillsborough | 156 | 2003 | 9999 | 2019 | 21.8805 | 685701 | 0.03943 | NEI 2019
H L Culbreath Bayside Power Station | 7873_G_1ST | 7873 | G | 1ST | 3339 | Combined Cycle | FRCC | Florida | Hillsborough | 233 | 1965 | 9999 |  |  |  | 0.03943 | NEI 2019
H L Culbreath Bayside Power Station | 7873_G_2A | 7873 | G | 2A | 3342 | Combined Cycle | FRCC | Florida | Hillsborough | 156 | 2004 | 9999 | 2019 | 25.1323 | 2344211 | 0.0313 | NEI 2019
H L Culbreath Bayside Power Station | 7873_G_2B | 7873 | G | 2B | 3343 | Combined Cycle | FRCC | Florida | Hillsborough | 156 | 2004 | 9999 | 2019 | 24.4813 | 701154 | 0.0313 | NEI 2019
H L Culbreath Bayside Power Station | 7873_G_2C | 7873 | G | 2C | 3344 | Combined Cycle | FRCC | Florida | Hillsborough | 156 | 2004 | 9999 | 2019 | 11.1369 | 793146 | 0.0313 | NEI 2019
H L Culbreath Bayside Power Station | 7873_G_2D | 7873 | G | 2D | 3345 | Combined Cycle | FRCC | Florida | Hillsborough | 156 | 2004 | 9999 | 2019 | 11.989 | 809985 | 0.0313 | NEI 2019
H L Culbreath Bayside Power Station | 7873_G_2ST | 7873 | G | 2ST | 3342 | Combined Cycle | FRCC | Florida | Hillsborough | 305 | 1967 | 9999 |  |  |  | 0.0313 | NEI 2019
H L Culbreath Bayside Power Station | 7873_G_3 | 7873 | G | 3 | 90399 | Combustion Turbine | FRCC | Florida | Hillsborough | 56 | 2009 | 9999 | 2019 | 0.012843 | 5301.5 | 0.00485 | NEI 2019
H L Culbreath Bayside Power Station | 7873_G_4 | 7873 | G | 4 | 90401 | Combustion Turbine | FRCC | Florida | Hillsborough | 56 | 2009 | 9999 | 2019 | 0.014261 | 5301.5 | 0.00538 | NEI 2019
H L Culbreath Bayside Power Station | 7873_G_5 | 7873 | G | 5 | 90403 | Combustion Turbine | FRCC | Florida | Hillsborough | 56 | 2009 | 9999 | 2019 | 0.06091 | 5301.5 | 0.02298 | NEI 2019
H L Culbreath Bayside Power Station | 7873_G_6 | 7873 | G | 6 | 90405 | Combustion Turbine | FRCC | Florida | Hillsborough | 56 | 2009 | 9999 | 2019 | 0.039155 | 5301.5 | 0.01477 | NEI 2019
Edgerton | 7874_G_1 | 7874 | G | 1 |  | Combustion Turbine | PJM_West | Ohio | Williams | 1.8 | 2000 | 9999 | 2018 | 0.0225 | 100.5 | 0.44776 | Ohio State Emissions Inventory
Edgerton | 7874_G_2 | 7874 | G | 2 |  | Combustion Turbine | PJM_West | Ohio | Williams | 1.8 | 2000 | 9999 | 2018 | 0.023 | 100.5 | 0.45771 | Ohio State Emissions Inventory
Wellington | 7878_G_1 | 7878 | G | 1 |  | Combustion Turbine | PJM_ATSI | Ohio | Lorain | 1 | 1998 | 9999 | 2018 | 0.06 | 51 | 2.3529 | Ohio State Emissions Inventory
Powell Valley | 7883_G_1 | 7883 | G | 1 |  | Combustion Turbine | S_C_TVA | Tennessee | Hancock | 1.8 | 2000 | 9999 |  |  |  | 1.9821 | Default Emission Factor
Powell Valley | 7883_G_10 | 7883 | G | 10 |  | Combustion Turbine | S_C_TVA | Tennessee | Hancock | 1.8 | 2000 | 9999 |  |  |  | 1.9821 | Default Emission Factor
Powell Valley | 7883_G_11 | 7883 | G | 11 |  | Combustion Turbine | S_C_TVA | Tennessee | Hancock | 1.8 | 2000 | 9999 |  |  |  | 1.9821 | Default Emission Factor
Powell Valley | 7883_G_2 | 7883 | G | 2 |  | Combustion Turbine | S_C_TVA | Tennessee | Hancock | 1.8 | 2000 | 9999 |  |  |  | 1.9821 | Default Emission Factor
Powell Valley | 7883_G_3 | 7883 | G | 3 |  | Combustion Turbine | S_C_TVA | Tennessee | Hancock | 1.8 | 2000 | 9999 |  |  |  | 1.9821 | Default Emission Factor
Powell Valley | 7883_G_4 | 7883 | G | 4 |  | Combustion Turbine | S_C_TVA | Tennessee | Hancock | 1.8 | 2000 | 9999 |  |  |  | 1.9821 | Default Emission Factor
Powell Valley | 7883_G_5 | 7883 | G | 5 |  | Combustion Turbine | S_C_TVA | Tennessee | Hancock | 1.8 | 2000 | 9999 |  |  |  | 1.9821 | Default Emission Factor
Powell Valley | 7883_G_6 | 7883 | G | 6 |  | Combustion Turbine | S_C_TVA | Tennessee | Hancock | 1.8 | 2000 | 9999 |  |  |  | 1.9821 | Default Emission Factor
Powell Valley | 7883_G_7 | 7883 | G | 7 |  | Combustion Turbine | S_C_TVA | Tennessee | Hancock | 1.8 | 2000 | 9999 |  |  |  | 1.9821 | Default Emission Factor
Powell Valley | 7883_G_8 | 7883 | G | 8 |  | Combustion Turbine | S_C_TVA | Tennessee | Hancock | 1.8 | 2000 | 9999 |  |  |  | 1.9821 | Default Emission Factor
Powell Valley | 7883_G_9 | 7883 | G | 9 |  | Combustion Turbine | S_C_TVA | Tennessee | Hancock | 1.8 | 2000 | 9999 |  |  |  | 1.9821 | Default Emission Factor
Dakota Magic | 7884_G_1 | 7884 | G | 1 |  | Combustion Turbine | MIS_MAPP | North Dakota | Richland | 1.5 | 2000 | 9999 |  |  |  | 1.9821 | Default Emission Factor
Terry Bundy Generating Station | 7887_G_1 | 7887 | G | 1 | 8370 | Combined Cycle | SPP_NEBR | Nebraska | Lancaster | 27.3 | 2004 | 9999 |  |  |  | 0.01609 | Default Emission Factor
Terry Bundy Generating Station | 7887_G_2 | 7887 | G | 2 | 8370 | Combined Cycle | SPP_NEBR | Nebraska | Lancaster | 46 | 2003 | 9999 |  |  |  | 0.01609 | Default Emission Factor
Terry Bundy Generating Station | 7887_G_3 | 7887 | G | 3 | 8372 | Combined Cycle | SPP_NEBR | Nebraska | Lancaster | 44.9 | 2004 | 9999 |  |  |  | 0.01609 | Default Emission Factor
Terry Bundy Generating Station | 7887_G_4 | 7887 | G | 4 | 8374 | Combustion Turbine | SPP_NEBR | Nebraska | Lancaster | 45.5 | 2003 | 9999 |  |  |  | 0.04322 | Default Emission Factor
Terry Bundy Generating Station | 7887_G_BSU | 7887 | G | BSU |  | Combustion Turbine | SPP_NEBR | Nebraska | Lancaster | 1.6 | 2004 | 9999 |  |  |  | 1.9821 | Default Emission Factor
Terry Bundy Generating Station | 7887_G_LFG1 | 7887 | G | LFG1 |  | Landfill Gas | SPP_NEBR | Nebraska | Lancaster | 1.6 | 2014 | 9999 |  |  |  | 1.5652 | Default Emission Factor
Terry Bundy Generating Station | 7887_G_LFG2 | 7887 | G | LFG2 |  | Landfill Gas | SPP_NEBR | Nebraska | Lancaster | 1.6 | 2014 | 9999 |  |  |  | 1.5652 | Default Emission Factor
Terry Bundy Generating Station | 7887_G_LFG3 | 7887 | G | LFG3 |  | Landfill Gas | SPP_NEBR | Nebraska | Lancaster | 1.6 | 2014 | 9999 |  |  |  | 1.5652 | Default Emission Factor
E B Harris Electric Generating Plant | 7897_G_CT1A | 7897 | G | CT1A | 3355 | Combined Cycle | S_SOU | Alabama | Autauga | 182.6 | 2003 | 9999 | 2019 | 10.69 | 621928 | 0.01397 | NEI 2019
E B Harris Electric Generating Plant | 7897_G_CT1B | 7897 | G | CT1B | 3356 | Combined Cycle | S_SOU | Alabama | Autauga | 182.6 | 2003 | 9999 | 2019 | 3.54 | 1415246 | 0.01397 | NEI 2019
E B Harris Electric Generating Plant | 7897_G_CT2A | 7897 | G | CT2A | 3357 | Combined Cycle | S_SOU | Alabama | Autauga | 178.3 | 2003 | 9999 | 2019 | 8.33 | 736552 | 0.03107 | NEI 2019
E B Harris Electric Generating Plant | 7897_G_CT2B | 7897 | G | CT2B | 3358 | Combined Cycle | S_SOU | Alabama | Autauga | 178.3 | 2003 | 9999 | 2019 | 28.45 | 1630679 | 0.03107 | NEI 2019
E B Harris Electric Generating Plant | 7897_G_ST1 | 7897 | G | ST1 | 3355 | Combined Cycle | S_SOU | Alabama | Autauga | 293 | 2003 | 9999 |  |  |  | 0.01397 | NEI 2019
E B Harris Electric Generating Plant | 7897_G_ST2 | 7897 | G | ST2 | 3357 | Combined Cycle | S_SOU | Alabama | Autauga | 300 | 2003 | 9999 |  |  |  | 0.03107 | NEI 2019
New Knoxville | 7898_G_1 | 7898 | G | 1 |  | Combustion Turbine | PJM_West | Ohio | Auglaize | 1 | 2000 | 9999 |  |  |  | 1.9821 | Default Emission Factor
Sand Hill | 7900_G_5A | 7900 | G | 5A | 10015 | Combined Cycle | ERC_REST | Texas | Travis | 161 | 2004 | 9999 |  |  |  | 0.00206 | NEI 2019
Sand Hill | 7900_G_5C | 7900 | G | 5C | 10015 | Combined Cycle | ERC_REST | Texas | Travis | 151 | 2004 | 9999 | 2019 | 1.2356 | 1202191 | 0.00206 | NEI 2019
Sand Hill | 7900_G_SH1 | 7900 | G | SH1 | 1149 | Combustion Turbine | ERC_REST | Texas | Travis | 47.3 | 2001 | 9999 | 2019 | 0.1627 | 52551.8333 | 0.00619 | NEI 2019
Sand Hill | 7900_G_SH2 | 7900 | G | SH2 | 1150 | Combustion Turbine | ERC_REST | Texas | Travis | 47.3 | 2001 | 9999 | 2019 | 0.1846 | 52551.8333 | 0.00703 | NEI 2019
Sand Hill | 7900_G_SH3 | 7900 | G | SH3 | 1151 | Combustion Turbine | ERC_REST | Texas | Travis | 47.3 | 2001 | 9999 | 2019 | 0.106 | 52551.8333 | 0.00403 | NEI 2019
Sand Hill | 7900_G_SH4 | 7900 | G | SH4 | 1152 | Combustion Turbine | ERC_REST | Texas | Travis | 47.3 | 2001 | 9999 | 2019 | 0.1472 | 52551.8333 | 0.0056 | NEI 2019
Sand Hill | 7900_G_SH6 | 7900 | G | SH6 | 90519 | Combustion Turbine | ERC_REST | Texas | Travis | 47.3 | 2010 | 9999 | 2019 | 1.6906 | 52551.8333 | 0.06434 | NEI 2019
Sand Hill | 7900_G_SH7 | 7900 | G | SH7 | 90520 | Combustion Turbine | ERC_REST | Texas | Travis | 47.3 | 2010 | 9999 | 2019 | 0.8112 | 52551.8333 | 0.03087 | NEI 2019
McCartney | 7903_G_MGS1 | 7903 | G | MGS1 | 3361 | Combustion Turbine | SPP_N | Missouri | Greene | 50 | 2002 | 9999 | 2019 | 0.6364 | 49242.5 | 0.02585 | NEI 2019
McCartney | 7903_G_MSG2 | 7903 | G | MSG2 | 3363 | Combustion Turbine | SPP_N | Missouri | Greene | 50 | 2002 | 9999 | 2019 | 0.3226 | 49242.5 | 0.0131 | NEI 2019
Vernon Boulevard | 7909_G_VG02 | 7909 | G | VG02 | 8380 | Combustion Turbine | NY_Z_J | New York | Queens | 40 | 2001 | 9999 |  |  |  | 0.03811 | NEI 2019
Vernon Boulevard | 7909_G_VG03 | 7909 | G | VG03 | 8382 | Combustion Turbine | NY_Z_J | New York | Queens | 39.9 | 2001 | 9999 | 2019 | 0.61055 | 32038 | 0.03811 | NEI 2019
Joseph J Seymour Power Project | 7910_G_1 | 7910 | G | 1 | 8384 | Combustion Turbine | NY_Z_J | New York | Kings | 40 | 2001 | 9999 |  |  |  | 0.02488 | NEI 2019
Joseph J Seymour Power Project | 7910_G_2 | 7910 | G | 2 | 8386 | Combustion Turbine | NY_Z_J | New York | Kings | 39.9 | 2001 | 9999 | 2019 | 0.90781 | 72966 | 0.02488 | NEI 2019
Brentwood | 7912_G_1 | 7912 | G | 1 | 8390 | Combustion Turbine | NY_Z_K | New York | Suffolk | 45.5 | 2001 | 9999 | 2019 | 0.57821 | 50423 | 0.02293 | NEI 2019
Hell Gate | 7913_G_HG01 | 7913 | G | HG01 | 8392 | Combustion Turbine | NY_Z_J | New York | Bronx | 39.9 | 2001 | 9999 |  |  |  | 0.02777 | NEI 2019
Hell Gate | 7913_G_HG02 | 7913 | G | HG02 | 8394 | Combustion Turbine | NY_Z_J | New York | Bronx | 40 | 2001 | 9999 | 2019 | 0.3459 | 24911 | 0.02777 | NEI 2019
Harlem River Yard | 7914_G_HR01 | 7914 | G | HR01 | 8396 | Combustion Turbine | NY_Z_J | New York | Bronx | 39.9 | 2001 | 9999 |  |  |  | 0.02712 | NEI 2019
Harlem River Yard | 7914_G_HR02 | 7914 | G | HR02 | 8398 | Combustion Turbine | NY_Z_J | New York | Bronx | 40 | 2001 | 9999 | 2019 | 0.34371 | 25345 | 0.02712 | NEI 2019
North 1st | 7915_G_N01 | 7915 | G | N01 | 8400 | Combustion Turbine | NY_Z_J | New York | Kings | 46 | 2001 | 9999 | 2019 | 0.35972 | 29372 | 0.02449 | NEI 2019
Talbot County Energy | 7916_G_1 | 7916 | G | 1 | 3365 | Combustion Turbine | S_SOU | Georgia | Talbot | 97 | 2002 | 9999 | 2019 | 1.09 | 82562.3932 | 0.0264 | NEI 2019
Talbot County Energy | 7916_G_2 | 7916 | G | 2 | 3366 | Combustion Turbine | S_SOU | Georgia | Talbot | 95.8 | 2002 | 9999 | 2019 | 1.1 | 81541.0028 | 0.02698 | NEI 2019
Talbot County Energy | 7916_G_3 | 7916 | G | 3 | 3367 | Combustion Turbine | S_SOU | Georgia | Talbot | 96.2 | 2002 | 9999 | 2019 | 1.09 | 81881.4662 | 0.02662 | NEI 2019
Talbot County Energy | 7916_G_4 | 7916 | G | 4 | 3368 | Combustion Turbine | S_SOU | Georgia | Talbot | 97.3 | 2002 | 9999 | 2019 | 1.13 | 82817.7408 | 0.02729 | NEI 2019
Talbot County Energy | 7916_G_5 | 7916 | G | 5 | 3369 | Combustion Turbine | S_SOU | Georgia | Talbot | 96.5 | 2003 | 9999 | 2019 | 0.8773 | 82136.8139 | 0.02136 | NEI 2019
Talbot County Energy | 7916_G_6 | 7916 | G | 6 | 3370 | Combustion Turbine | S_SOU | Georgia | Talbot | 96.3 | 2003 | 9999 | 2019 | 0.768 | 81966.5821 | 0.01874 | NEI 2019
Chattahoochee Energy Facility | 7917_G_1 | 7917 | G | 1 | 3371 | Combined Cycle | S_SOU | Georgia | Heard | 142.8 | 2003 | 9999 | 2019 | 11.7011 | 2241956 | 0.01425 | NEI 2019
Chattahoochee Energy Facility | 7917_G_2 | 7917 | G | 2 | 3372 | Combined Cycle | S_SOU | Georgia | Heard | 149.1 | 2003 | 9999 | 2019 | 12.0098 | 1085389 | 0.01425 | NEI 2019
Chattahoochee Energy Facility | 7917_G_3 | 7917 | G | 3 | 3371 | Combined Cycle | S_SOU | Georgia | Heard | 166 | 2003 | 9999 |  |  |  | 0.01425 | NEI 2019
Galion | 7918_G_1 | 7918 | G | 1 |  | Combustion Turbine | PJM_ATSI | Ohio | Crawford | 1.8 | 2001 | 9999 | 2018 | 0.014 | 95 | 0.29474 | Ohio State Emissions Inventory
Galion | 7918_G_2 | 7918 | G | 2 |  | Combustion Turbine | PJM_ATSI | Ohio | Crawford | 1.8 | 2001 | 9999 | 2018 | 0.014 | 95 | 0.29474 | Ohio State Emissions Inventory
Galion | 7918_G_3 | 7918 | G | 3 |  | Combustion Turbine | PJM_ATSI | Ohio | Crawford | 1.8 | 2001 | 9999 | 2018 | 0.014 | 95 | 0.29474 | Ohio State Emissions Inventory
Seville | 7919_G_1 | 7919 | G | 1 |  | Combustion Turbine | PJM_ATSI | Ohio | Medina | 1.8 | 2001 | 9999 | 2018 | 0.014667 | 64.6667 | 0.45361 | Ohio State Emissions Inventory
Seville | 7919_G_2 | 7919 | G | 2 |  | Combustion Turbine | PJM_ATSI | Ohio | Medina | 1.8 | 2001 | 9999 | 2018 | 0.015667 | 64.6667 | 0.48454 | Ohio State Emissions Inventory
Seville | 7919_G_3 | 7919 | G | 3 |  | Combustion Turbine | PJM_ATSI | Ohio | Medina | 1.8 | 2001 | 9999 | 2018 | 0.014333 | 64.6667 | 0.4433 | Ohio State Emissions Inventory
Traer South | 7920_G_5 | 7920 | G | 5 |  | Combustion Turbine | MIS_MIDA | Iowa | Tama | 1.8 | 2001 | 9999 |  |  |  | 1.9821 | Default Emission Factor
Maquoketa 2 | 7921_G_11 | 7921 | G | 11 |  | Combustion Turbine | MIS_IA | Iowa | Jackson | 1.2 | 2001 | 9999 |  |  |  | 1.9821 | Default Emission Factor
Maquoketa 2 | 7921_G_12 | 7921 | G | 12 |  | Combustion Turbine | MIS_IA | Iowa | Jackson | 1.3 | 2001 | 9999 |  |  |  | 1.9821 | Default Emission Factor
Maquoketa 2 | 7921_G_13 | 7921 | G | 13 |  | Combustion Turbine | MIS_IA | Iowa | Jackson | 1.3 | 2002 | 9999 |  |  |  | 1.9821 | Default Emission Factor
Maquoketa 2 | 7921_G_14 | 7921 | G | 14 |  | Combustion Turbine | MIS_IA | Iowa | Jackson | 1.3 | 2002 | 9999 |  |  |  | 1.9821 | Default Emission Factor
Albertville | 7924_G_DG1 | 7924 | G | DG1 |  | Combustion Turbine | S_C_TVA | Alabama | Marshall | 0.9 | 2000 | 9999 |  |  |  | 1.9821 | Default Emission Factor
Albertville | 7924_G_DG2 | 7924 | G | DG2 |  | Combustion Turbine | S_C_TVA | Alabama | Marshall | 0.9 | 2000 | 9999 |  |  |  | 1.9821 | Default Emission Factor
Albertville | 7924_G_DG3 | 7924 | G | DG3 |  | Combustion Turbine | S_C_TVA | Alabama | Marshall | 0.9 | 2000 | 9999 |  |  |  | 1.9821 | Default Emission Factor
Albertville | 7924_G_DG4 | 7924 | G | DG4 |  | Combustion Turbine | S_C_TVA | Alabama | Marshall | 0.9 | 2000 | 9999 |  |  |  | 1.9821 | Default Emission Factor
Lakefield Junction | 7925_G_1 | 7925 | G | 1 | 3985 | Combustion Turbine | MIS_MNWI | Minnesota | Martin | 83.5 | 2001 | 9999 |  |  |  | 0.04322 | Default Emission Factor
Lakefield Junction | 7925_G_2 | 7925 | G | 2 | 3986 | Combustion Turbine | MIS_MNWI | Minnesota | Martin | 83 | 2001 | 9999 |  |  |  | 0.04322 | Default Emission Factor
Lakefield Junction | 7925_G_3 | 7925 | G | 3 | 3987 | Combustion Turbine | MIS_MNWI | Minnesota | Martin | 82.8 | 2001 | 9999 |  |  |  | 0.04322 | Default Emission Factor
Lakefield Junction | 7925_G_4 | 7925 | G | 4 | 3988 | Combustion Turbine | MIS_MNWI | Minnesota | Martin | 83 | 2001 | 9999 |  |  |  | 0.04322 | Default Emission Factor
Lakefield Junction | 7925_G_5 | 7925 | G | 5 | 3989 | Combustion Turbine | MIS_MNWI | Minnesota | Martin | 84.2 | 2001 | 9999 |  |  |  | 0.04322 | Default Emission Factor
Lakefield Junction | 7925_G_6 | 7925 | G | 6 | 3990 | Combustion Turbine | MIS_MNWI | Minnesota | Martin | 83.6 | 2001 | 9999 |  |  |  | 0.04322 | Default Emission Factor
Lakefield Junction | 7925_G_7 | 7925 | G | 7 |  | Combustion Turbine | MIS_MNWI | Minnesota | Martin | 2 | 2002 | 9999 |  |  |  | 1.9821 | Default Emission Factor
South Strawberry | 7926_G_1A | 7926 | G | 1A |  | Combustion Turbine | MIS_IA | Iowa | Clayton | 1.8 | 2002 | 9999 |  |  |  | 1.9821 | Default Emission Factor
South Strawberry | 7926_G_2A | 7926 | G | 2A |  | Combustion Turbine | MIS_IA | Iowa | Clayton | 1.8 | 2002 | 9999 |  |  |  | 1.9821 | Default Emission Factor
Osawatomie | 7928_G_1 | 7928 | G | 1 | 3383 | Combustion Turbine | SPP_N | Kansas | Miami | 75.7 | 2003 | 9999 | 2019 | 0.31104 | 26103 | 0.02383 | NEI 2019
West Gardner | 7929_G_1 | 7929 | G | 1 | 3391 | Combustion Turbine | SPP_N | Kansas | Johnson | 79.5 | 2003 | 9999 | 2019 | 0.44735 | 34199.9904 | 0.02616 | NEI 2019
West Gardner | 7929_G_2 | 7929 | G | 2 | 3392 | Combustion Turbine | SPP_N | Kansas | Johnson | 78.6 | 2003 | 9999 | 2019 | 0.46035 | 33812.8207 | 0.02723 | NEI 2019
West Gardner | 7929_G_3 | 7929 | G | 3 | 3393 | Combustion Turbine | SPP_N | Kansas | Johnson | 77.3 | 2003 | 9999 | 2019 | 0.43455 | 33253.5756 | 0.02614 | NEI 2019
West Gardner | 7929_G_4 | 7929 | G | 4 | 3394 | Combustion Turbine | SPP_N | Kansas | Johnson | 77.5 | 2003 | 9999 | 2019 | 0.36051 | 33339.6133 | 0.02163 | NEI 2019
Russell Energy Center | 7930_G_T-1 | 7930 | G | T-1 |  | Combustion Turbine | SPP_N | Kansas | Russell | 6 | 2002 | 9999 |  |  |  | 0.04322 | Default Emission Factor
Russell Energy Center | 7930_G_T-2 | 7930 | G | T-2 |  | Combustion Turbine | SPP_N | Kansas | Russell | 6 | 2002 | 9999 |  |  |  | 0.04322 | Default Emission Factor
Coyote Springs II | 7931_G_1 | 7931 | G | 1 | 3106 | Combined Cycle | WECC_PNW | Oregon | Morrow | 173 | 2003 | 9999 |  |  |  | 0.01609 | Default Emission Factor
Coyote Springs II | 7931_G_2 | 7931 | G | 2 | 3106 | Combined Cycle | WECC_PNW | Oregon | Morrow | 117 | 2003 | 9999 |  |  |  | 0.01609 | Default Emission Factor
Gaylord - Wolverine | 7932_G_1 | 7932 | G | 1 |  | Combustion Turbine | MIS_LMI | Michigan | Otsego | 20.2 | 2001 | 9999 | 2019 | 0.3945 | 21975 | 0.0359 | NEI 2019
Gaylord - Wolverine | 7932_G_2 | 7932 | G | 2 |  | Combustion Turbine | MIS_LMI | Michigan | Otsego | 20.2 | 2001 | 9999 | 2019 | 0.2915 | 21975 | 0.02653 | NEI 2019
Gaylord - Wolverine | 7932_G_3 | 7932 | G | 3 |  | Combustion Turbine | MIS_LMI | Michigan | Otsego | 20.2 | 2001 | 9999 | 2019 | 0.2083 | 21975 | 0.01896 | NEI 2019
Industrial Park | 7934_G_3 | 7934 | G | 3 |  | Combustion Turbine | PJM_COMD | Illinois | Whiteside | 1.8 | 2001 | 9999 |  |  |  | 1.9821 | Default Emission Factor
Industrial Park | 7934_G_4 | 7934 | G | 4 |  | Combustion Turbine | PJM_COMD | Illinois | Whiteside | 1.8 | 2001 | 9999 |  |  |  | 1.9821 | Default Emission Factor
Industrial Park | 7934_G_5 | 7934 | G | 5 |  | Combustion Turbine | PJM_COMD | Illinois | Whiteside | 1.8 | 2001 | 9999 |  |  |  | 1.9821 | Default Emission Factor
Industrial Park | 7934_G_6 | 7934 | G | 6 |  | Combustion Turbine | PJM_COMD | Illinois | Whiteside | 1.8 | 2002 | 9999 |  |  |  | 1.9821 | Default Emission Factor
Industrial Park | 7934_G_7 | 7934 | G | 7 |  | Combustion Turbine | PJM_COMD | Illinois | Whiteside | 1.8 | 2002 | 9999 |  |  |  | 1.9821 | Default Emission Factor
Industrial Park | 7934_G_8 | 7934 | G | 8 |  | Combustion Turbine | PJM_COMD | Illinois | Whiteside | 2.2 | 2011 | 9999 |  |  |  | 1.9821 | Default Emission Factor
Industrial Park | 7934_G_9 | 7934 | G | 9 |  | Combustion Turbine | PJM_COMD | Illinois | Whiteside | 2.2 | 2011 | 9999 |  |  |  | 1.9821 | Default Emission Factor
Trenton South | 7935_G_1 | 7935 | G | 1 |  | Combustion Turbine | MIS_MO | Missouri | Grundy | 1.8 | 2000 | 9999 |  |  |  | 1.9821 | Default Emission Factor
Trenton South | 7935_G_2 | 7935 | G | 2 |  | Combustion Turbine | MIS_MO | Missouri | Grundy | 1.8 | 2000 | 9999 |  |  |  | 1.9821 | Default Emission Factor
Trenton South | 7935_G_3 | 7935 | G | 3 |  | Combustion Turbine | MIS_MO | Missouri | Grundy | 1.8 | 2000 | 9999 |  |  |  | 1.9821 | Default Emission Factor
Trenton South | 7935_G_4 | 7935 | G | 4 |  | Combustion Turbine | MIS_MO | Missouri | Grundy | 1.8 | 2000 | 9999 |  |  |  | 1.9821 | Default Emission Factor
Trenton South | 7935_G_5 | 7935 | G | 5 |  | Combustion Turbine | MIS_MO | Missouri | Grundy | 2 | 2004 | 9999 |  |  |  | 1.9821 | Default Emission Factor
Trenton South | 7935_G_6 | 7935 | G | 6 |  | Combustion Turbine | MIS_MO | Missouri | Grundy | 2 | 2004 | 9999 |  |  |  | 1.9821 | Default Emission Factor
Trenton South | 7935_G_7 | 7935 | G | 7 |  | Combustion Turbine | MIS_MO | Missouri | Grundy | 2 | 2004 | 9999 |  |  |  | 1.9821 | Default Emission Factor
Ponton Diesel Generating Facility | 7940_G_1 | 7940 | G | 1 |  | Combustion Turbine | PJM_Dom | Virginia | Amelia | 2 | 2002 | 9999 |  |  |  | 1.9821 | Default Emission Factor
Ponton Diesel Generating Facility | 7940_G_2 | 7940 | G | 2 |  | Combustion Turbine | PJM_Dom | Virginia | Amelia | 2 | 2002 | 9999 |  |  |  | 1.9821 | Default Emission Factor
Nottoway Diesel Generating Facility | 7941_G_1 | 7941 | G | 1 |  | Combustion Turbine | PJM_Dom | Virginia | Southampton | 2 | 2002 | 9999 | 2018 | 0.04 | 128.5 | 0.62257 | Virginia State Emissions
Nottoway Diesel Generating Facility | 7941_G_2 | 7941 | G | 2 |  | Combustion Turbine | PJM_Dom | Virginia | Southampton | 2 | 2002 | 9999 | 2018 | 0.04 | 128.5 | 0.62257 | Virginia State Emissions
Wansley Unit 9 | 7946_G_CT1 | 7946 | G | CT1 | 8402 | Combined Cycle | S_SOU | Georgia | Heard | 143.4 | 2004 | 9999 | 2019 | 2.04 | 981116 | 0.00211 | NEI 2019
Wansley Unit 9 | 7946_G_CT2 | 7946 | G | CT2 | 8404 | Combined Cycle | S_SOU | Georgia | Heard | 140.6 | 2004 | 9999 | 2017 | 1.01 | 743799 | 0.00211 | NEI 2019
Wansley Unit 9 | 7946_G_ST1 | 7946 | G | ST1 | 8402 | Combined Cycle | S_SOU | Georgia | Heard | 201.7 | 2004 | 9999 |  |  |  | 0.00211 | NEI 2019
Solway CT | 7947_G_1 | 7947 | G | 1 | 8406 | Combustion Turbine | MIS_MAPP | Minnesota | Beltrami | 43.1 | 2003 | 9999 | 2017 | 0.3924 | 35913 | 0.02185 | NEI 2019
Solway CT | 7947_G_D1 | 7947 | G | D1 |  | Combustion Turbine | MIS_MAPP | Minnesota | Beltrami | 1.3 | 2005 | 9999 |  |  |  | 1.9821 | Default Emission Factor
Lawrence County Station | 7948_G_1 | 7948 | G | 1 | 8410 | Combustion Turbine | MIS_INKY | Indiana | Lawrence | 43.8 | 2005 | 9999 | 2017 | 0.057015 | 6759 | 0.01687 | NEI 2019
Lawrence County Station | 7948_G_2 | 7948 | G | 2 | 8412 | Combustion Turbine | MIS_INKY | Indiana | Lawrence | 43.8 | 2005 | 9999 | 2017 | 0.064155 | 6759 | 0.01898 | NEI 2019
Lawrence County Station | 7948_G_3 | 7948 | G | 3 | 8414 | Combustion Turbine | MIS_INKY | Indiana | Lawrence | 43.8 | 2005 | 9999 | 2019 | 0.06027 | 6724.8333 | 0.01793 | NEI 2019
Lawrence County Station | 7948_G_4 | 7948 | G | 4 | 8416 | Combustion Turbine | MIS_INKY | Indiana | Lawrence | 43.8 | 2005 | 9999 | 2017 | 0.06447 | 6759 | 0.01908 | NEI 2019
Lawrence County Station | 7948_G_5 | 7948 | G | 5 | 88290 | Combustion Turbine | MIS_INKY | Indiana | Lawrence | 43.8 | 2005 | 9999 | 2017 | 0.10437 | 6759 | 0.03088 | NEI 2019
Lawrence County Station | 7948_G_6 | 7948 | G | 6 | 88291 | Combustion Turbine | MIS_INKY | Indiana | Lawrence | 43.8 | 2005 | 9999 | 2017 | 0.11897 | 6759 | 0.0352 | NEI 2019
Evander Andrews Power Complex | 7953_G_1 | 7953 | G | 1 | 90108 | Combustion Turbine | WECC_ID | Idaho | Elmore | 171 | 2008 | 9999 | 2017 | 0.69347 | 45022.5179 | 0.03081 | NEI 2019
Evander Andrews Power Complex | 7953_G_2 | 7953 | G | 2 | 8422 | Combustion Turbine | WECC_ID | Idaho | Elmore | 41.4 | 2001 | 9999 | 2019 | 0.031672 | 48539.6062 | 0.00131 | NEI 2019
Evander Andrews Power Complex | 7953_G_3 | 7953 | G | 3 | 8424 | Combustion Turbine | WECC_ID | Idaho | Elmore | 39 | 2001 | 9999 | 2019 | 0.038734 | 45725.716 | 0.00169 | NEI 2019
Field Street | 7954_G_1 | 7954 | G | 1 |  | Combustion Turbine | FRCC | Florida | Volusia | 22 | 2001 | 9999 |  |  |  | 0.02784 | Default Emission Factor
Field Street | 7954_G_2 | 7954 | G | 2 |  | Combustion Turbine | FRCC | Florida | Volusia | 22 | 2001 | 9999 |  |  |  | 0.02784 | Default Emission Factor
Elk City Station | 7955_G_1 | 7955 | G | 1 |  | Landfill Gas | SPP_NEBR | Nebraska | Douglas | 0.8 | 2002 | 9999 |  |  |  | 1.5652 | Default Emission Factor
Elk City Station | 7955_G_2 | 7955 | G | 2 |  | Landfill Gas | SPP_NEBR | Nebraska | Douglas | 0.8 | 2002 | 9999 |  |  |  | 1.5652 | Default Emission Factor
Elk City Station | 7955_G_3 | 7955 | G | 3 |  | Landfill Gas | SPP_NEBR | Nebraska | Douglas | 0.8 | 2002 | 9999 |  |  |  | 1.5652 | Default Emission Factor
Elk City Station | 7955_G_4 | 7955 | G | 4 |  | Landfill Gas | SPP_NEBR | Nebraska | Douglas | 0.8 | 2002 | 9999 |  |  |  | 1.5652 | Default Emission Factor
Elk City Station | 7955_G_5 | 7955 | G | 5 |  | Landfill Gas | SPP_NEBR | Nebraska | Douglas | 0.8 | 2006 | 9999 |  |  |  | 1.5652 | Default Emission Factor
Elk City Station | 7955_G_6 | 7955 | G | 6 |  | Landfill Gas | SPP_NEBR | Nebraska | Douglas | 0.8 | 2006 | 9999 |  |  |  | 1.5652 | Default Emission Factor
Elk City Station | 7955_G_7 | 7955 | G | 7 |  | Landfill Gas | SPP_NEBR | Nebraska | Douglas | 0.8 | 2006 | 9999 |  |  |  | 1.5652 | Default Emission Factor
Elk City Station | 7955_G_8 | 7955 | G | 8 |  | Landfill Gas | SPP_NEBR | Nebraska | Douglas | 0.8 | 2009 | 9999 |  |  |  | 1.5652 | Default Emission Factor
Sediver | 7957_G_1 | 7957 | G | 1 |  | Combustion Turbine | S_VACA | South Carolina | York | 2.4 | 2003 | 9999 |  |  |  | 1.9821 | Default Emission Factor
Horry Land Fill Gas Site | 7958_G_HG1 | 7958 | G | HG1 |  | Landfill Gas | S_VACA | South Carolina | Horry | 1.1 | 2001 | 9999 |  |  |  | 1.5652 | Default Emission Factor
Horry Land Fill Gas Site | 7958_G_HG2 | 7958 | G | HG2 |  | Landfill Gas | S_VACA | South Carolina | Horry | 1.1 | 2001 | 9999 |  |  |  | 1.5652 | Default Emission Factor
Horry Land Fill Gas Site | 7958_G_HG3 | 7958 | G | HG3 |  | Landfill Gas | S_VACA | South Carolina | Horry | 1.1 | 2003 | 9999 |  |  |  | 1.5652 | Default Emission Factor
Kemper County | 7960_G_GT1 | 7960 | G | GT1 | 3379 | Combustion Turbine | S_C_TVA | Mississippi | Kemper | 73.3 | 2002 | 9999 | 2017 | 1.7 | 56686.25 | 0.05998 | NEI 2019
Kemper County | 7960_G_GT2 | 7960 | G | GT2 | 3380 | Combustion Turbine | S_C_TVA | Mississippi | Kemper | 73.3 | 2002 | 9999 | 2017 | 2.69 | 56686.25 | 0.09491 | NEI 2019
Kemper County | 7960_G_GT3 | 7960 | G | GT3 | 3381 | Combustion Turbine | S_C_TVA | Mississippi | Kemper | 73.3 | 2002 | 9999 | 2017 | 2 | 56686.25 | 0.07056 | NEI 2019
Kemper County | 7960_G_GT4 | 7960 | G | GT4 | 3382 | Combustion Turbine | S_C_TVA | Mississippi | Kemper | 73.3 | 2002 | 9999 | 2017 | 2.69 | 56686.25 | 0.09491 | NEI 2019
Warren F Sam Beasley Generation Station | 7962_G_001 | 7962 | G | 001 | 8426 | Combustion Turbine | PJM_EMAC | Delaware | Kent | 48 | 2002 | 9999 | 2019 | 0.21941 | 14011.5918 | 0.03132 | NEI 2019
Warren F Sam Beasley Generation Station | 7962_G_002 | 7962 | G | 002 | 90703 | Combustion Turbine | PJM_EMAC | Delaware | Kent | 50 | 2012 | 9999 | 2019 | 0.16203 | 14595.4082 | 0.0222 | NEI 2019
Peno Creek | 7964_G_GT1 | 7964 | G | GT1 | 9048 | Combustion Turbine | MIS_MO | Missouri | Pike | 47 | 2002 | 9999 | 2019 | 0.1218 | 16131.25 | 0.0151 | NEI 2019
Peno Creek | 7964_G_GT2 | 7964 | G | GT2 | 9050 | Combustion Turbine | MIS_MO | Missouri | Pike | 47 | 2002 | 9999 | 2019 | 0.0611 | 16131.25 | 0.00758 | NEI 2019
Peno Creek | 7964_G_GT3 | 7964 | G | GT3 | 9052 | Combustion Turbine | MIS_MO | Missouri | Pike | 47 | 2002 | 9999 | 2019 | 0.1053 | 16131.25 | 0.01306 | NEI 2019
Peno Creek | 7964_G_GT4 | 7964 | G | GT4 | 9054 | Combustion Turbine | MIS_MO | Missouri | Pike | 47 | 2002 | 9999 | 2019 | 0.0929 | 16131.25 | 0.01152 | NEI 2019
Lordsburg Generating | 7967_G_GT1 | 7967 | G | GT1 | 9190 | Combustion Turbine | WECC_NM | New Mexico | Hidalgo | 37 | 2002 | 9999 | 2019 | 1.105 | 9908 | 0.22305 | NEI 2019
Lordsburg Generating | 7967_G_GT2 | 7967 | G | GT2 | 9191 | Combustion Turbine | WECC_NM | New Mexico | Hidalgo | 37 | 2002 | 9999 | 2019 | 1.518 | 9908 | 0.30642 | NEI 2019
Pella Peaking | 7971_G_10 | 7971 | G | 10 |  | Combustion Turbine | MIS_MIDA | Iowa | Marion | 1.8 | 2003 | 9999 |  |  |  | 1.9821 | Default Emission Factor
Pella Peaking | 7971_G_11 | 7971 | G | 11 |  | Combustion Turbine | MIS_MIDA | Iowa | Marion | 1.8 | 2003 | 9999 |  |  |  | 1.9821 | Default Emission Factor
Pella Peaking | 7971_G_12 | 7971 | G | 12 |  | Combustion Turbine | MIS_MIDA | Iowa | Marion | 1.8 | 2003 | 9999 |  |  |  | 1.9821 | Default Emission Factor
Pella Peaking | 7971_G_13 | 7971 | G | 13 |  | Combustion Turbine | MIS_MIDA | Iowa | Marion | 1.8 | 2003 | 9999 |  |  |  | 1.9821 | Default Emission Factor
Pella Peaking | 7971_G_14 | 7971 | G | 14 |  | Combustion Turbine | MIS_MIDA | Iowa | Marion | 1.8 | 2003 | 9999 |  |  |  | 1.9821 | Default Emission Factor
Pella Peaking | 7971_G_15 | 7971 | G | 15 |  | Combustion Turbine | MIS_MIDA | Iowa | Marion | 1.8 | 2003 | 9999 |  |  |  | 1.9821 | Default Emission Factor
Pella Peaking | 7971_G_16 | 7971 | G | 16 |  | Combustion Turbine | MIS_MIDA | Iowa | Marion | 1.8 | 2003 | 9999 |  |  |  | 1.9821 | Default Emission Factor
Pella Peaking | 7971_G_3 | 7971 | G | 3 |  | Combustion Turbine | MIS_MIDA | Iowa | Marion | 1.8 | 2003 | 9999 |  |  |  | 1.9821 | Default Emission Factor
Pella Peaking | 7971_G_4 | 7971 | G | 4 |  | Combustion Turbine | MIS_MIDA | Iowa | Marion | 1.8 | 2003 | 9999 |  |  |  | 1.9821 | Default Emission Factor
Pella Peaking | 7971_G_5 | 7971 | G | 5 |  | Combustion Turbine | MIS_MIDA | Iowa | Marion | 1.8 | 2003 | 9999 |  |  |  | 1.9821 | Default Emission Factor
Pella Peaking | 7971_G_6 | 7971 | G | 6 |  | Combustion Turbine | MIS_MIDA | Iowa | Marion | 1.8 | 2003 | 9999 |  |  |  | 1.9821 | Default Emission Factor
Pella Peaking | 7971_G_7 | 7971 | G | 7 |  | Combustion Turbine | MIS_MIDA | Iowa | Marion | 1.8 | 2003 | 9999 |  |  |  | 1.9821 | Default Emission Factor
Pella Peaking | 7971_G_8 | 7971 | G | 8 |  | Combustion Turbine | MIS_MIDA | Iowa | Marion | 1.8 | 2003 | 9999 |  |  |  | 1.9821 | Default Emission Factor
Pella Peaking | 7971_G_9 | 7971 | G | 9 |  | Combustion Turbine | MIS_MIDA | Iowa | Marion | 1.8 | 2003 | 9999 |  |  |  | 1.9821 | Default Emission Factor
Sumpter | 7972_G_1 | 7972 | G | 1 | 9882 | Combustion Turbine | MIS_LMI | Michigan | Wayne | 77 | 2002 | 9999 | 2019 | 0.9095 | 68674.0629 | 0.02649 | NEI 2019
Sumpter | 7972_G_2 | 7972 | G | 2 | 9883 | Combustion Turbine | MIS_LMI | Michigan | Wayne | 77.5 | 2002 | 9999 | 2019 | 0.9165 | 69119.9984 | 0.02652 | NEI 2019
Sumpter | 7972_G_3 | 7972 | G | 3 | 9884 | Combustion Turbine | MIS_LMI | Michigan | Wayne | 76.6 | 2002 | 9999 | 2019 | 0.9175 | 68317.3145 | 0.02686 | NEI 2019
Sumpter | 7972_G_4 | 7972 | G | 4 | 9885 | Combustion Turbine | MIS_LMI | Michigan | Wayne | 77.3 | 2002 | 9999 | 2019 | 0.8765 | 68941.6242 | 0.02543 | NEI 2019
Sharpe | 7973_G_1 | 7973 | G | 1 |  | Combustion Turbine | SPP_N | Kansas | Coffey | 2 | 2002 | 9999 |  |  |  | 1.9821 | Default Emission Factor
Sharpe | 7973_G_10 | 7973 | G | 10 |  | Combustion Turbine | SPP_N | Kansas | Coffey | 2 | 2002 | 9999 |  |  |  | 1.9821 | Default Emission Factor
Sharpe | 7973_G_2 | 7973 | G | 2 |  | Combustion Turbine | SPP_N | Kansas | Coffey | 2 | 2002 | 9999 |  |  |  | 1.9821 | Default Emission Factor
Sharpe | 7973_G_3 | 7973 | G | 3 |  | Combustion Turbine | SPP_N | Kansas | Coffey | 2 | 2002 | 9999 |  |  |  | 1.9821 | Default Emission Factor
Sharpe | 7973_G_4 | 7973 | G | 4 |  | Combustion Turbine | SPP_N | Kansas | Coffey | 2 | 2002 | 9999 |  |  |  | 1.9821 | Default Emission Factor
Sharpe | 7973_G_5 | 7973 | G | 5 |  | Combustion Turbine | SPP_N | Kansas | Coffey | 2 | 2002 | 9999 |  |  |  | 1.9821 | Default Emission Factor
Sharpe | 7973_G_6 | 7973 | G | 6 |  | Combustion Turbine | SPP_N | Kansas | Coffey | 2 | 2002 | 9999 |  |  |  | 1.9821 | Default Emission Factor
Sharpe | 7973_G_7 | 7973 | G | 7 |  | Combustion Turbine | SPP_N | Kansas | Coffey | 2 | 2002 | 9999 |  |  |  | 1.9821 | Default Emission Factor
Sharpe | 7973_G_8 | 7973 | G | 8 |  | Combustion Turbine | SPP_N | Kansas | Coffey | 2 | 2002 | 9999 |  |  |  | 1.9821 | Default Emission Factor
Sharpe | 7973_G_9 | 7973 | G | 9 |  | Combustion Turbine | SPP_N | Kansas | Coffey | 2 | 2002 | 9999 |  |  |  | 1.9821 | Default Emission Factor
Pyramid | 7975_G_1 | 7975 | G | 1 | 9287 | Combustion Turbine | WECC_NM | New Mexico | Hidalgo | 39.5 | 2003 | 9999 | 2019 | 1.2 | 68446.5 | 0.03506 | NEI 2019
Pyramid | 7975_G_2 | 7975 | G | 2 | 9288 | Combustion Turbine | WECC_NM | New Mexico | Hidalgo | 39.5 | 2003 | 9999 | 2019 | 0.3 | 68446.5 | 0.00877 | NEI 2019
Pyramid | 7975_G_3 | 7975 | G | 3 | 9289 | Combustion Turbine | WECC_NM | New Mexico | Hidalgo | 39.5 | 2003 | 9999 | 2019 | 0.6 | 68446.5 | 0.01753 | NEI 2019
Pyramid | 7975_G_4 | 7975 | G | 4 | 9290 | Combustion Turbine | WECC_NM | New Mexico | Hidalgo | 39.5 | 2003 | 9999 | 2019 | 0.8 | 68446.5 | 0.02338 | NEI 2019
Mulvane 2 | 7976_G_10 | 7976 | G | 10 |  | Combustion Turbine | SPP_N | Kansas | Sedgwick | 3.8 | 2003 | 9999 |  |  |  | 1.9821 | Default Emission Factor
Mulvane 2 | 7976_G_11 | 7976 | G | 11 |  | Combustion Turbine | SPP_N | Kansas | Sedgwick | 3.8 | 2003 | 9999 |  |  |  | 1.9821 | Default Emission Factor
Mulvane 2 | 7976_G_9 | 7976 | G | 9 |  | Combustion Turbine | SPP_N | Kansas | Sedgwick | 1 | 2003 | 9999 |  |  |  | 1.9821 | Default Emission Factor
Granite Falls 2 | 7977_G_1 | 7977 | G | 1 |  | Combustion Turbine | MIS_MNWI | Minnesota | Yellow Medicine | 2 | 2003 | 9999 |  |  |  | 1.9821 | Default Emission Factor
Granite Falls 2 | 7977_G_2 | 7977 | G | 2 |  | Combustion Turbine | MIS_MNWI | Minnesota | Yellow Medicine | 2 | 2003 | 9999 |  |  |  | 1.9821 | Default Emission Factor
Granite Falls 2 | 7977_G_3 | 7977 | G | 3 |  | Combustion Turbine | MIS_MNWI | Minnesota | Yellow Medicine | 2 | 2003 | 9999 |  |  |  | 1.9821 | Default Emission Factor
Mill Creek (SC) | 7981_G_1 | 7981 | G | 1 | 9192 | Combustion Turbine | S_VACA | South Carolina | Cherokee | 71 | 2002 | 9999 | 2019 | 0.065867 | 9218.7762 | 0.01429 | NEI 2019
Mill Creek (SC) | 7981_G_2 | 7981 | G | 2 | 9193 | Combustion Turbine | S_VACA | South Carolina | Cherokee | 70 | 2002 | 9999 | 2019 | 0.074278 | 9088.9343 | 0.01635 | NEI 2019
Mill Creek (SC) | 7981_G_3 | 7981 | G | 3 | 9194 | Combustion Turbine | S_VACA | South Carolina | Cherokee | 71 | 2002 | 9999 | 2019 | 0.081373 | 9218.7762 | 0.01765 | NEI 2019
Mill Creek (SC) | 7981_G_4 | 7981 | G | 4 | 9195 | Combustion Turbine | S_VACA | South Carolina | Cherokee | 70 | 2002 | 9999 | 2019 | 0.073002 | 9088.9343 | 0.01606 | NEI 2019
Mill Creek (SC) | 7981_G_5 | 7981 | G | 5 | 9196 | Combustion Turbine | S_VACA | South Carolina | Cherokee | 69 | 2003 | 9999 | 2017 | 0.068491 | 5740.9716 | 0.02386 | NEI 2019
Mill Creek (SC) | 7981_G_6 | 7981 | G | 6 | 9197 | Combustion Turbine | S_VACA | South Carolina | Cherokee | 71 | 2003 | 9999 | 2017 | 0.069982 | 5907.3766 | 0.02369 | NEI 2019
Mill Creek (SC) | 7981_G_7 | 7981 | G | 7 | 9198 | Combustion Turbine | S_VACA | South Carolina | Cherokee | 70 | 2003 | 9999 | 2017 | 0.068378 | 5824.1741 | 0.02348 | NEI 2019
Mill Creek (SC) | 7981_G_8 | 7981 | G | 8 | 9199 | Combustion Turbine | S_VACA | South Carolina | Cherokee | 71 | 2003 | 9999 | 2019 | 0.073568 | 9218.7762 | 0.01596 | NEI 2019
South Generation | 7982_G_3 | 7982 | G | 3 |  | Combustion Turbine | MIS_MNWI | Minnesota | Redwood | 2 | 2003 | 9999 | 2017 | 0.08258 | 33.5484 | 4.923 | NEI 2019
South Generation | 7982_G_4 | 7982 | G | 4 |  | Combustion Turbine | MIS_MNWI | Minnesota | Redwood | 2 | 2003 | 9999 | 2017 | 0.07962 | 33.5484 | 4.7466 | NEI 2019
South Generation | 7982_G_5 | 7982 | G | 5 |  | Combustion Turbine | MIS_MNWI | Minnesota | Redwood | 2.2 | 2003 | 9999 | 2017 | 0.08307 | 36.9032 | 4.502 | NEI 2019
Kalkaska CT #1 | 7984_G_001 | 7984 | G | 001 | 9291 | Combustion Turbine | MIS_LMI | Michigan | Kalkaska | 47.3 | 2002 | 9999 | 2019 | 0.253 | 25391 | 0.01993 | NEI 2019
Greater Des Moines | 7985_G_GT1 | 7985 | G | GT1 | 9886 | Combined Cycle | MIS_MIDA | Iowa | Polk | 155.4 | 2003 | 9999 | 2019 | 0.68774 | 132083 | 0.00661 | NEI 2019
Greater Des Moines | 7985_G_GT2 | 7985 | G | GT2 | 9887 | Combined Cycle | MIS_MIDA | Iowa | Polk | 154.4 | 2003 | 9999 | 2019 | 0.76281 | 143620 | 0.00661 | NEI 2019
Greater Des Moines | 7985_G_ST1 | 7985 | G | ST1 | 9886 | Combined Cycle | MIS_MIDA | Iowa | Polk | 179 | 2004 | 9999 |  |  |  | 0.00661 | NEI 2019
Lake One | 7987_G_L1 | 7987 | G | L1 | 9888 | Combustion Turbine | WEC_LADW | California | Los Angeles | 48 | 2002 | 9999 |  |  |  | 0.04322 | Default Emission Factor
Silver Creek | 7988_G_1 | 7988 | G | 1 | 88205 | Combustion Turbine | MIS_MS | Mississippi | Jefferson Davis | 75 | 2003 | 9999 | 2017 | 0.57 | 37502.6667 | 0.0304 | NEI 2019
Silver Creek | 7988_G_2 | 7988 | G | 2 | 88206 | Combustion Turbine | MIS_MS | Mississippi | Jefferson Davis | 75 | 2004 | 9999 | 2017 | 0.49 | 37502.6667 | 0.02613 | NEI 2019
Silver Creek | 7988_G_3 | 7988 | G | 3 | 88207 | Combustion Turbine | MIS_MS | Mississippi | Jefferson Davis | 75 | 2005 | 9999 | 2019 | 0.47 | 15209.6667 | 0.0618 | NEI 2019
Sylvarena | 7989_G_1 | 7989 | G | 1 | 88208 | Combustion Turbine | MIS_MS | Mississippi | Smith | 43 | 2003 | 9999 | 2019 | 0.69941 | 66513.6667 | 0.02103 | NEI 2019
Sylvarena | 7989_G_2 | 7989 | G | 2 | 88209 | Combustion Turbine | MIS_MS | Mississippi | Smith | 43 | 2003 | 9999 | 2019 | 0.67333 | 66513.6667 | 0.02025 | NEI 2019
Sylvarena | 7989_G_3 | 7989 | G | 3 | 88210 | Combustion Turbine | MIS_MS | Mississippi | Smith | 43 | 2003 | 9999 | 2019 | 0.66373 | 66513.6667 | 0.01996 | NEI 2019
Altamont | 7990_G_1 | 7990 | G | 1 |  | Combustion Turbine | MIS_IL | Illinois | Effingham | 1.8 | 2002 | 9999 |  |  |  | 1.9821 | Default Emission Factor
Altamont | 7990_G_2 | 7990 | G | 2 |  | Combustion Turbine | MIS_IL | Illinois | Effingham | 1.8 | 2002 | 9999 |  |  |  | 1.9821 | Default Emission Factor
Altamont | 7990_G_3 | 7990 | G | 3 |  | Combustion Turbine | MIS_IL | Illinois | Effingham | 1.8 | 2002 | 9999 |  |  |  | 1.9821 | Default Emission Factor
Altamont | 7990_G_4 | 7990 | G | 4 |  | Combustion Turbine | MIS_IL | Illinois | Effingham | 1.8 | 2006 | 9999 |  |  |  | 1.9821 | Default Emission Factor
West Campus Cogeneration Facility | 7991_G_1 | 7991 | G | 1 | 10043 | Combined Cycle | MIS_WUMS | Wisconsin | Dane | 31.6 | 2005 | 9999 |  |  |  | 0.01765 | NEI 2019
West Campus Cogeneration Facility | 7991_G_CT2 | 7991 | G | CT2 | 10044 | Combined Cycle | MIS_WUMS | Wisconsin | Dane | 32 | 2005 | 9999 | 2019 | 1.8002 | 114190 | 0.01765 | NEI 2019
West Campus Cogeneration Facility | 7991_G_STG1 | 7991 | G | STG1 | 10043 | Combined Cycle | MIS_WUMS | Wisconsin | Dane | 66.5 | 2005 | 9999 | 2017 | 1.2001 | 191104 | 0.01765 | NEI 2019
Airport Industrial | 7995_G_IC1 | 7995 | G | IC1 |  | Combustion Turbine | WECC_CO | Colorado | Pueblo | 2.5 | 2002 | 9999 |  |  |  | 1.9821 | Default Emission Factor
Airport Industrial | 7995_G_IC2 | 7995 | G | IC2 |  | Combustion Turbine | WECC_CO | Colorado | Pueblo | 2.5 | 2002 | 9999 |  |  |  | 1.9821 | Default Emission Factor
Airport Industrial | 7995_G_IC3 | 7995 | G | IC3 |  | Combustion Turbine | WECC_CO | Colorado | Pueblo | 2.5 | 2002 | 9999 |  |  |  | 1.9821 | Default Emission Factor
Airport Industrial | 7995_G_IC4 | 7995 | G | IC4 |  | Combustion Turbine | WECC_CO | Colorado | Pueblo | 2.5 | 2002 | 9999 |  |  |  | 1.9821 | Default Emission Factor
Winston | 7997_G_WD01 | 7997 | G | WD01 |  | Combustion Turbine | FRCC | Florida | Polk | 2.5 | 2001 | 9999 |  |  |  | 1.9821 | Default Emission Factor
Winston | 7997_G_WD02 | 7997 | G | WD02 |  | Combustion Turbine | FRCC | Florida | Polk | 2.5 | 2001 | 9999 |  |  |  | 1.9821 | Default Emission Factor
Winston | 7997_G_WD03 | 7997 | G | WD03 |  | Combustion Turbine | FRCC | Florida | Polk | 2.5 | 2001 | 9999 |  |  |  | 1.9821 | Default Emission Factor
Winston | 7997_G_WD04 | 7997 | G | WD04 |  | Combustion Turbine | FRCC | Florida | Polk | 2.5 | 2001 | 9999 |  |  |  | 1.9821 | Default Emission Factor
Winston | 7997_G_WD05 | 7997 | G | WD05 |  | Combustion Turbine | FRCC | Florida | Polk | 2.5 | 2001 | 9999 |  |  |  | 1.9821 | Default Emission Factor
Winston | 7997_G_WD06 | 7997 | G | WD06 |  | Combustion Turbine | FRCC | Florida | Polk | 2.5 | 2001 | 9999 |  |  |  | 1.9821 | Default Emission Factor
Winston | 7997_G_WD07 | 7997 | G | WD07 |  | Combustion Turbine | FRCC | Florida | Polk | 2.5 | 2001 | 9999 |  |  |  | 1.9821 | Default Emission Factor
Winston | 7997_G_WD08 | 7997 | G | WD08 |  | Combustion Turbine | FRCC | Florida | Polk | 2.5 | 2001 | 9999 |  |  |  | 1.9821 | Default Emission Factor
Winston | 7997_G_WD09 | 7997 | G | WD09 |  | Combustion Turbine | FRCC | Florida | Polk | 2.5 | 2001 | 9999 |  |  |  | 1.9821 | Default Emission Factor
Winston | 7997_G_WD10 | 7997 | G | WD10 |  | Combustion Turbine | FRCC | Florida | Polk | 2.5 | 2001 | 9999 |  |  |  | 1.9821 | Default Emission Factor
Winston | 7997_G_WD11 | 7997 | G | WD11 |  | Combustion Turbine | FRCC | Florida | Polk | 2.5 | 2001 | 9999 |  |  |  | 1.9821 | Default Emission Factor
Winston | 7997_G_WD12 | 7997 | G | WD12 |  | Combustion Turbine | FRCC | Florida | Polk | 2.5 | 2001 | 9999 |  |  |  | 1.9821 | Default Emission Factor
Winston | 7997_G_WD13 | 7997 | G | WD13 |  | Combustion Turbine | FRCC | Florida | Polk | 2.5 | 2001 | 9999 |  |  |  | 1.9821 | Default Emission Factor
Winston | 7997_G_WD14 | 7997 | G | WD14 |  | Combustion Turbine | FRCC | Florida | Polk | 2.5 | 2001 | 9999 |  |  |  | 1.9821 | Default Emission Factor
Winston | 7997_G_WD15 | 7997 | G | WD15 |  | Combustion Turbine | FRCC | Florida | Polk | 2.5 | 2001 | 9999 |  |  |  | 1.9821 | Default Emission Factor
Winston | 7997_G_WD16 | 7997 | G | WD16 |  | Combustion Turbine | FRCC | Florida | Polk | 2.5 | 2001 | 9999 |  |  |  | 1.9821 | Default Emission Factor
Winston | 7997_G_WD17 | 7997 | G | WD17 |  | Combustion Turbine | FRCC | Florida | Polk | 2.5 | 2001 | 9999 |  |  |  | 1.9821 | Default Emission Factor
Winston | 7997_G_WD18 | 7997 | G | WD18 |  | Combustion Turbine | FRCC | Florida | Polk | 2.5 | 2001 | 9999 |  |  |  | 1.9821 | Default Emission Factor
Winston | 7997_G_WD19 | 7997 | G | WD19 |  | Combustion Turbine | FRCC | Florida | Polk | 2.5 | 2001 | 9999 |  |  |  | 1.9821 | Default Emission Factor
Winston | 7997_G_WD20 | 7997 | G | WD20 |  | Combustion Turbine | FRCC | Florida | Polk | 2.5 | 2001 | 9999 |  |  |  | 1.9821 | Default Emission Factor
Grays Harbor Energy Facility | 7999_G_CT1 | 7999 | G | CT1 | 89846 | Combined Cycle | WECC_PNW | Washington | Grays Harbor | 151 | 2008 | 9999 | 2019 | 2.3 | 1022011 | 0.00206 | NEI 2019
Grays Harbor Energy Facility | 7999_G_CT2 | 7999 | G | CT2 | 89847 | Combined Cycle | WECC_PNW | Washington | Grays Harbor | 153 | 2008 | 9999 | 2019 | 1.2 | 1026667 | 0.00206 | NEI 2019
Grays Harbor Energy Facility | 7999_G_ST1 | 7999 | G | ST1 | 89846 | Combined Cycle | WECC_PNW | Washington | Grays Harbor | 300 | 2008 | 9999 |  |  |  | 0.00206 | NEI 2019
Beatrice | 8000_G_CT1 | 8000 | G | CT1 | 88088 | Combined Cycle | SPP_NEBR | Nebraska | Gage | 69 | 2005 | 9999 | 2019 | 2.3144 | 456737 | 0.0132 | NEI 2019
Beatrice | 8000_G_CT2 | 8000 | G | CT2 | 88089 | Combined Cycle | SPP_NEBR | Nebraska | Gage | 68 | 2005 | 9999 | 2019 | 1.8922 | 180637 | 0.0132 | NEI 2019
Beatrice | 8000_G_ST1 | 8000 | G | ST1 | 88088 | Combined Cycle | SPP_NEBR | Nebraska | Gage | 83 | 2005 | 9999 |  |  |  | 0.0132 | NEI 2019
Holtsville | 8007_G_1 | 8007 | G | 1 | 3402 | Combustion Turbine | NY_Z_K | New York | Suffolk | 55.5 | 1974 | 9999 | 2019 | 0.0833 | 19721 | 0.00845 | NEI 2019
Holtsville | 8007_G_10 | 8007 | G | 10 | 3411 | Combustion Turbine | NY_Z_K | New York | Suffolk | 54.1 | 1975 | 9999 |  |  |  | 0.00845 | NEI 2019
Holtsville | 8007_G_2 | 8007 | G | 2 | 3403 | Combustion Turbine | NY_Z_K | New York | Suffolk | 55.6 | 1974 | 9999 |  |  |  | 0.00845 | NEI 2019
Holtsville | 8007_G_3 | 8007 | G | 3 | 3404 | Combustion Turbine | NY_Z_K | New York | Suffolk | 51 | 1974 | 9999 |  |  |  | 0.00845 | NEI 2019
Holtsville | 8007_G_4 | 8007 | G | 4 | 3405 | Combustion Turbine | NY_Z_K | New York | Suffolk | 52.4 | 1974 | 9999 |  |  |  | 0.00845 | NEI 2019
Holtsville | 8007_G_5 | 8007 | G | 5 | 3406 | Combustion Turbine | NY_Z_K | New York | Suffolk | 53.4 | 1974 | 9999 |  |  |  | 0.00845 | NEI 2019
Holtsville | 8007_G_6 | 8007 | G | 6 | 3407 | Combustion Turbine | NY_Z_K | New York | Suffolk | 50.4 | 1975 | 9999 |  |  |  | 0.00845 | NEI 2019
Holtsville | 8007_G_7 | 8007 | G | 7 | 3408 | Combustion Turbine | NY_Z_K | New York | Suffolk | 49.2 | 1975 | 9999 |  |  |  | 0.00845 | NEI 2019
Holtsville | 8007_G_8 | 8007 | G | 8 | 3409 | Combustion Turbine | NY_Z_K | New York | Suffolk | 55.4 | 1975 | 9999 |  |  |  | 0.00845 | NEI 2019
Holtsville | 8007_G_9 | 8007 | G | 9 | 3410 | Combustion Turbine | NY_Z_K | New York | Suffolk | 55.3 | 1975 | 9999 |  |  |  | 0.00845 | NEI 2019
Mickleton Station | 8008_G_MICK | 8008 | G | MICK | 3422 | Combustion Turbine | PJM_EMAC | New Jersey | Gloucester | 64.9 | 1974 | 9999 | 2019 | 0.0046 | 59 | 0.15593 | NEI 2019
Murray Turbine | 8010_G_1 | 8010 | G | 1 |  | Combustion Turbine | WECC_UT | Utah | Salt Lake | 12 | 2001 | 9999 | 2017 | 0.0077353 | 475 | 0.03257 | NEI 2019
Murray Turbine | 8010_G_2 | 8010 | G | 2 |  | Combustion Turbine | WECC_UT | Utah | Salt Lake | 12 | 2001 | 9999 | 2017 | 0.0018228 | 475 | 0.00768 | NEI 2019
Murray Turbine | 8010_G_3 | 8010 | G | 3 |  | Combustion Turbine | WECC_UT | Utah | Salt Lake | 12 | 2002 | 9999 | 2017 | 0.0089477 | 475 | 0.03767 | NEI 2019
Croydon CT Generating Station | 8012_G_11 | 8012 | G | 11 | 3423 | Combustion Turbine | PJM_EMAC | Pennsylvania | Bucks | 49 | 1974 | 9999 | 2019 | 0.001 | 332.0972 | 0.00602 | NEI 2019
Croydon CT Generating Station | 8012_G_12 | 8012 | G | 12 | 3424 | Combustion Turbine | PJM_EMAC | Pennsylvania | Bucks | 49 | 1974 | 9999 | 2019 | 0.0006 | 332.0972 | 0.00361 | NEI 2019
Croydon CT Generating Station | 8012_G_21 | 8012 | G | 21 | 3425 | Combustion Turbine | PJM_EMAC | Pennsylvania | Bucks | 49 | 1974 | 9999 | 2017 | 0.0008 | 1139.6573 | 0.0014 | NEI 2019
Croydon CT Generating Station | 8012_G_22 | 8012 | G | 22 | 3426 | Combustion Turbine | PJM_EMAC | Pennsylvania | Bucks | 49 | 1974 | 9999 | 2019 | 0.0012 | 332.0972 | 0.00723 | NEI 2019
Croydon CT Generating Station | 8012_G_31 | 8012 | G | 31 | 3427 | Combustion Turbine | PJM_EMAC | Pennsylvania | Bucks | 49 | 1974 | 9999 | 2019 | 0.001 | 332.0972 | 0.00602 | NEI 2019
Croydon CT Generating Station | 8012_G_32 | 8012 | G | 32 | 3428 | Combustion Turbine | PJM_EMAC | Pennsylvania | Bucks | 48 | 1974 | 9999 |  |  |  | 0.02784 | Default Emission Factor
Croydon CT Generating Station | 8012_G_41 | 8012 | G | 41 | 3429 | Combustion Turbine | PJM_EMAC | Pennsylvania | Bucks | 49 | 1974 | 9999 | 2019 | 0.0012 | 332.0972 | 0.00723 | NEI 2019
Croydon CT Generating Station | 8012_G_42 | 8012 | G | 42 | 3430 | Combustion Turbine | PJM_EMAC | Pennsylvania | Bucks | 49 | 1974 | 9999 | 2019 | 0.0012 | 332.0972 | 0.00723 | NEI 2019
Winter | 8013_G_IC 1 | 8013 | G | IC 1 |  | Combustion Turbine | MIS_MNWI | Wisconsin | Sawyer | 2.8 | 2002 | 9999 |  |  |  | 1.9821 | Default Emission Factor
Winter | 8013_G_IC 2 | 8013 | G | IC 2 |  | Combustion Turbine | MIS_MNWI | Wisconsin | Sawyer | 2.8 | 2002 | 9999 |  |  |  | 1.9821 | Default Emission Factor
Paragould Reciprocating | 8015_G_011 | 8015 | G | 011 |  | Combustion Turbine | SPP_WEST | Arkansas | Greene | 6 | 2001 | 9999 |  |  |  | 1.1533 | Default Emission Factor
Paragould Reciprocating | 8015_G_021 | 8015 | G | 021 |  | Combustion Turbine | SPP_WEST | Arkansas | Greene | 6 | 2001 | 9999 |  |  |  | 1.1533 | Default Emission Factor
Paragould Reciprocating | 8015_G_031 | 8015 | G | 031 |  | Combustion Turbine | SPP_WEST | Arkansas | Greene | 6 | 2001 | 9999 |  |  |  | 1.1533 | Default Emission Factor
Factory | 8016_G_1 | 8016 | G | 1 | 9200 | Combustion Turbine | MIS_IL | Illinois | Sangamon | 18 | 1973 | 9999 |  |  |  | 0.02784 | Default Emission Factor
Portage | 8019_G_1 | 8019 | G | 1 |  | Combustion Turbine | MIS_WUMS | Michigan | Houghton | 17.4 | 1973 | 9999 |  |  |  | 0.02784 | Default Emission Factor
Baldwin City Plant No 2 | 8020_G_7 | 8020 | G | 7 |  | Combustion Turbine | SPP_N | Kansas | Douglas | 3 | 2004 | 9999 |  |  |  | 1.1533 | Default Emission Factor
Baldwin City Plant No 2 | 8020_G_8 | 8020 | G | 8 |  | Combustion Turbine | SPP_N | Kansas | Douglas | 3 | 2004 | 9999 |  |  |  | 1.1533 | Default Emission Factor
Boulder Park | 8022_G_1 | 8022 | G | 1 |  | Combustion Turbine | WECC_PNW | Washington | Spokane | 4.1 | 2002 | 9999 |  |  |  | 1.1533 | Default Emission Factor
Boulder Park | 8022_G_2 | 8022 | G | 2 |  | Combustion Turbine | WECC_PNW | Washington | Spokane | 4.1 | 2002 | 9999 |  |  |  | 1.1533 | Default Emission Factor
Boulder Park | 8022_G_3 | 8022 | G | 3 |  | Combustion Turbine | WECC_PNW | Washington | Spokane | 4.1 | 2002 | 9999 |  |  |  | 1.1533 | Default Emission Factor
Boulder Park | 8022_G_4 | 8022 | G | 4 |  | Combustion Turbine | WECC_PNW | Washington | Spokane | 4.1 | 2002 | 9999 |  |  |  | 1.1533 | Default Emission Factor
Boulder Park | 8022_G_5 | 8022 | G | 5 |  | Combustion Turbine | WECC_PNW | Washington | Spokane | 4.1 | 2002 | 9999 |  |  |  | 1.1533 | Default Emission Factor
Boulder Park | 8022_G_6 | 8022 | G | 6 |  | Combustion Turbine | WECC_PNW | Washington | Spokane | 4.1 | 2002 | 9999 |  |  |  | 1.1533 | Default Emission Factor
Hartzog | 8026_G_1 | 8026 | G | 1 |  | Combustion Turbine | WECC_WY | Wyoming | Campbell | 5 | 2002 | 9999 |  |  |  | 0.04322 | Default Emission Factor
Hartzog | 8026_G_2 | 8026 | G | 2 |  | Combustion Turbine | WECC_WY | Wyoming | Campbell | 5 | 2002 | 9999 |  |  |  | 0.04322 | Default Emission Factor
Hartzog | 8026_G_3 | 8026 | G | 3 |  | Combustion Turbine | WECC_WY | Wyoming | Campbell | 5 | 2002 | 9999 |  |  |  | 0.04322 | Default Emission Factor
Blue Lake | 8027_G_1 | 8027 | G | 1 | 89763 | Combustion Turbine | MIS_MNWI | Minnesota | Scott | 39 | 1974 | 2024 |  |  |  | 0.02784 | Default Emission Factor
Blue Lake | 8027_G_2 | 8027 | G | 2 | 89764 | Combustion Turbine | MIS_MNWI | Minnesota | Scott | 39 | 1974 | 2024 | 2019 | 0.00125 | 5768.298 | 0.00043 | NEI 2019
Blue Lake | 8027_G_3 | 8027 | G | 3 | 89765 | Combustion Turbine | MIS_MNWI | Minnesota | Scott | 36 | 1974 | 2024 | 2017 | 0.004214 | 6351.0199 | 0.00133 | NEI 2019
Blue Lake | 8027_G_4 | 8027 | G | 4 | 89766 | Combustion Turbine | MIS_MNWI | Minnesota | Scott | 39 | 1974 | 2024 | 2017 | 0.001105 | 6880.2715 | 0.00032 | NEI 2019
Blue Lake | 8027_G_7 | 8027 | G | 7 | 89378 | Combustion Turbine | MIS_MNWI | Minnesota | Scott | 150 | 2005 | 9999 | 2019 | 0.3403 | 22185.7616 | 0.03068 | NEI 2019
Blue Lake | 8027_G_8 | 8027 | G | 8 | 89379 | Combustion Turbine | MIS_MNWI | Minnesota | Scott | 150 | 2005 | 9999 | 2019 | 0.3977 | 22185.7616 | 0.03585 | NEI 2019
Arvada | 8028_G_1 | 8028 | G | 1 |  | Combustion Turbine | WECC_WY | Wyoming | Sheridan | 5 | 2002 | 9999 |  |  |  | 0.04322 | Default Emission Factor
Arvada | 8028_G_2 | 8028 | G | 2 |  | Combustion Turbine | WECC_WY | Wyoming | Sheridan | 5 | 2002 | 9999 |  |  |  | 0.04322 | Default Emission Factor
Arvada | 8028_G_3 | 8028 | G | 3 |  | Combustion Turbine | WECC_WY | Wyoming | Sheridan | 5 | 2002 | 9999 |  |  |  | 0.04322 | Default Emission Factor
Sycamore (IA) | 8029_G_1 | 8029 | G | 1 | 90084 | Combustion Turbine | MIS_MIDA | Iowa | Polk | 76.2 | 1974 | 9999 | 2019 | 0.020049 | 672.7705 | 0.0596 | NEI 2019
Sycamore (IA) | 8029_G_2 | 8029 | G | 2 | 90085 | Combustion Turbine | MIS_MIDA | Iowa | Polk | 74.1 | 1974 | 9999 | 2019 | 0.014019 | 654.2295 | 0.04286 | NEI 2019
Barber Creek | 8030_G_1 | 8030 | G | 1 |  | Combustion Turbine | WECC_WY | Wyoming | Campbell | 5 | 2002 | 9999 |  |  |  | 0.04322 | Default Emission Factor
Barber Creek | 8030_G_2 | 8030 | G | 2 |  | Combustion Turbine | WECC_WY | Wyoming | Campbell | 5 | 2002 | 9999 |  |  |  | 0.04322 | Default Emission Factor
Barber Creek | 8030_G_3 | 8030 | G | 3 |  | Combustion Turbine | WECC_WY | Wyoming | Campbell | 5 | 2002 | 9999 |  |  |  | 0.04322 | Default Emission Factor
Emery Station | 8031_G_11 | 8031 | G | 11 | 88332 | Combined Cycle | MIS_IA | Iowa | Cerro Gordo | 143.4 | 2004 | 9999 |  |  |  | 0.01609 | Default Emission Factor
Emery Station | 8031_G_12 | 8031 | G | 12 | 88333 | Combined Cycle | MIS_IA | Iowa | Cerro Gordo | 144.4 | 2004 | 9999 |  |  |  | 0.01609 | Default Emission Factor
Emery Station | 8031_G_ST1 | 8031 | G | ST1 | 88332 | Combined Cycle | MIS_IA | Iowa | Cerro Gordo | 231 | 2004 | 9999 |  |  |  | 0.01609 | Default Emission Factor
Yankton | 8034_G_1 | 8034 | G | 1 |  | Combustion Turbine | SPP_WAUE | South Dakota | Yankton | 2.2 | 1974 | 9999 |  |  |  | 1.1533 | Default Emission Factor
Yankton | 8034_G_2 | 8034 | G | 2 |  | Combustion Turbine | SPP_WAUE | South Dakota | Yankton | 2.8 | 1974 | 9999 |  |  |  | 1.9821 | Default Emission Factor
Yankton | 8034_G_4 | 8034 | G | 4 |  | Combustion Turbine | SPP_WAUE | South Dakota | Yankton | 2 | 1963 | 9999 |  |  |  | 1.9821 | Default Emission Factor
Clifton | 8037_G_2 | 8037 | G | 2 |  | Combustion Turbine | SPP_N | Kansas | Washington | 2.5 | 1974 | 9999 | 2019 | 0.0051165 | 10 | 1.0233 | NEI 2019
Intercession City | 8049_G_P1 | 8049 | G | P1 |  | Combustion Turbine | FRCC | Florida | Osceola | 47 | 1974 | 9999 | 2019 | 0.003184 | 17802.7697 | 0.00036 | NEI 2019
Intercession City | 8049_G_P10 | 8049 | G | P10 | 3440 | Combustion Turbine | FRCC | Florida | Osceola | 78 | 1993 | 9999 | 2019 | 0.50665 | 29545.0221 | 0.0343 | NEI 2019
Intercession City | 8049_G_P11 | 8049 | G | P11 | 3441 | Combustion Turbine | FRCC | Florida | Osceola | 140 | 1997 | 9999 | 2019 | 0.011679 | 53029.5268 | 0.00044 | NEI 2019
Intercession City | 8049_G_P12 | 8049 | G | P12 | 3442 | Combustion Turbine | FRCC | Florida | Osceola | 73 | 2000 | 9999 | 2019 | 1.019 | 27651.1104 | 0.0737 | NEI 2019
Intercession City | 8049_G_P13 | 8049 | G | P13 | 3443 | Combustion Turbine | FRCC | Florida | Osceola | 75 | 2000 | 9999 | 2019 | 0.96302 | 28408.6751 | 0.0678 | NEI 2019
Intercession City | 8049_G_P14 | 8049 | G | P14 | 3444 | Combustion Turbine | FRCC | Florida | Osceola | 72 | 2000 | 9999 | 2019 | 1.1689 | 27272.3281 | 0.08572 | NEI 2019
Intercession City | 8049_G_P2 | 8049 | G | P2 |  | Combustion Turbine | FRCC | Florida | Osceola | 46 | 1974 | 9999 | 2019 | 0.005209 | 17423.9874 | 0.0006 | NEI 2019
Intercession City | 8049_G_P3 | 8049 | G | P3 |  | Combustion Turbine | FRCC | Florida | Osceola | 46 | 1974 | 9999 | 2019 | 0.005044 | 17423.9874 | 0.00058 | NEI 2019
Intercession City | 8049_G_P4 | 8049 | G | P4 |  | Combustion Turbine | FRCC | Florida | Osceola | 46 | 1974 | 9999 | 2019 | 0.002575 | 17423.9874 | 0.0003 | NEI 2019
Intercession City | 8049_G_P5 | 8049 | G | P5 |  | Combustion Turbine | FRCC | Florida | Osceola | 45 | 1974 | 9999 | 2019 | 0.002942 | 17045.205 | 0.00035 | NEI 2019
Intercession City | 8049_G_P6 | 8049 | G | P6 |  | Combustion Turbine | FRCC | Florida | Osceola | 47 | 1974 | 9999 | 2019 | 0.003425 | 17802.7697 | 0.00039 | NEI 2019
Intercession City | 8049_G_P7 | 8049 | G | P7 | 3445 | Combustion Turbine | FRCC | Florida | Osceola | 78 | 1993 | 9999 | 2019 | 0.18628 | 29545.0221 | 0.01261 | NEI 2019
Intercession City | 8049_G_P8 | 8049 | G | P8 | 3446 | Combustion Turbine | FRCC | Florida | Osceola | 79 | 1993 | 9999 | 2019 | 0.54892 | 29923.8044 | 0.03669 | NEI 2019
Intercession City | 8049_G_P9 | 8049 | G | P9 | 3447 | Combustion Turbine | FRCC | Florida | Osceola | 79 | 1993 | 9999 | 2019 | 0.42349 | 29923.8044 | 0.02831 | NEI 2019
Pouch | 8053_G_N01 | 8053 | G | N01 | 8388 | Combustion Turbine | NY_Z_J | New York | Richmond | 46 | 2001 | 9999 | 2019 | 0.88501 | 47443 | 0.03731 | NEI 2019
Waterford 1 & 2 | 8056_G_4 | 8056 | G | 4 | 91255 | Combustion Turbine | MIS_AMSO | Louisiana | St Charles | 32.5 | 2009 | 9999 |  |  |  | 0.02784 | Default Emission Factor
DeCordova Steam Electric Station | 8063_G_CT1 | 8063 | G | CT1 | 90028 | Combustion Turbine | ERC_REST | Texas | Hood | 71 | 1990 | 9999 | 2019 | 0.4583 | 5735.8936 | 0.1598 | NEI 2019
DeCordova Steam Electric Station | 8063_G_CT2 | 8063 | G | CT2 | 90029 | Combustion Turbine | ERC_REST | Texas | Hood | 70 | 1990 | 9999 | 2019 | 0.2321 | 5655.1064 | 0.08209 | NEI 2019
DeCordova Steam Electric Station | 8063_G_CT3 | 8063 | G | CT3 | 90030 | Combustion Turbine | ERC_REST | Texas | Hood | 70 | 1990 | 9999 | 2019 | 0.229 | 5655.1064 | 0.08099 | NEI 2019
DeCordova Steam Electric Station | 8063_G_CT4 | 8063 | G | CT4 | 90031 | Combustion Turbine | ERC_REST | Texas | Hood | 71 | 1990 | 9999 | 2019 | 0.3102 | 5735.8936 | 0.10816 | NEI 2019
Fort Lupton | 8067_G_1 | 8067 | G | 1 |  | Combustion Turbine | WECC_CO | Colorado | Weld | 44 | 1972 | 2025 | 2017 | 0.016518 | 667 | 0.04953 | NEI 2019
Fort Lupton | 8067_G_2 | 8067 | G | 2 |  | Combustion Turbine | WECC_CO | Colorado | Weld | 44 | 1972 | 2025 | 2019 | 0.017699 | 4023.5 | 0.0088 | NEI 2019
Santan | 8068_G_ST1 | 8068 | G | ST1 |  | Combined Cycle | WECC_AZ | Arizona | Maricopa | 92 | 1974 | 9999 | 2019 | 2.4079 | 230302 | 0.02091 | NEI 2019
Santan | 8068_G_ST2 | 8068 | G | ST2 |  | Combined Cycle | WECC_AZ | Arizona | Maricopa | 92 | 1974 | 9999 | 2019 | 2.7621 | 288879 | 0.01912 | NEI 2019
Santan | 8068_G_ST3 | 8068 | G | ST3 |  | Combined Cycle | WECC_AZ | Arizona | Maricopa | 92 | 1974 | 9999 | 2019 | 1.7967 | 188757 | 0.01904 | NEI 2019
Santan | 8068_G_ST4 | 8068 | G | ST4 |  | Combined Cycle | WECC_AZ | Arizona | Maricopa | 92 | 1975 | 9999 | 2019 | 2.8829 | 304430 | 0.01894 | NEI 2019
Santan | 8068_G_ST5A | 8068 | G | ST5A | 10065 | Combined Cycle | WECC_AZ | Arizona | Maricopa | 151 | 2005 | 9999 | 2019 | 1.0615 | 2264138 | 0.00101 | NEI 2019
Santan | 8068_G_ST5B | 8068 | G | ST5B | 10066 | Combined Cycle | WECC_AZ | Arizona | Maricopa | 151 | 2005 | 9999 | 2019 | 0.5765 | 975893 | 0.00101 | NEI 2019
Santan | 8068_G_ST5S | 8068 | G | ST5S | 10065 | Combined Cycle | WECC_AZ | Arizona | Maricopa | 280 | 2005 | 9999 |  |  |  | 0.00101 | NEI 2019
Santan | 8068_G_ST6A | 8068 | G | ST6A | 10067 | Combined Cycle | WECC_AZ | Arizona | Maricopa | 151 | 2006 | 9999 |  |  |  | 0.01609 | Default Emission Factor
Santan | 8068_G_ST6S | 8068 | G | ST6S | 10067 | Combined Cycle | WECC_AZ | Arizona | Maricopa | 126 | 2006 | 9999 |  |  |  | 0.01609 | Default Emission Factor
Beaver | 8073_G_1 | 8073 | G | 1 |  | Combined Cycle | WECC_PNW | Oregon | Columbia | 54 | 1974 | 9999 |  |  |  | 0.04022 | NEI 2019
Beaver | 8073_G_2 | 8073 | G | 2 |  | Combined Cycle | WECC_PNW | Oregon | Columbia | 54 | 1974 | 9999 |  |  |  | 0.04022 | NEI 2019
Beaver | 8073_G_3 | 8073 | G | 3 |  | Combined Cycle | WECC_PNW | Oregon | Columbia | 54 | 1974 | 9999 |  |  |  | 0.04022 | NEI 2019
Beaver | 8073_G_4 | 8073 | G | 4 |  | Combined Cycle | WECC_PNW | Oregon | Columbia | 54 | 1974 | 9999 |  |  |  | 0.04022 | NEI 2019
Beaver | 8073_G_5 | 8073 | G | 5 |  | Combined Cycle | WECC_PNW | Oregon | Columbia | 54 | 1974 | 9999 |  |  |  | 0.04022 | NEI 2019
Beaver | 8073_G_6 | 8073 | G | 6 |  | Combined Cycle | WECC_PNW | Oregon | Columbia | 54 | 1974 | 9999 | 2019 | 10.0044 | 497430 | 0.04022 | NEI 2019
Beaver | 8073_G_7 | 8073 | G | 7 |  | Combined Cycle | WECC_PNW | Oregon | Columbia | 137 | 1977 | 9999 |  |  |  | 0.04022 | NEI 2019
Beaver | 8073_G_8 | 8073 | G | 8 |  | Combustion Turbine | WECC_PNW | Oregon | Columbia | 24 | 2001 | 9999 | 2019 | 0.038 | 3121 | 0.02435 | NEI 2019
Springfield (CO) | 8100_G_1 | 8100 | G | 1 |  | Combustion Turbine | WECC_CO | Colorado | Baca | 1.2 | 1965 | 9999 |  |  |  | 1.1533 | Default Emission Factor
Springfield (CO) | 8100_G_2 | 8100 | G | 2 |  | Combustion Turbine | WECC_CO | Colorado | Baca | 0.2 | 1950 | 9999 |  |  |  | 1.1533 | Default Emission Factor
Springfield (CO) | 8100_G_IC4 | 8100 | G | IC4 |  | Combustion Turbine | WECC_CO | Colorado | Baca | 0.5 | 1950 | 9999 |  |  |  | 1.1533 | Default Emission Factor
Springfield (CO) | 8100_G_IC5 | 8100 | G | IC5 |  | Combustion Turbine | WECC_CO | Colorado | Baca | 0.8 | 1960 | 9999 |  |  |  | 1.1533 | Default Emission Factor
Halstad | 8105_G_4 | 8105 | G | 4 |  | Combustion Turbine | MIS_MNWI | Minnesota | Norman | 1.9 | 2007 | 9999 |  |  |  | 1.9821 | Default Emission Factor
Halstad | 8105_G_5 | 8105 | G | 5 |  | Combustion Turbine | MIS_MNWI | Minnesota | Norman | 1.9 | 2007 | 9999 |  |  |  | 1.9821 | Default Emission Factor
Tipton | 8106_G_1A | 8106 | G | 1A |  | Combustion Turbine | MIS_IL | Iowa | Cedar | 2 | 2001 | 9999 |  |  |  | 1.1533 | Default Emission Factor
Tipton | 8106_G_2 | 8106 | G | 2 |  | Combustion Turbine | MIS_IL | Iowa | Cedar | 1.2 | 1971 | 9999 |  |  |  | 1.1533 | Default Emission Factor
Tipton | 8106_G_5 | 8106 | G | 5 |  | Combustion Turbine | MIS_IL | Iowa | Cedar | 2 | 2011 | 9999 |  |  |  | 1.9821 | Default Emission Factor
Tipton | 8106_G_6 | 8106 | G | 6 |  | Combustion Turbine | MIS_IL | Iowa | Cedar | 2 | 2011 | 9999 |  |  |  | 1.9821 | Default Emission Factor
Tipton | 8106_G_7 | 8106 | G | 7 |  | Combustion Turbine | MIS_IL | Iowa | Cedar | 2 | 2019 | 9999 |  |  |  | 2.1502 | Default Emission Factor
Hopkinton | 8108_G_1 | 8108 | G | 1 |  | Combustion Turbine | MIS_IL | Iowa | Delaware | 1.6 | 1973 | 9999 |  |  |  | 1.9821 | Default Emission Factor
Hopkinton | 8108_G_CAT | 8108 | G | CAT |  | Combustion Turbine | MIS_IL | Iowa | Delaware | 2.2 | 2011 | 9999 |  |  |  | 1.9821 | Default Emission Factor
Stanberry | 8110_G_1 | 8110 | G | 1 |  | Combustion Turbine | S_D_AECI | Missouri | Gentry | 1.1 | 1963 | 9999 |  |  |  | 1.1533 | Default Emission Factor
Stanberry | 8110_G_2 | 8110 | G | 2 |  | Combustion Turbine | S_D_AECI | Missouri | Gentry | 1.1 | 1967 | 9999 |  |  |  | 1.1533 | Default Emission Factor
Stanberry | 8110_G_IC5 | 8110 | G | IC5 |  | Combustion Turbine | S_D_AECI | Missouri | Gentry | 0.3 | 1958 | 9999 |  |  |  | 1.9821 | Default Emission Factor
Stanberry | 8110_G_IC6 | 8110 | G | IC6 |  | Combustion Turbine | S_D_AECI | Missouri | Gentry | 1.8 | 1979 | 9999 |  |  |  | 1.1533 | Default Emission Factor
Salmon Diesel | 817_G_1 | 817 | G | 1 |  | Combustion Turbine | WECC_ID | Idaho | Lemhi | 2.7 | 1967 | 9999 |  |  |  | 1.9821 | Default Emission Factor
Salmon Diesel | 817_G_2 | 817 | G | 2 |  | Combustion Turbine | WECC_ID | Idaho | Lemhi | 2.7 | 1967 | 9999 |  |  |  | 1.9821 | Default Emission Factor
Ray D Nixon | 8219_G_GT1 | 8219 | G | GT1 | 3468 | Combustion Turbine | WECC_CO | Colorado | El Paso | 30 | 1999 | 9999 | 2019 | 0.06 | 2807 | 0.04275 | NEI 2019
Ray D Nixon | 8219_G_GT2 | 8219 | G | GT2 | 3467 | Combustion Turbine | WECC_CO | Colorado | El Paso | 30 | 1999 | 9999 | 2017 | 0.060001 | 1009 | 0.11893 | NEI 2019
Grand Tower Energy Center LLC | 862_G_1 | 862 | G | 1 | 578 | Combined Cycle | MIS_IL | Illinois | Jackson | 161 | 2001 | 2045 | 2019 | 12.1023 | 479381 | 0.06778 | NEI 2019
Grand Tower Energy Center LLC | 862_G_2 | 862 | G | 2 | 579 | Combined Cycle | MIS_IL | Illinois | Jackson | 159 | 2001 | 2045 | 2017 | 12.7181 | 252987 | 0.06778 | NEI 2019
Grand Tower Energy Center LLC | 862_G_3 | 862 | G | 3 | 578 | Combined Cycle | MIS_IL | Illinois | Jackson | 86 | 1951 | 2045 |  |  |  | 0.06778 | NEI 2019
Grand Tower Energy Center LLC | 862_G_4 | 862 | G | 4 | 579 | Combined Cycle | MIS_IL | Illinois | Jackson | 105 | 1958 | 2045 |  |  |  | 0.06778 | NEI 2019
Waukegan | 883_G_311 | 883 | G | 311 | 9161 | Combustion Turbine | PJM_COMD | Illinois | Lake | 24.6 | 1968 | 2030 |  |  |  | 0.02784 | Default Emission Factor
Waukegan | 883_G_312 | 883 | G | 312 | 9162 | Combustion Turbine | PJM_COMD | Illinois | Lake | 28.5 | 1968 | 2030 |  |  |  | 0.02784 | Default Emission Factor
Waukegan | 883_G_321 | 883 | G | 321 | 9163 | Combustion Turbine | PJM_COMD | Illinois | Lake | 28 | 1968 | 2030 |  |  |  | 0.02784 | Default Emission Factor
Waukegan | 883_G_322 | 883 | G | 322 | 9164 | Combustion Turbine | PJM_COMD | Illinois | Lake | 26.7 | 1968 | 2030 |  |  |  | 0.02784 | Default Emission Factor
Fisk Street | 886_G_311 | 886 | G | 311 | 9165 | Combustion Turbine | PJM_COMD | Illinois | Cook | 25.4 | 1968 | 2030 |  |  |  | 0.01869 | NEI 2019
Fisk Street | 886_G_312 | 886 | G | 312 | 9166 | Combustion Turbine | PJM_COMD | Illinois | Cook | 23.7 | 1968 | 2030 |  |  |  | 0.01869 | NEI 2019
Fisk Street | 886_G_321 | 886 | G | 321 | 9167 | Combustion Turbine | PJM_COMD | Illinois | Cook | 25.4 | 1968 | 2030 |  |  |  | 0.01869 | NEI 2019
Fisk Street | 886_G_322 | 886 | G | 322 | 9168 | Combustion Turbine | PJM_COMD | Illinois | Cook | 25.4 | 1968 | 2030 | 2019 | 0.012038 | 1288.2642 | 0.01869 | NEI 2019
Fisk Street | 886_G_331 | 886 | G | 331 | 9169 | Combustion Turbine | PJM_COMD | Illinois | Cook | 23.7 | 1968 | 2030 |  |  |  | 0.00177 | NEI 2019
Fisk Street | 886_G_332 | 886 | G | 332 | 9170 | Combustion Turbine | PJM_COMD | Illinois | Cook | 25.4 | 1968 | 2030 |  |  |  | 0.00177 | NEI 2019
Fisk Street | 886_G_341 | 886 | G | 341 | 9172 | Combustion Turbine | PJM_COMD | Illinois | Cook | 25.4 | 1968 | 2030 |  |  |  | 0.00177 | NEI 2019
Fisk Street | 886_G_342 | 886 | G | 342 | 9172 | Combustion Turbine | PJM_COMD | Illinois | Cook | 22.8 | 1968 | 2030 | 2019 | 0.001107 | 1254.7358 | 0.00177 | NEI 2019
Astoria Generating Station | 8906_G_1 | 8906 | G | 1 | 3489 | Combustion Turbine | NY_Z_J | New York | Queens | 14 | 1967 | 9999 | 2019 | 0.014248 | 640 | 0.04453 | NEI 2019
Moline | 899_G_GT1 | 899 | G | GT1 |  | Combustion Turbine | MIS_MIDA | Illinois | Rock Island | 16 | 1970 | 2045 |  |  |  | 0.04322 | Default Emission Factor
Moline | 899_G_GT2 | 899 | G | GT2 |  | Combustion Turbine | MIS_MIDA | Illinois | Rock Island | 17.1 | 1970 | 2045 |  |  |  | 0.04322 | Default Emission Factor
Moline | 899_G_GT3 | 899 | G | GT3 |  | Combustion Turbine | MIS_MIDA | Illinois | Rock Island | 16.9 | 1970 | 2045 |  |  |  | 0.04322 | Default Emission Factor
Moline | 899_G_GT4 | 899 | G | GT4 |  | Combustion Turbine | MIS_MIDA | Illinois | Rock Island | 16.7 | 1970 | 2045 |  |  |  | 0.04322 | Default Emission Factor
Copper | 9_G_1 | 9 | G | 1 | 90211 | Combustion Turbine | WECC_NM | Texas | El Paso | 64 | 1980 | 9999 | 2019 | 0.7373 | 39534 | 0.0373 | NEI 2019
Cherry Street | 9038_G_10 | 9038 | G | 10 |  | Combustion Turbine | NENGREST | Massachusetts | Middlesex | 1.9 | 1962 | 2024 | 2019 | 0.0318 | 32.7945 | 1.9393 | NEI 2019
Cherry Street | 9038_G_11 | 9038 | G | 11 |  | Combustion Turbine | NENGREST | Massachusetts | Middlesex | 1.9 | 1962 | 2024 | 2019 | 0.0355 | 32.7945 | 2.165 | NEI 2019
Cherry Street | 9038_G_12 | 9038 | G | 12 |  | Combustion Turbine | NENGREST | Massachusetts | Middlesex | 4.9 | 1972 | 9999 | 2017 | 0.1534 | 93.9726 | 3.2648 | NEI 2019
Cherry Street | 9038_G_7 | 9038 | G | 7 |  | Combustion Turbine | NENGREST | Massachusetts | Middlesex | 2.5 | 1951 | 9999 | 2019 | 0.0769 | 43.1507 | 3.5642 | NEI 2019
Cherry Street | 9038_G_8 | 9038 | G | 8 |  | Combustion Turbine | NENGREST | Massachusetts | Middlesex | 3.4 | 1956 | 9999 | 2017 | 0.0958 | 65.2055 | 2.9384 | NEI 2019
Venice | 913_G_GT2 | 913 | G | GT2 | 9044 | Combustion Turbine | MIS_MO | Illinois | Madison | 48 | 2002 | 2045 | 2017 | 0.018755 | 6311.8522 | 0.00594 | NEI 2019
Venice | 913_G_GT3 | 913 | G | GT3 | 89497 | Combustion Turbine | MIS_MO | Illinois | Madison | 168 | 2005 | 2045 | 2017 | 0.10395 | 22091.4825 | 0.00941 | NEI 2019
Venice | 913_G_GT4 | 913 | G | GT4 | 89498 | Combustion Turbine | MIS_MO | Illinois | Madison | 168 | 2005 | 2045 | 2019 | 0.087435 | 9521.1499 | 0.01837 | NEI 2019
Venice | 913_G_GT5 | 913 | G | GT5 | 89499 | Combustion Turbine | MIS_MO | Illinois | Madison | 103 | 2005 | 2045 | 2019 | 0.01079 | 5837.3717 | 0.0037 | NEI 2019
Breese | 934_G_2 | 934 | G | 2 |  | Combustion Turbine | MIS_IL | Illinois | Clinton | 3 | 1982 | 2045 | 2019 | 0.00474 | 50.8235 | 0.18653 | NEI 2019
Breese | 934_G_5 | 934 | G | 5 |  | Combustion Turbine | MIS_IL | Illinois | Clinton | 2.5 | 1992 | 9999 |  |  |  | 1.9821 | Default Emission Factor
Breese | 934_G_6 | 934 | G | 6 |  | Combustion Turbine | MIS_IL | Illinois | Clinton | 2.5 | 1997 | 9999 | 2019 | 0.028592 | 42.3529 | 1.3502 | NEI 2019
Breese | 934_G_7 | 934 | G | 7 |  | Combustion Turbine | MIS_IL | Illinois | Clinton | 2.5 | 2008 | 9999 |  |  |  | 1.9821 | Default Emission Factor
Breese | 934_G_8 | 934 | G | 8 |  | Combustion Turbine | MIS_IL | Illinois | Clinton | 2.5 | 2014 | 9999 |  |  |  | 1.9821 | Default Emission Factor
Breese | 934_G_IC1 | 934 | G | IC1 |  | Combustion Turbine | MIS_IL | Illinois | Clinton | 1 | 1953 | 9999 |  |  |  | 1.9821 | Default Emission Factor
Breese | 934_G_IC3 | 934 | G | IC3 |  | Combustion Turbine | MIS_IL | Illinois | Clinton | 3 | 1968 | 2045 | 2019 | 0.029799 | 50.8235 | 1.1726 | NEI 2019
Bushnell | 935_G_1 | 935 | G | 1 |  | Combustion Turbine | MIS_IL | Illinois | McDonough | 0.2 | 1940 | 9999 | 2017 | 0.01028 | 2.9259 | 7.0268 | NEI 2019
Bushnell | 935_G_2 | 935 | G | 2 |  | Combustion Turbine | MIS_IL | Illinois | McDonough | 0.2 | 1940 | 9999 |  |  |  | 1.9821 | Default Emission Factor
Bushnell | 935_G_3 | 935 | G | 3 |  | Combustion Turbine | MIS_IL | Illinois | McDonough | 2.2 | 1965 | 9999 |  |  |  | 1.9821 | Default Emission Factor
Bushnell | 935_G_4 | 935 | G | 4 |  | Combustion Turbine | MIS_IL | Illinois | McDonough | 2.2 | 1965 | 9999 |  |  |  | 1.9821 | Default Emission Factor
Bushnell | 935_G_5 | 935 | G | 5 |  | Combustion Turbine | MIS_IL | Illinois | McDonough | 1 | 1956 | 9999 |  |  |  | 1.9821 | Default Emission Factor
Bushnell | 935_G_6 | 935 | G | 6 |  | Combustion Turbine | MIS_IL | Illinois | McDonough | 2.5 | 2000 | 9999 |  |  |  | 1.9821 | Default Emission Factor
Bushnell | 935_G_7 | 935 | G | 7 |  | Combustion Turbine | MIS_IL | Illinois | McDonough | 2.5 | 2000 | 9999 | 2017 | 0.011239 | 36.5741 | 0.61459 | NEI 2019
Carlyle | 936_G_10 | 936 | G | 10 |  | Combustion Turbine | MIS_IL | Illinois | Clinton | 2.5 | 2003 | 9999 |  |  |  | 1.9821 | Default Emission Factor
Carlyle | 936_G_11 | 936 | G | 11 |  | Combustion Turbine | MIS_IL | Illinois | Clinton | 2.8 | 2019 | 9999 |  |  |  | 2.1502 | Default Emission Factor
Carlyle | 936_G_7 | 936 | G | 7 |  | Combustion Turbine | MIS_IL | Illinois | Clinton | 2 | 1964 | 2045 | 2017 | 0.037719 | 60.4211 | 1.2485 | NEI 2019
Carlyle | 936_G_8 | 936 | G | 8 |  | Combustion Turbine | MIS_IL | Illinois | Clinton | 2.5 | 1998 | 9999 | 2017 | 0.028772 | 75.5263 | 0.76191 | NEI 2019
Carlyle | 936_G_9 | 936 | G | 9 |  | Combustion Turbine | MIS_IL | Illinois | Clinton | 2.5 | 1999 | 9999 | 2019 | 0.036613 | 95.2632 | 0.76867 | NEI 2019
Carmi | 937_G_10 | 937 | G | 10 |  | Combustion Turbine | MIS_IL | Illinois | White | 1.6 | 1958 | 2045 |  |  |  | 1.1533 | Default Emission Factor
Carmi | 937_G_12 | 937 | G | 12 |  | Combustion Turbine | MIS_IL | Illinois | White | 1.8 | 1967 | 2045 |  |  |  | 1.1533 | Default Emission Factor
Carmi | 937_G_13 | 937 | G | 13 |  | Combustion Turbine | MIS_IL | Illinois | White | 4.3 | 1973 | 2045 |  |  |  | 1.1533 | Default Emission Factor
Carmi | 937_G_14 | 937 | G | 14 |  | Combustion Turbine | MIS_IL | Illinois | White | 1.1 | 2013 | 9999 |  |  |  | 1.9821 | Default Emission Factor
Carmi | 937_G_7 | 937 | G | 7 |  | Combustion Turbine | MIS_IL | Illinois | White | 0.9 | 1948 | 9999 |  |  |  | 1.9821 | Default Emission Factor
Carmi | 937_G_8 | 937 | G | 8 |  | Combustion Turbine | MIS_IL | Illinois | White | 1.2 | 1951 | 2045 |  |  |  | 1.1533 | Default Emission Factor
Carmi | 937_G_9 | 937 | G | 9 |  | Combustion Turbine | MIS_IL | Illinois | White | 1.5 | 1958 | 2045 |  |  |  | 1.1533 | Default Emission Factor
Farmer City | 941_G_1 | 941 | G | 1 |  | Combustion Turbine | MIS_IL | Illinois | DeWitt | 1.3 | 1967 | 2045 |  |  |  | 1.1533 | Default Emission Factor
Farmer City | 941_G_2 | 941 | G | 2 |  | Combustion Turbine | MIS_IL | Illinois | DeWitt | 0.9 | 1963 | 9999 |  |  |  | 1.9821 | Default Emission Factor
Farmer City | 941_G_4 | 941 | G | 4 |  | Combustion Turbine | MIS_IL | Illinois | DeWitt | 0.7 | 1951 | 9999 |  |  |  | 1.9821 | Default Emission Factor
Farmer City | 941_G_5 | 941 | G | 5 |  | Combustion Turbine | MIS_IL | Illinois | DeWitt | 2.8 | 1974 | 2045 |  |  |  | 1.1533 | Default Emission Factor
Farmer City | 941_G_6 | 941 | G | 6 |  | Combustion Turbine | MIS_IL | Illinois | DeWitt | 2 | 2012 | 9999 |  |  |  | 1.9821 | Default Emission Factor
Farmer City | 941_G_7 | 941 | G | 7 |  | Combustion Turbine | MIS_IL | Illinois | DeWitt | 2 | 2012 | 9999 |  |  |  | 1.9821 | Default Emission Factor
Freeburg | 943_G_1 | 943 | G | 1 |  | Combustion Turbine | MIS_IL | Illinois | St Clair | 0.4 | 1948 | 9999 | 2019 | 0.003444 | 0.73418 | 9.3819 | NEI 2019
Freeburg | 943_G_10 | 943 | G | 10 |  | Combustion Turbine | MIS_IL | Illinois | St Clair | 1.8 | 2007 | 9999 |  |  |  | 1.9821 | Default Emission Factor
Freeburg | 943_G_11 | 943 | G | 11 |  | Combustion Turbine | MIS_IL | Illinois | St Clair | 1.8 | 2007 | 9999 |  |  |  | 1.9821 | Default Emission Factor
Freeburg | 943_G_12 | 943 | G | 12 |  | Combustion Turbine | MIS_IL | Illinois | St Clair | 1.8 | 2007 | 9999 |  |  |  | 1.9821 | Default Emission Factor
Freeburg | 943_G_2 | 943 | G | 2 |  | Combustion Turbine | MIS_IL | Illinois | St Clair | 0.4 | 1948 | 9999 |  |  |  | 1.9821 | Default Emission Factor
Freeburg | 943_G_3 | 943 | G | 3 |  | Combustion Turbine | MIS_IL | Illinois | St Clair | 0.6 | 1953 | 9999 |  |  |  | 1.9821 | Default Emission Factor
Freeburg | 943_G_4 | 943 | G | 4 |  | Combustion Turbine | MIS_IL | Illinois | St Clair | 1 | 1959 | 9999 |  |  |  | 1.9821 | Default Emission Factor
Freeburg | 943_G_6 | 943 | G | 6 |  | Combustion Turbine | MIS_IL | Illinois | St Clair | 1.8 | 1974 | 9999 |  |  |  | 1.9821 | Default Emission Factor
Freeburg | 943_G_7 | 943 | G | 7 |  | Combustion Turbine | MIS_IL | Illinois | St Clair | 2.6 | 1986 | 9999 |  |  |  | 1.9821 | Default Emission Factor
Freeburg | 943_G_8 | 943 | G | 8 |  | Combustion Turbine | MIS_IL | Illinois | St Clair | 1.8 | 1996 | 9999 | 2017 | 0.007437 | 15.6076 | 0.953 | NEI 2019
Freeburg | 943_G_9 | 943 | G | 9 |  | Combustion Turbine | MIS_IL | Illinois | St Clair | 1.8 | 1996 | 9999 |  |  |  | 1.9821 | Default Emission Factor
Geneseo | 944_G_1 | 944 | G | 1 |  | Combustion Turbine | MIS_MIDA | Illinois | Henry | 4.4 | 1974 | 2045 |  |  |  | 1.1533 | Default Emission Factor
Geneseo | 944_G_2 | 944 | G | 2 |  | Combustion Turbine | MIS_MIDA | Illinois | Henry | 2.8 | 1967 | 2045 |  |  |  | 1.1533 | Default Emission Factor
Geneseo | 944_G_3 | 944 | G | 3 |  | Combustion Turbine | MIS_MIDA | Illinois | Henry | 2.8 | 1966 | 2045 |  |  |  | 1.1533 | Default Emission Factor
Geneseo | 944_G_4 | 944 | G | 4 |  | Combustion Turbine | MIS_MIDA | Illinois | Henry | 1.3 | 1957 | 2045 |  |  |  | 1.1533 | Default Emission Factor
Geneseo | 944_G_5A | 944 | G | 5A |  | Combustion Turbine | MIS_MIDA | Illinois | Henry | 3.4 | 1990 | 2045 |  |  |  | 1.1533 | Default Emission Factor
Geneseo | 944_G_6A | 944 | G | 6A |  | Combustion Turbine | MIS_MIDA | Illinois | Henry | 2.4 | 2003 | 2045 |  |  |  | 1.1533 | Default Emission Factor
Geneseo | 944_G_7 | 944 | G | 7 |  | Combustion Turbine | MIS_MIDA | Illinois | Henry | 2.4 | 1961 | 2045 |  |  |  | 1.1533 | Default Emission Factor
Geneseo | 944_G_9 | 944 | G | 9 |  | Combustion Turbine | MIS_MIDA | Illinois | Henry | 3.8 | 1998 | 9999 |  |  |  | 1.9821 | Default Emission Factor
Highland | 946_G_IC1 | 946 | G | IC1 |  | Combustion Turbine | MIS_IL | Illinois | Madison | 1.6 | 1993 | 9999 |  |  |  | 1.9821 | Default Emission Factor
Highland | 946_G_IC2 | 946 | G | IC2 |  | Combustion Turbine | MIS_IL | Illinois | Madison | 1.6 | 1993 | 9999 |  |  |  | 1.9821 | Default Emission Factor
Highland | 946_G_IC3 | 946 | G | IC3 |  | Combustion Turbine | MIS_IL | Illinois | Madison | 1.6 | 1993 | 9999 |  |  |  | 1.9821 | Default Emission Factor
Highland | 946_G_IC5 | 946 | G | IC5 |  | Combustion Turbine | MIS_IL | Illinois | Madison | 2 | 1967 | 2045 | 2017 | 0.0147 | 31.7857 | 0.92494 | NEI 2019
Highland | 946_G_IC6 | 946 | G | IC6 |  | Combustion Turbine | MIS_IL | Illinois | Madison | 2 | 1968 | 2045 |  |  |  | 1.1533 | Default Emission Factor
Highland | 946_G_IC7 | 946 | G | IC7 |  | Combustion Turbine | MIS_IL | Illinois | Madison | 4 | 1971 | 2045 |  |  |  | 1.1533 | Default Emission Factor
Highland | 946_G_IC8 | 946 | G | IC8 |  | Combustion Turbine | MIS_IL | Illinois | Madison | 4 | 1971 | 2045 |  |  |  | 1.1533 | Default Emission Factor
McLeansboro | 948_G_2 | 948 | G | 2 |  | Combustion Turbine | MIS_IL | Illinois | Hamilton | 0.4 | 1950 | 9999 |  |  |  | 1.9821 | Default Emission Factor
McLeansboro | 948_G_5 | 948 | G | 5 |  | Combustion Turbine | MIS_IL | Illinois | Hamilton | 1.8 | 1979 | 9999 |  |  |  | 1.9821 | Default Emission Factor
McLeansboro | 948_G_6 | 948 | G | 6 |  | Combustion Turbine | MIS_IL | Illinois | Hamilton | 2.2 | 1979 | 9999 |  |  |  | 1.9821 | Default Emission Factor
McLeansboro | 948_G_7 | 948 | G | 7 |  | Combustion Turbine | MIS_IL | Illinois | Hamilton | 1 | 1995 | 9999 | 2019 | 0.002338 | 9.2857 | 0.50357 | NEI 2019
McLeansboro | 948_G_8 | 948 | G | 8 |  | Combustion Turbine | MIS_IL | Illinois | Hamilton | 1 | 1994 | 9999 |  |  |  | 1.9821 | Default Emission Factor
McLeansboro | 948_G_9 | 948 | G | 9 |  | Combustion Turbine | MIS_IL | Illinois | Hamilton | 2 | 2002 | 9999 |  |  |  | 1.9821 | Default Emission Factor
Marshall (IL) | 949_G_10 | 949 | G | 10 |  | Combustion Turbine | MIS_IL | Illinois | Clark | 1.8 | 2002 | 9999 | 2017 | 0.003525 | 15.8698 | 0.44424 | NEI 2019
Marshall (IL) | 949_G_11 | 949 | G | 11 |  | Combustion Turbine | MIS_IL | Illinois | Clark | 1.8 | 2002 | 9999 | 2017 | 0.003514 | 15.8698 | 0.44285 | NEI 2019
Marshall (IL) | 949_G_12 | 949 | G | 12 |  | Combustion Turbine | MIS_IL | Illinois | Clark | 1.8 | 2007 | 9999 |  |  |  | 1.9821 | Default Emission Factor
Marshall (IL) | 949_G_13 | 949 | G | 13 |  | Combustion Turbine | MIS_IL | Illinois | Clark | 1.8 | 2007 | 9999 |  |  |  | 1.9821 | Default Emission Factor
Marshall (IL) | 949_G_5 | 949 | G | 5 |  | Combustion Turbine | MIS_IL | Illinois | Clark | 2.5 | 2002 | 9999 |  |  |  | 1.9821 | Default Emission Factor
Marshall (IL) | 949_G_6 | 949 | G | 6 |  | Combustion Turbine | MIS_IL | Illinois | Clark | 1.8 | 2002 | 9999 | 2017 | 0.003762 | 15.8698 | 0.47411 | NEI 2019
Marshall (IL) | 949_G_7 | 949 | G | 7 |  | Combustion Turbine | MIS_IL | Illinois | Clark | 1.8 | 2002 | 9999 | 2019 | 0.003711 | 12.2485 | 0.60595 | NEI 2019
Marshall (IL) | 949_G_8 | 949 | G | 8 |  | Combustion Turbine | MIS_IL | Illinois | Clark | 1.8 | 2002 | 9999 | 2017 | 0.003669 | 15.8698 | 0.46239 | NEI 2019
Marshall (IL) | 949_G_9 | 949 | G | 9 |  | Combustion Turbine | MIS_IL | Illinois | Clark | 1.8 | 2002 | 9999 | 2017 | 0.003574 | 15.8698 | 0.45042 | NEI 2019
Peru (IL) | 955_G_11 | 955 | G | 11 |  | Combustion Turbine | PJM_COMD | Illinois | LaSalle | 2.7 | 2011 | 9999 |  |  |  | 1.9821 | Default Emission Factor
Peru (IL) | 955_G_12 | 955 | G | 12 |  | Combustion Turbine | PJM_COMD | Illinois | LaSalle | 2.7 | 2011 | 9999 |  |  |  | 1.9821 | Default Emission Factor
Peru (IL) | 955_G_13 | 955 | G | 13 |  | Combustion Turbine | PJM_COMD | Illinois | LaSalle | 2.7 | 2011 | 9999 |  |  |  | 1.9821 | Default Emission Factor
Peru (IL) | 955_G_14 | 955 | G | 14 |  | Combustion Turbine | PJM_COMD | Illinois | LaSalle | 2.7 | 2011 | 9999 |  |  |  | 1.9821 | Default Emission Factor
Peru (IL) | 955_G_15 | 955 | G | 15 |  | Combustion Turbine | PJM_COMD | Illinois | LaSalle | 2.7 | 2011 | 9999 |  |  |  | 1.9821 | Default Emission Factor
Peru (IL) | 955_G_16 | 955 | G | 16 |  | Combustion Turbine | PJM_COMD | Illinois | LaSalle | 2.7 | 2011 | 9999 |  |  |  | 1.9821 | Default Emission Factor
Peru (IL) | 955_G_17 | 955 | G | 17 |  | Combustion Turbine | PJM_COMD | Illinois | LaSalle | 2.7 | 2011 | 9999 |  |  |  | 1.9821 | Default Emission Factor
Peru (IL) | 955_G_GT1 | 955 | G | GT1 |  | Combustion Turbine | MIS_IL | Illinois | LaSalle | 8.6 | 1968 | 9999 |  |  |  | 0.02784 | Default Emission Factor
Princeton (IL) | 957_G_1 | 957 | G | 1 |  | Combustion Turbine | MIS_IL | Illinois | Bureau | 2.3 | 1953 | 2045 |  |  |  | 1.1533 | Default Emission Factor
Princeton (IL) | 957_G_2 | 957 | G | 2 |  | Combustion Turbine | MIS_IL | Illinois | Bureau | 3 | 1958 | 2045 |  |  |  | 1.1533 | Default Emission Factor
Princeton (IL) | 957_G_3 | 957 | G | 3 |  | Combustion Turbine | MIS_IL | Illinois | Bureau | 3.4 | 1965 | 2045 |  |  |  | 1.1533 | Default Emission Factor
Princeton (IL) | 957_G_4 | 957 | G | 4 |  | Combustion Turbine | MIS_IL | Illinois | Bureau | 3.4 | 1965 | 2045 |  |  |  | 1.1533 | Default Emission Factor
Princeton (IL) | 957_G_5 | 957 | G | 5 |  | Combustion Turbine | MIS_IL | Illinois | Bureau | 4.4 | 1971 | 2045 |  |  |  | 1.1533 | Default Emission Factor
Princeton (IL) | 957_G_6 | 957 | G | 6 |  | Combustion Turbine | MIS_IL | Illinois | Bureau | 5.5 | 1971 | 2045 |  |  |  | 1.1533 | Default Emission Factor
Princeton (IL) | 957_G_7 | 957 | G | 7 |  | Combustion Turbine | MIS_IL | Illinois | Bureau | 7 | 1976 | 2045 |  |  |  | 1.1533 | Default Emission Factor
Princeton (IL) | 957_G_8 | 957 | G | 8 |  | Combustion Turbine | MIS_IL | Illinois | Bureau | 8.7 | 1976 | 2045 | 2019 | 0.056674 | 286.1538 | 0.39611 | NEI 2019
Rantoul | 958_G_10 | 958 | G | 10 |  | Combustion Turbine | MIS_IL | Illinois | Champaign | 1.8 | 2000 | 9999 |  |  |  | 1.9821 | Default Emission Factor
Rantoul | 958_G_11 | 958 | G | 11 |  | Combustion Turbine | MIS_IL | Illinois | Champaign | 1.8 | 2000 | 9999 |  |  |  | 1.9821 | Default Emission Factor
Rantoul | 958_G_12 | 958 | G | 12 |  | Combustion Turbine | MIS_IL | Illinois | Champaign | 1.8 | 2000 | 9999 |  |  |  | 1.9821 | Default Emission Factor
Rantoul | 958_G_13 | 958 | G | 13 |  | Combustion Turbine | MIS_IL | Illinois | Champaign | 1.8 | 2000 | 9999 |  |  |  | 1.9821 | Default Emission Factor
Rantoul | 958_G_14 | 958 | G | 14 |  | Combustion Turbine | MIS_IL | Illinois | Champaign | 1.8 | 2000 | 9999 |  |  |  | 1.9821 | Default Emission Factor
Rantoul | 958_G_15 | 958 | G | 15 |  | Combustion Turbine | MIS_IL | Illinois | Champaign | 1.8 | 2001 | 9999 |  |  |  | 1.9821 | Default Emission Factor
Rantoul | 958_G_16 | 958 | G | 16 |  | Combustion Turbine | MIS_IL | Illinois | Champaign | 1.8 | 2001 | 9999 |  |  |  | 1.9821 | Default Emission Factor
Rantoul | 958_G_9 | 958 | G | 9 |  | Combustion Turbine | MIS_IL | Illinois | Champaign | 1.8 | 2000 | 9999 |  |  |  | 1.9821 | Default Emission Factor
Red Bud | 959_G_1 | 959 | G | 1 |  | Combustion Turbine | MIS_IL | Illinois | Randolph | 2.2 | 1968 | 9999 | 2017 | 0.001807 | 40.4615 | 0.08932 | NEI 2019
Red Bud | 959_G_2 | 959 | G | 2 |  | Combustion Turbine | MIS_IL | Illinois | Randolph | 0.9 | 1959 | 9999 | 2017 | 0.017105 | 16.5524 | 2.0668 | NEI 2019
Red Bud | 959_G_3 | 959 | G | 3 |  | Combustion Turbine | MIS_IL | Illinois | Randolph | 2.2 | 1964 | 9999 | 2019 | 0.009723 | 22 | 0.88391 | NEI 2019
Red Bud | 959_G_4 | 959 | G | 4 |  | Combustion Turbine | MIS_IL | Illinois | Randolph | 3 | 1973 | 9999 |  |  |  | 1.9821 | Default Emission Factor
Red Bud | 959_G_7 | 959 | G | 7 |  | Combustion Turbine | MIS_IL | Illinois | Randolph | 3 | 2002 | 9999 | 2017 | 0.012448 | 55.1748 | 0.45122 | NEI 2019
Red Bud | 959_G_8 | 959 | G | 8 |  | Combustion Turbine | MIS_IL | Illinois | Randolph | 3 | 2002 | 9999 |  |  |  | 1.9821 | Default Emission Factor
North Ninth Street | 960_G_1 | 960 | G | 1 |  | Combustion Turbine | PJM_COMD | Illinois | Ogle | 0.6 | 1940 | 9999 |  |  |  | 1.9821 | Default Emission Factor
North Ninth Street | 960_G_10 | 960 | G | 10 |  | Combustion Turbine | PJM_COMD | Illinois | Ogle | 2 | 1989 | 2045 | 2019 | 0.3435 | 222.0979 | 3.0932 | NEI 2019
North Ninth Street | 960_G_3 | 960 | G | 3 |  | Combustion Turbine | PJM_COMD | Illinois | Ogle | 2 | 1956 | 2045 | 2017 | 0.97017 | 173.007 | 11.2154 | NEI 2019
North Ninth Street | 960_G_4 | 960 | G | 4 |  | Combustion Turbine | PJM_COMD | Illinois | Ogle | 0.7 | 1946 | 9999 | 2017 | 0.007291 | 60.5524 | 0.24082 | NEI 2019
North Ninth Street | 960_G_6 | 960 | G | 6 |  | Combustion Turbine | PJM_COMD | Illinois | Ogle | 2 | 1954 | 2045 |  |  |  | 1.1533 | Default Emission Factor
North Ninth Street | 960_G_7 | 960 | G | 7 |  | Combustion Turbine | PJM_COMD | Illinois | Ogle | 3.5 | 1967 | 2045 | 2019 | 2.4205 | 388.6713 | 12.4554 | NEI 2019
North Ninth Street | 960_G_8 | 960 | G | 8 |  | Combustion Turbine | PJM_COMD | Illinois | Ogle | 0.5 | 1949 | 9999 |  |  |  | 1.9821 | Default Emission Factor
North Ninth Street | 960_G_9 | 960 | G | 9 |  | Combustion Turbine | PJM_COMD | Illinois | Ogle | 3 | 1989 | 2045 | 2019 | 0.20757 | 333.1469 | 1.2461 | NEI 2019
South Main Street | 961_G_1 | 961 | G | 1 |  | Combustion Turbine | PJM_COMD | Illinois | Ogle | 1.6 | 1967 | 2045 |  |  |  | 1.1533 | Default Emission Factor
South Main Street | 961_G_13 | 961 | G | 13 |  | Combustion Turbine | PJM_COMD | Illinois | Ogle | 1.8 | 2014 | 9999 |  |  |  | 1.9821 | Default Emission Factor
South Main Street | 961_G_14 | 961 | G | 14 |  | Combustion Turbine | PJM_COMD | Illinois | Ogle | 1.8 | 2014 | 9999 |  |  |  | 1.9821 | Default Emission Factor
South Main Street | 961_G_15 | 961 | G | 15 |  | Combustion Turbine | PJM_COMD | Illinois | Ogle | 1.8 | 2014 | 9999 |  |  |  | 1.9821 | Default Emission Factor
South Main Street | 961_G_16 | 961 | G | 16 |  | Combustion Turbine | PJM_COMD | Illinois | Ogle | 1.8 | 2016 | 9999 |  |  |  | 1.9821 | Default Emission Factor
South Main Street | 961_G_17 | 961 | G | 17 |  | Combustion Turbine | PJM_COMD | Illinois | Ogle | 1.8 | 2016 | 9999 |  |  |  | 1.9821 | Default Emission Factor
South Main Street | 961_G_18 | 961 | G | 18 |  | Combustion Turbine | PJM_COMD | Illinois | Ogle | 1.8 | 2016 | 9999 |  |  |  | 1.9821 | Default Emission Factor
South Main Street | 961_G_2 | 961 | G | 2 |  | Combustion Turbine | PJM_COMD | Illinois | Ogle | 2 | 1967 | 2045 |  |  |  | 1.1533 | Default Emission Factor
Lakeside | 964_G_D1 | 964 | G | D1 |  | Combustion Turbine | MIS_IL | Illinois | Sangamon | 1.7 | 2002 | 9999 |  |  |  | 1.9821 | Default Emission Factor
Lakeside | 964_G_D2 | 964 | G | D2 |  | Combustion Turbine | MIS_IL | Illinois | Sangamon | 1.7 | 2002 | 9999 |  |  |  | 1.9821 | Default Emission Factor
Lakeside | 964_G_D3 | 964 | G | D3 |  | Combustion Turbine | MIS_IL | Illinois | Sangamon | 1.7 | 2002 | 9999 |  |  |  | 1.9821 | Default Emission Factor
Reynolds | 965_G_1 | 965 | G | 1 |  | Combustion Turbine | MIS_IL | Illinois | Sangamon | 14 | 1970 | 9999 |  |  |  | 0.02784 | Default Emission Factor
Sullivan (IL) | 969_G_1 | 969 | G | 1 |  | Combustion Turbine | MIS_IL | Illinois | Moultrie | 4.3 | 1974 | 9999 |  |  |  | 1.9821 | Default Emission Factor
Sullivan (IL) | 969_G_10 | 969 | G | 10 |  | Combustion Turbine | MIS_IL | Illinois | Moultrie | 2.2 | 1971 | 9999 | 2017 | 0.004103 | 28.4653 | 0.28828 | NEI 2019
Sullivan (IL) | 969_G_11 | 969 | G | 11 |  | Combustion Turbine | MIS_IL | Illinois | Moultrie | 2 | 1996 | 9999 |  |  |  | 1.9821 | Default Emission Factor
Sullivan (IL) | 969_G_12 | 969 | G | 12 |  | Combustion Turbine | MIS_IL | Illinois | Moultrie | 1 | 1996 | 9999 | 2017 | 0.008021 | 12.9388 | 1.2398 | NEI 2019
Sullivan (IL) | 969_G_13 | 969 | G | 13 |  | Combustion Turbine | MIS_IL | Illinois | Moultrie | 2.3 | 2012 | 9999 |  |  |  | 1.9821 | Default Emission Factor
Sullivan (IL) | 969_G_14 | 969 | G | 14 |  | Combustion Turbine | MIS_IL | Illinois | Moultrie | 2.3 | 2012 | 9999 |  |  |  | 1.9821 | Default Emission Factor
Sullivan (IL) | 969_G_15 | 969 | G | 15 |  | Combustion Turbine | MIS_IL | Illinois | Moultrie | 2.3 | 2012 | 9999 |  |  |  | 1.9821 | Default Emission Factor
Sullivan (IL) | 969_G_2 | 969 | G | 2 |  | Combustion Turbine | MIS_IL | Illinois | Moultrie | 2 | 1961 | 9999 |  |  |  | 1.9821 | Default Emission Factor
Sullivan (IL) | 969_G_3 | 969 | G | 3 |  | Combustion Turbine | MIS_IL | Illinois | Moultrie | 1.3 | 1956 | 9999 | 2019 | 0.007712 | 8.9673 | 1.72 | NEI 2019
Sullivan (IL) | 969_G_4 | 969 | G | 4 |  | Combustion Turbine | MIS_IL | Illinois | Moultrie | 0.9 | 1951 | 9999 |  |  |  | 1.9821 | Default Emission Factor
Sullivan (IL) | 969_G_5 | 969 | G | 5 |  | Combustion Turbine | MIS_IL | Illinois | Moultrie | 1.1 | 1948 | 9999 |  |  |  | 1.9821 | Default Emission Factor
Sullivan (IL) | 969_G_6 | 969 | G | 6 |  | Combustion Turbine | MIS_IL | Illinois | Moultrie | 0.6 | 1946 | 9999 | 2019 | 0.016921 | 4.1388 | 8.1768 | NEI 2019
Sullivan (IL) | 969_G_9 | 969 | G | 9 |  | Combustion Turbine | MIS_IL | Illinois | Moultrie | 2.2 | 1971 | 9999 | 2017 | 0.011087 | 28.4653 | 0.77898 | NEI 2019
Waterloo | 971_G_1 | 971 | G | 1 |  | Combustion Turbine | MIS_IL | Illinois | Monroe | 2.7 | 1970 | 2045 |  |  |  | 1.1533 | Default Emission Factor
Waterloo | 971_G_10 | 971 | G | 10 |  | Combustion Turbine | MIS_IL | Illinois | Monroe | 1.8 | 1996 | 9999 |  |  |  | 1.9821 | Default Emission Factor
Waterloo | 971_G_11 | 971 | G | 11 |  | Combustion Turbine | MIS_IL | Illinois | Monroe | 1.8 | 1996 | 9999 |  |  |  | 1.9821 | Default Emission Factor
Waterloo | 971_G_12 | 971 | G | 12 |  | Combustion Turbine | MIS_IL | Illinois | Monroe | 6.6 | 2002 | 2045 |  |  |  | 0.04322 | Default Emission Factor
Waterloo | 971_G_13 | 971 | G | 13 |  | Combustion Turbine | MIS_IL | Illinois | Monroe | 6.6 | 2012 | 2045 |  |  |  | 0.04322 | Default Emission Factor
Waterloo | 971_G_2 | 971 | G | 2 |  | Combustion Turbine | MIS_IL | Illinois | Monroe | 0.2 | 1954 | 9999 |  |  |  | 1.9821 | Default Emission Factor
Waterloo | 971_G_3 | 971 | G | 3 |  | Combustion Turbine | MIS_IL | Illinois | Monroe | 0.2 | 1946 | 9999 |  |  |  | 1.9821 | Default Emission Factor
Waterloo | 971_G_4 | 971 | G | 4 |  | Combustion Turbine | MIS_IL | Illinois | Monroe | 1.8 | 1963 | 2045 |  |  |  | 1.1533 | Default Emission Factor
Waterloo | 971_G_5 | 971 | G | 5 |  | Combustion Turbine | MIS_IL | Illinois | Monroe | 0.4 | 1950 | 9999 | 2017 | 0.011807 | 5.6689 | 4.1655 | NEI 2019
Waterloo | 971_G_6 | 971 | G | 6 |  | Combustion Turbine | MIS_IL | Illinois | Monroe | 0.5 | 1950 | 9999 | 2017 | 0.059962 | 7.0861 | 16.9239 | NEI 2019
Waterloo | 971_G_7 | 971 | G | 7 |  | Combustion Turbine | MIS_IL | Illinois | Monroe | 1.5 | 1959 | 2045 | 2017 | 0.007007 | 21.2583 | 0.65923 | NEI 2019
Waterloo | 971_G_8 | 971 | G | 8 |  | Combustion Turbine | MIS_IL | Illinois | Monroe | 2.4 | 1973 | 9999 | 2019 | 0.009045 | 24 | 0.75375 | NEI 2019
Waterloo | 971_G_9 | 971 | G | 9 |  | Combustion Turbine | MIS_IL | Illinois | Monroe | 1.8 | 1996 | 9999 |  |  |  | 1.9821 | Default Emission Factor
Winnetka | 972_G_8 | 972 | G | 8 |  | Combustion Turbine | PJM_COMD | Illinois | Cook | 2.6 | 1979 | 9999 |  |  |  | 1.9821 | Default Emission Factor
Winnetka | 972_G_9 | 972 | G | 9 |  | Combustion Turbine | PJM_COMD | Illinois | Cook | 2.6 | 1979 | 9999 |  |  |  | 1.9821 | Default Emission Factor
Marion | 976_G_5 | 976 | G | 5 | 9174 | Combustion Turbine | MIS_IL | Illinois | Williamson | 70 | 2003 | 2045 | 2019 | 0.01552 | 4053 | 0.00766 | NEI 2019
Marion | 976_G_6 | 976 | G | 6 | 9175 | Combustion Turbine | MIS_IL | Illinois | Williamson | 70 | 2003 | 2045 | 2017 | 0.03766 | 3814.5 | 0.01975 | NEI 2019
Frederickson | 99_G_1 | 99 | G | 1 |  | Combustion Turbine | WECC_PNW | Washington | Pierce | 67 | 1981 | 9999 | 2019 | 0.7915 | 40682.5 | 0.03891 | NEI 2019
Frederickson | 99_G_2 | 99 | G | 2 |  | Combustion Turbine | WECC_PNW | Washington | Pierce | 67 | 1981 | 9999 | 2019 | 0.595 | 40682.5 | 0.02925 | NEI 2019
Harding Street | 990_G_GT1 | 990 | G | GT1 |  | Combustion Turbine | MIS_INKY | Indiana | Marion | 19.1 | 1973 | 9999 |  |  |  | 0.02784 | Default Emission Factor
Harding Street | 990_G_GT2 | 990 | G | GT2 |  | Combustion Turbine | MIS_INKY | Indiana | Marion | 17.9 | 1973 | 9999 |  |  |  | 0.02784 | Default Emission Factor
Harding Street | 990_G_GT4 | 990 | G | GT4 | 682 | Combustion Turbine | MIS_INKY | Indiana | Marion | 67 | 1994 | 2030 | 2017 | 0.28875 | 61853.9869 | 0.00934 | NEI 2019
Harding Street | 990_G_GT5 | 990 | G | GT5 | 683 | Combustion Turbine | MIS_INKY | Indiana | Marion | 67 | 1995 | 2030 | 2019 | 0.36855 | 33512.3686 | 0.022 | NEI 2019
Harding Street | 990_G_GT6 | 990 | G | GT6 | 684 | Combustion Turbine | MIS_INKY | Indiana | Marion | 154 | 2002 | 2030 | 2019 | 1.2075 | 77028.4293 | 0.03135 | NEI 2019
Harding Street | 990_G_IC1 | 990 | G | IC1 |  | Combustion Turbine | MIS_INKY | Indiana | Marion | 3 | 1967 | 9999 |  |  |  | 1.9821 | Default Emission Factor
Eagle Valley (IN) | 991_G_GT1 | 991 | G | GT1 | 91143 | Combined Cycle | MIS_INKY | Indiana | Morgan | 207 | 2018 | 9999 |  |  |  | 0.01366 | NEI 2019
Eagle Valley (IN) | 991_G_GT2 | 991 | G | GT2 | 91144 | Combined Cycle | MIS_INKY | Indiana | Morgan | 207 | 2018 | 9999 | 2019 | 17.6807 | 1673902 | 0.01366 | NEI 2019
Eagle Valley (IN) | 991_G_STG1 | 991 | G | STG1 | 91143 | Combined Cycle | MIS_INKY | Indiana | Morgan | 230 | 2018 | 9999 |  |  |  | 0.01366 | NEI 2019
AES Petersburg | 994_G_IC1 | 994 | G | IC1 |  | Combustion Turbine | MIS_INKY | Indiana | Pike | 3 | 1967 | 9999 |  |  |  | 1.9821 | Default Emission Factor
AES Petersburg | 994_G_IC2 | 994 | G | IC2 |  | Combustion Turbine | MIS_INKY | Indiana | Pike | 3 | 1967 | 9999 |  |  |  | 1.9821 | Default Emission Factor
AES Petersburg | 994_G_IC3 | 994 | G | IC3 |  | Combustion Turbine | MIS_INKY | Indiana | Pike | 3 | 1967 | 9999 |  |  |  | 1.9821 | Default Emission Factor
Quest Diagnostics | 83001_G_1 | 83001 | G | 1 |  | Combustion Turbine | PJM_Dom | Virginia | Loudoun | 4 | 2016 | 9999 |  |  |  | 1.9821 | Default Emission Factor
Micron Technology Incorporated | 83002_G_1 | 83002 | G | 1 |  | Combustion Turbine | PJM_Dom | Virginia | Prince William | 6 | 2016 | 9999 |  |  |  | 1.9821 | Default Emission Factor
AOL | 83003_G_1 | 83003 | G | 1 |  | Combustion Turbine | PJM_Dom | Virginia | Loudoun | 14 | 2016 | 9999 |  |  |  | 1.9821 | Default Emission Factor
AOL | 83004_G_1 | 83004 | G | 1 |  | Combustion Turbine | PJM_Dom | Virginia | Prince William | 25 | 2016 | 9999 |  |  |  | 1.9821 | Default Emission Factor
MCI | 83005_G_1 | 83005 | G | 1 |  | Combustion Turbine | PJM_Dom | Virginia | Loudoun | 32 | 2016 | 9999 |  |  |  | 1.9821 | Default Emission Factor
AOL | 83006_G_1 | 83006 | G | 1 |  | Combustion Turbine | PJM_Dom | Virginia | Fairfax | 44 | 2016 | 9999 |  |  |  | 1.9821 | Default Emission Factor
DuPont Fabros | 83007_G_1 | 83007 | G | 1 |  | Combustion Turbine | PJM_Dom | Virginia | Loudoun | 60 | 2016 | 9999 |  |  |  | 1.9821 | Default Emission Factor
OES Biogas Power | 63622_G_OES01 | 63622 | G | OES01 |  | Non-Fossil Waste | WECC_SCE | California | San Bernardino | 1.3 | 2020 | 9999 |  |  |  | 0.66724 | Default Emission Factor
OES Biogas Power | 63622_G_OES02 | 63622 | G | OES02 |  | Non-Fossil Waste | WECC_SCE | California | San Bernardino | 1.3 | 2020 | 9999 |  |  |  | 0.66724 | Default Emission Factor
Burlington (IA) | 1104_B_1 | 1104 | B | 1 | 764 | O/G Steam | MIS_IA | Iowa | Des Moines | 214 | 1968 | 9999 |  |  |  | 0.13352 | Default Emission Factor
Big Bend | 645_G_BBST1 | 645 | G | BBST1 |  | Combined Cycle | FRCC | Florida | Hillsborough | 335 | 2023 | 9999 |  |  |  | 0.01015 | Default Emission Factor
Big Bend | 645_G_GT5 | 645 | G | GT5 |  | Combined Cycle | FRCC | Florida | Hillsborough | 360 | 2023 | 9999 |  |  |  | 0.01015 | Default Emission Factor
Big Bend | 645_G_GT6 | 645 | G | GT6 |  | Combined Cycle | FRCC | Florida | Hillsborough | 360 | 2023 | 9999 |  |  |  | 0.01015 | Default Emission Factor
Greenleaf 2 Power Plant | 10349_G_GEN1 | 10349 | G | GEN1 |  | Combustion Turbine | WEC_CALN | California | Sutter | 49.5 | 1989 | 9999 | 2017 | 2.67 | 234028 | 0.02282 | NEI 2019
Ormond Beach | 350_B_1 | 350 | B | 1 | 229 | O/G Steam | WECC_SCE | California | Ventura | 741 | 1971 | 2024 | 2019 | 0.95963 | 39051 | 0.04915 | NEI 2019
Ormond Beach | 350_B_2 | 350 | B | 2 | 230 | O/G Steam | WECC_SCE | California | Ventura | 750 | 1973 | 2024 | 2019 | 0.9305 | 121798 | 0.01528 | NEI 2019
Ellwood | 8076_G_01 | 8076 | G | 01 |  | Combustion Turbine | WECC_SCE | California | Santa Barbara | 54 | 1974 | 2024 |  |  |  | 0.04322 | Default Emission Factor
Morgantown Energy Facility | 10743_B_CFB1 | 10743 | B | CFB1 | 10078 | Coal Steam | PJM_AP | West Virginia | Monongalia | 25 | 1991 | 9999 |  |  |  | 0.02471 | NEI 2019
Morgantown Energy Facility | 10743_B_CFB2 | 10743 | B | CFB2 | 10079 | Coal Steam | PJM_AP | West Virginia | Monongalia | 25 | 1991 | 9999 | 2019 | 4.2509 | 344130 | 0.02471 | NEI 2019
Quindaro | 1295_B_2 | 1295 | B | 2 | 856 | O/G Steam | SPP_N | Kansas | Wyandotte | 85 | 1971 | 9999 |  |  |  | 0.13352 | Default Emission Factor
Edgewater | 4050_B_5 | 4050 | B | 5 | 2600 | Coal Steam | MIS_WUMS | Wisconsin | Sheboygan | 416 | 1985 | 2025 | 2019 | 27.6166 | 1427122 | 0.0387 | NEI 2019
Coal Creek | 6030_B_1 | 6030 | B | 1 | 2692 | Coal Steam | MIS_MNWI | North Dakota | McLean | 574 | 1979 | 9999 | 2019 | 74.4444 | 4591071 | 0.03243 | NEI 2019
Coal Creek | 6030_B_2 | 6030 | B | 2 | 2693 | Coal Steam | MIS_MNWI | North Dakota | McLean | 573 | 1981 | 9999 | 2017 | 56.7234 | 4391678 | 0.02583 | NEI 2019
R M Schahfer | 6085_B_17 | 6085 | B | 17 | 2764 | Coal Steam | MIS_INKY | Indiana | Jasper | 361 | 1983 | 2025 | 2019 | 20.8705 | 1258301 | 0.03317 | NEI 2019
R M Schahfer | 6085_B_18 | 6085 | B | 18 | 2765 | Coal Steam | MIS_INKY | Indiana | Jasper | 361 | 1986 | 2025 | 2019 | 23.0176 | 1456635 | 0.0316 | NEI 2019
Merom | 6213_B_1SG1 | 6213 | B | 1SG1 | 2853 | Coal Steam | MIS_INKY | Indiana | Sullivan | 496 | 1983 | 9999 |  |  |  | 0.03136 | Default Emission Factor
Merom | 6213_B_2SG1 | 6213 | B | 2SG1 | 2854 | Coal Steam | MIS_INKY | Indiana | Sullivan | 492 | 1982 | 9999 |  |  |  | 0.03136 | Default Emission Factor
Big Bend | 645_B_BB01 | 645 | B | BB01 | 467 | Coal Steam | FRCC | Florida | Hillsborough | 385 | 1970 | 9999 | 2019 | 7.8764 | 632611 | 0.0249 | NEI 2019
North Valmy | 8224_B_1 | 8224 | B | 1 | 3473 | Coal Steam | WECC_NNV | Nevada | Humboldt | 254 | 1981 | 2025 |  |  |  | 0.03136 | Default Emission Factor
Quindaro | 1295_G_ST1 | 1295 | G | ST1 | 855 | O/G Steam | SPP_N | Kansas | Wyandotte | 72 | 1965 | 9999 |  |  |  | 0.13352 | Default Emission Factor
FirstEnergy W H Sammis | 2866_G_A1 | 2866 | G | A1 |  | Combustion Turbine | PJM_ATSI | Ohio | Jefferson | 3 | 1972 | 2028 |  |  |  | 1.9821 | Default Emission Factor
FirstEnergy W H Sammis | 2866_G_B1 | 2866 | G | B1 |  | Combustion Turbine | PJM_ATSI | Ohio | Jefferson | 3 | 1972 | 2028 |  |  |  | 1.9821 | Default Emission Factor
FirstEnergy W H Sammis | 2866_G_B2 | 2866 | G | B2 |  | Combustion Turbine | PJM_ATSI | Ohio | Jefferson | 3 | 1972 | 2028 |  |  |  | 1.9821 | Default Emission Factor
FirstEnergy W H Sammis | 2866_G_B3 | 2866 | G | B3 |  | Combustion Turbine | PJM_ATSI | Ohio | Jefferson | 2 | 1972 | 2028 |  |  |  | 1.9821 | Default Emission Factor
FirstEnergy W H Sammis | 2866_G_B4 | 2866 | G | B4 |  | Combustion Turbine | PJM_ATSI | Ohio | Jefferson | 2 | 1972 | 2028 |  |  |  | 1.9821 | Default Emission Factor
North Fork Community Power | 60192_G_NFCP1 | 60192 | G | NFCP1 |  | Non-Fossil Waste | WEC_CALN | California | Madera | 2 | 2020 | 9999 |  |  |  | 0.66724 | Default Emission Factor
Coal Creek | 6030_G_4 | 6030 | G | 4 |  | Combustion Turbine | MIS_MNWI | North Dakota | McLean | 3 | 2016 | 9999 |  |  |  | 1.9821 | Default Emission Factor
Coal Creek | 6030_G_5 | 6030 | G | 5 |  | Combustion Turbine | MIS_MNWI | North Dakota | McLean | 3 | 2016 | 9999 |  |  |  | 1.9821 | Default Emission Factor
Rio Grande | 2444_B_7 | 2444 | B | 7 | 1587 | O/G Steam | WECC_NM | New Mexico | Dona Ana | 46 | 1972 | 2024 |  |  |  | 0.13352 | Default Emission Factor
Fort Churchill | 2330_B_2 | 2330 | B | 2 | 1406 | O/G Steam | WECC_NNV | Nevada | Lyon | 113 | 1971 | 2029 |  |  |  | 0.13352 | Default Emission Factor
Houston Plant | 52065_G_GEN2 | 52065 | G | GEN2 |  | Non-Fossil Waste | ERC_REST | Texas | Harris | 1.5 | 1970 | 9999 |  |  |  | 0.42147 | Default Emission Factor
Manatee | 6042_B_PMT1 | 6042 | B | PMT1 | 2706 | O/G Steam | FRCC | Florida | Manatee | 809 | 1976 | 9999 |  |  |  | 0.13352 | Default Emission Factor
Manatee | 6042_B_PMT2 | 6042 | B | PMT2 | 2707 | O/G Steam | FRCC | Florida | Manatee | 809 | 1977 | 9999 |  |  |  | 0.13352 | Default Emission Factor
Oroville Cogeneration LP | 54477_G_GEN1 | 54477 | G | GEN1 |  | Combustion Turbine | WEC_CALN | California | Butte | 1.1 | 1990 | 2025 |  |  |  | 1.1533 | Default Emission Factor
Oroville Cogeneration LP | 54477_G_GEN2 | 54477 | G | GEN2 |  | Combustion Turbine | WEC_CALN | California | Butte | 1.1 | 1990 | 2025 | 2019 | 0.006 | 19.7143 | 0.6087 | NEI 2019
Oroville Cogeneration LP | 54477_G_GEN3 | 54477 | G | GEN3 |  | Combustion Turbine | WEC_CALN | California | Butte | 1.1 | 1990 | 2025 |  |  |  | 1.1533 | Default Emission Factor
Oroville Cogeneration LP | 54477_G_GEN4 | 54477 | G | GEN4 |  | Combustion Turbine | WEC_CALN | California | Butte | 1.1 | 1990 | 2025 |  |  |  | 1.1533 | Default Emission Factor
Oroville Cogeneration LP | 54477_G_GEN5 | 54477 | G | GEN5 |  | Combustion Turbine | WEC_CALN | California | Butte | 1.1 | 1990 | 2025 |  |  |  | 1.1533 | Default Emission Factor
Oroville Cogeneration LP | 54477_G_GEN6 | 54477 | G | GEN6 |  | Combustion Turbine | WEC_CALN | California | Butte | 1.1 | 1990 | 2025 |  |  |  | 1.1533 | Default Emission Factor
Oroville Cogeneration LP | 54477_G_GEN7 | 54477 | G | GEN7 |  | Combustion Turbine | WEC_CALN | California | Butte | 1.1 | 1990 | 2025 |  |  |  | 1.1533 | Default Emission Factor
Osceola | 55192_G_CTG1 | 55192 | G | CTG1 |  | Combustion Turbine | FRCC | Florida | Osceola | 157 | 2001 | 9999 |  |  |  | 0.04322 | Default Emission Factor
Osceola | 55192_G_CTG2 | 55192 | G | CTG2 |  | Combustion Turbine | FRCC | Florida | Osceola | 157 | 2001 | 9999 |  |  |  | 0.04322 | Default Emission Factor
Osceola | 55192_G_CTG3 | 55192 | G | CTG3 |  | Combustion Turbine | FRCC | Florida | Osceola | 157 | 2002 | 9999 |  |  |  | 0.04322 | Default Emission Factor
AES Alamitos LLC | 315_B_3 | 315 | B | 3 | 201 | O/G Steam | WECC_SCE | California | Los Angeles | 332 | 1961 | 2024 |  |  |  | 0.13352 | Default Emission Factor
AES Alamitos LLC | 315_B_4 | 315 | B | 4 | 202 | O/G Steam | WECC_SCE | California | Los Angeles | 335 | 1962 | 2024 |  |  |  | 0.13352 | Default Emission Factor
AES Alamitos LLC | 315_B_5 | 315 | B | 5 | 203 | O/G Steam | WECC_SCE | California | Los Angeles | 485 | 1964 | 2024 |  |  |  | 0.13352 | Default Emission Factor
AES Huntington Beach LLC | 335_B_2 | 335 | B | 2 | 224 | O/G Steam | WECC_SCE | California | Orange | 225.8 | 1958 | 2024 |  |  |  | 0.13352 | Default Emission Factor
AES Redondo Beach LLC | 356_B_5 | 356 | B | 5 | 238 | O/G Steam | WECC_SCE | California | Los Angeles | 175 | 1954 | 2024 |  |  |  | 0.13352 | Default Emission Factor
AES Redondo Beach LLC | 356_B_6 | 356 | B | 6 | 239 | O/G Steam | WECC_SCE | California | Los Angeles | 175 | 1957 | 2024 |  |  |  | 0.13352 | Default Emission Factor
AES Redondo Beach LLC | 356_B_8 | 356 | B | 8 | 241 | O/G Steam | WECC_SCE | California | Los Angeles | 480 | 1967 | 2024 |  |  |  | 0.13352 | Default Emission Factor
Collinwood BioEnergy Facility | 58439_G_CBE01 | 58439 | G | CBE01 |  | Non-Fossil Waste | PJM_ATSI | Ohio | Cuyahoga | 1 | 2011 | 2025 |  |  |  | 0.42147 | Default Emission Factor
Red Shield Envir Old Town Facility | 10700_G_TG4 | 10700 | G | TG4 |  | Non-Fossil Waste | NENG_ME | Maine | Penobscot | 7.5 | 1965 | 9999 |  |  |  | 0.42147 | Default Emission Factor
University of Iowa Main Power Plant | 54775_G_GEN12 | 54775 | G | GEN12 |  | O/G Steam | MIS_MIDA | Iowa | Johnson | 5.8 | 2021 | 9999 |  |  |  | 0.02345 | Default Emission Factor
University of Iowa Main Power Plant | 54775_G_GEN13 | 54775 | G | GEN13 |  | O/G Steam | MIS_MIDA | Iowa | Johnson | 10 | 2021 | 9999 |  |  |  | 0.02345 | Default Emission Factor
POET Biorefining - Jewell | 63826_G_1 | 63826 | G | 1 |  | O/G Steam | MIS_MIDA | Iowa | Hamilton | 0.9 | 2019 | 9999 |  |  |  | 0.02345 | Default Emission Factor
POET Biorefining - Marion, LLC | 63829_G_1 | 63829 | G | 1 |  | O/G Steam | PJM_ATSI | Ohio | Marion | 3.9 | 2017 | 9999 |  |  |  | 0.13352 | Default Emission Factor
POET Biorefining - Marion, LLC | 63829_G_2 | 63829 | G | 2 |  | O/G Steam | PJM_ATSI | Ohio | Marion | 3.9 | 2017 | 9999 |  |  |  | 0.13352 | Default Emission Factor
POET Biorefining Caro, LLC | 63831_G_1 | 63831 | G | 1 |  | O/G Steam | MIS_LMI | Michigan | Tuscola | 3.8 | 2018 | 9999 |  |  |  | 0.13352 | Default Emission Factor
POET Biorefining-Hanlontown, LLC | 63832_G_1 | 63832 | G | 1 |  | O/G Steam | MIS_IA | Iowa | Worth | 4 | 2019 | 9999 |  |  |  | 0.02345 | Default Emission Factor
POET Biorefining - North Manchester, LLC | 63852_G_K745 | 63852 | G | K745 |  | O/G Steam | MIS_INKY | Indiana | Wabash | 3.9 | 2017 | 9999 |  |  |  | 0.13352 | Default Emission Factor
POET Biorefining - Hudson | 63918_G_1 | 63918 | G | 1 |  | O/G Steam | SPP_WAUE | South Dakota | Lincoln | 3.6 | 2019 | 9999 |  |  |  | 0.02345 | Default Emission Factor
POET Biorefining LLC - Corning | 63919_G_1 | 63919 | G | 1 |  | O/G Steam | MIS_IA | Iowa | Adams | 5 | 2018 | 9999 |  |  |  | 0.13352 | Default Emission Factor
POET Biorefining - Fostoria | 63920_G_1 | 63920 | G | 1 |  | O/G Steam | PJM_ATSI | Ohio | Seneca | 3.5 | 2017 | 9999 |  |  |  | 0.13352 | Default Emission Factor
POET Biorefining - Shelbyville | 63921_G_1 | 63921 | G | 1 |  | O/G Steam | MIS_INKY | Indiana | Shelby | 5.5 | 2020 | 9999 |  |  |  | 0.02345 | Default Emission Factor
POET Biorefining - Portland | 63922_G_G-745 | 63922 | G | G-745 |  | O/G Steam | PJM_West | Indiana | Jay | 3.5 | 2017 | 9999 |  |  |  | 0.13352 | Default Emission Factor
POET Biorefining - Gowrie | 63923_G_1 | 63923 | G | 1 |  | O/G Steam | MIS_IA | Iowa | Webster | 5 | 2018 | 9999 |  |  |  | 0.13352 | Default Emission Factor
POET Biorefining- Alexandria, LLC | 63924_G_1 | 63924 | G | 1 |  | O/G Steam | PJM_West | Indiana | Madison | 3.6 | 2008 | 9999 |  |  |  | 0.13352 | Default Emission Factor
POET Biorefining - Leipsic, LLC | 63927_G_1 | 63927 | G | 1 |  | O/G Steam | PJM_West | Ohio | Putnam | 3.5 | 2017 | 9999 |  |  |  | 0.13352 | Default Emission Factor
Still Water Power | 64141_G_4 | 64141 | G | 4 |  | Non-Fossil Waste | WEC_CALN | California | Kings | 1 | 2020 | 9999 |  |  |  | 0.66724 | Default Emission Factor
3 MW LLC | 64592_G_GEN1 | 64592 | G | GEN1 |  | Fossil Waste | WECC_CO | Colorado | Gunnison | 1 | 2013 | 9999 |  |  |  | 0.17237 | Default Emission Factor
3 MW LLC | 64592_G_GEN2 | 64592 | G | GEN2 |  | Fossil Waste | WECC_CO | Colorado | Gunnison | 1 | 2013 | 9999 |  |  |  | 0.17237 | Default Emission Factor
3 MW LLC | 64592_G_GEN3 | 64592 | G | GEN3 |  | Fossil Waste | WECC_CO | Colorado | Gunnison | 1 | 2013 | 9999 |  |  |  | 0.17237 | Default Emission Factor
Diamond H Dairy Power | 64622_G_GEN1 | 64622 | G | GEN1 |  | Non-Fossil Waste | WEC_CALN | California | Madera | 1 | 2021 | 9999 |  |  |  | 0.66724 | Default Emission Factor
Diamond H Dairy Power | 64622_G_GEN2 | 64622 | G | GEN2 |  | Non-Fossil Waste | WEC_CALN | California | Madera | 1 | 2021 | 9999 |  |  |  | 0.66724 | Default Emission Factor
WLWPCF Cogeneration Facility | 64663_G_EG075 | 64663 | G | EG075 |  | Non-Fossil Waste | WECC_PNW | Oregon | Marion | 1.1 | 2020 | 9999 |  |  |  | 0.66724 | Default Emission Factor
Tinker | 63628_G_5A | 63628 | G | 5A |  | Combustion Turbine | SPP_WEST | Oklahoma | Oklahoma | 33 | 1971 | 2025 |  |  |  | 0.04322 | Default Emission Factor
Tinker | 63628_G_5B | 63628 | G | 5B |  | Combustion Turbine | SPP_WEST | Oklahoma | Oklahoma | 31 | 1971 | 2025 |  |  |  | 0.04322 | Default Emission Factor
Sabine | 3459_B_1 | 3459 | B | 3 | 2340 | O/G Steam | MIS_WOTA | Texas | Orange | 212 | 1966 | 2025 | 2019 | 8.5672 | 285335 | 0.06005 | NEI 2019